## Contents
Elia Adequacy Report - study assumptions
Need for strategic reserves for the winter 2017-18
This data is provided in the framework of the evaluation of the strategic reserve volume for winter 2017-18.
It includes forecasts for the 3 next winters 2017-18, 2018-19 and 2019-20.
Data contained in this document is subject to a public consultation of 2 weeks, starting 19/09/2016 and ending 03/10/2016 at 18:00.
Comments to this data can be sent to: usersgroup@elia.be
1. Production
1.1 Production summary
1.2 Individually modelled thermal production
1.3 Renewable production
1.4 Pumped storage
1.5 Profiled thermal production
1.6 Forced outage rates
2. Consumption
2.1 Demand
2.2 Demand profile
2.3 Market response
3. Balancing reserves
4. Flow based domains
4.1 Flow based typical day 1
4.2 Flow based typical day 2
4.3 Flow based typical day 3
5. General remarks

## 1.1 Production summary
1.1 Production summary
Production capacity in winter available in the market [MW]
Production type |  | 2015-16 | 2016-17 | 2017-18 | 2018-19 | 2019-20
Individually modelled non renewable thermal production |  | 11421.6 | 10904.6 | 10308.8 | 10139.8 | 10047.8
CCGT/GT | Gas | 4036.9 | 4050.9 | 3507.1 | 3507.1 | 3507.1
CHP | Gas | 817.1 | 774.1 | 722.1 | 553.1 | 553.1
| Nuclear | 5919 | 5919 | 5919 | 5919 | 5919
| Oil | 178.6 | 160.6 | 160.6 | 160.6 | 68.6
| Coal | 470 | 0 | 0 | 0 | 0
Profiled thermal non renewable production |  | 1214 | 1216 | 1157 | 1157 | 1157
Renewable production |  | 6618.6 | 6918.6 | 7500.6 | 8616.6 | 9898.6
| Wind | 2228 | 2409 | 2719 | 3189 | 4232
| Photovoltaics | 3038 | 3200 | 3447 | 3635 | 3843
| Hydro RoR | 114 | 114 | 115 | 116 | 117
| Biomass - individually modelled | 407.4 | 407.4 | 407.4 | 807.4 | 807.4
| Biomass - profiled | 590 | 496 | 520 | 577 | 607
| Waste - individually modelled | 241.2 | 241.2 | 241.2 | 241.2 | 241.2
| Waste - profiled | /* | 51 | 51 | 51 | 51
Pumped storage |  | 1308 | 1308 | 1308 | 1308 | 1308
Production capacity contracted for strategic reserves [MW]
|  | 2015-16 | 2016-17 | 2017-18 | 2018-19 | 2019-20
Strategic reserve contracted on production |  | 1177.1 | 750
Strategic reserve contracted on demand |  | 358.4 | 0

## 1.2 Ind. mod. thermal prod.
1.2 Individually modelled thermal production
In the market for winter
Producer | Production unit name | Type | Fuel type | Production capacity [MW] | 2015-16 | 2016-17 | 2017-18 | 2018-19 | 2019-20 | Comment
Engie | AALST SYRAL GT | CHP | Gas | 43 | yes | yes | yes | yes | yes
Engie | AALST SYRAL ST | CHP | Gas | 5 | yes | yes | yes | yes | yes
Engie | AALTER TJ | TJ | Oil | 18 | yes | yes | yes | yes | yes
Engie | AMERCOEUR 1 GT | CCGT-GT | Gas | 270 | yes | yes | yes | yes | yes
Engie | AMERCOEUR 1 ST | CCGT-ST | Gas | 150 | yes | yes | yes | yes | yes
EDF Luminus | ANGLEUR TG 31 | CCGT-GT | Gas | 39 | strat res* | yes | no | no | no | *50 MW was contracted for strategic reserve during winter 2015-16.
EDF Luminus | ANGLEUR TG 32 | CCGT-GT | Gas | 39 | strat res* | yes | no | no | no
EDF Luminus | ANGLEUR TG 41 | GT | Gas | 63 | yes | yes | yes | yes | yes
EDF Luminus | ANGLEUR TG 42 | GT | Gas | 63 | yes | yes | yes | yes | yes
EDF Luminus | ANGLEUR TV33 | CCGT-ST | Gas | 39 | no | no | no | no | no
Engie | ARLANXEO ZWIJDRECHT GT | CHP | Gas | 43 | yes | yes | yes | yes | yes
Engie | ARLANXEO ZWIJNDRECHT ST | CHP | Gas | 15 | yes | yes | yes | yes | yes
Engie | AWIRS 4 | CL | Biomass | 95 | yes | yes | yes | yes | yes
Engie | BEERSE TJ | TJ | Oil | 32 | yes | yes | yes | yes | yes
Electrawinds Distributie | BIOMASSA OOSTENDE | IS | Biomass | 18 | yes | yes | yes | yes | yes
RWE Supply & Trading | BIOSTOOM OOSTENDE | IS | Biomass | 19.4 | yes | yes | yes | yes | yes
Engie | CIERREUX TJ | TJ | Oil | 17.6 | yes | yes | yes | yes | no
Engie | DEUX-ACREN TJ | TJ | Oil | 18.6 | yes | yes | yes | yes | no
Engie | DOEL 1 | NU | Nuclear | 433 | yes | yes | yes | yes | yes
Engie | DOEL 2 | NU | Nuclear | 433 | yes | yes | yes | yes | yes
Engie | DOEL 3 | NU | Nuclear | 1006 | yes | yes | yes | yes | yes
Engie | DOEL 4 | NU | Nuclear | 1039 | yes | yes | yes | yes | yes
Engie | DROGENBOS GT0 | GT | Gas | 46.8 | yes | yes | no | no | no
Engie | DROGENBOS GT1 | CCGT-GT | Gas | 115 | yes | yes | no | no | no
Engie | DROGENBOS GT2 | CCGT-GT | Gas | 115 | yes | yes | no | no | no
Engie | DROGENBOS ST | CCGT-ST | Gas | 167 | yes | yes | no | no | no
Lampiris | Euro-Silo | CHP | Gas | 13 | yes | yes | yes | yes | yes
Engie | EVONIK DEGUSSA GT2 | CHP | Gas | 32 | yes | yes | yes | yes | yes
Engie | EVONIK DEGUSSA ST | CHP | Gas | 10 | yes | yes | yes | yes | yes
Engie | Fluxys Zeebrugge | CHP | Gas | 40 | yes | yes | yes | no | no
Electrawinds Distributie | Greenpower Oostende | IS | Biomass | 20 | yes | yes | yes | yes | yes
EDF Luminus | HAM 31 | GT | Gas | 56 | yes | yes | yes | yes | yes
EDF Luminus | HAM 32 | GT | Gas | 56 | yes | yes | yes | yes | yes
EDF Luminus | HAM GT | CHP | Gas | 40 | yes | yes | no | no | no
EDF Luminus | Ham-Gent ST | CHP | Gas | 12 | yes | yes | no | no | no
Engie | HERDERSBRUG GT1 | CCGT-GT | Gas | 159 | yes | yes | yes | yes | yes
Engie | HERDERSBRUG GT2 | CCGT-GT | Gas | 159 | yes | yes | yes | yes | yes
Engie | HERDERSBRUG ST | CCGT-ST | Gas | 162 | yes | yes | yes | yes | yes
Lampiris | Incinerateur THUMAIDE (IPALLE) GTA1 | IS | Waste | 18.8 | yes | yes | yes | yes | yes
Lampiris | Incinerateur THUMAIDE (IPALLE) GTA2 | IS | Waste | 18.9 | yes | yes | yes | yes | yes
EDF Luminus | Indaver-Sleco Doel GEN1 | IS | Waste | 20 | yes | yes | yes | yes | yes
EDF Luminus | Indaver-Sleco Doel GEN2 | IS | Waste | 54 | yes | yes | yes | yes | yes
EDF Luminus | Indaver-Sleco Doel GEN3 | IS | Waste | 24 | yes | yes | yes | yes | yes
Engie | INEOS PHENOL DOEL CHP | CHP | Gas | 22.8 | yes | yes | yes | yes | yes
RWE Supply & Trading | INESCO GT1 | CCGT-GT | Gas | 48.5 | yes | yes | yes | yes | yes
RWE Supply & Trading | INESCO GT2 | CCGT-GT | Gas | 44.8 | yes | yes | yes | yes | yes
RWE Supply & Trading | INESCO ST | CCGT-ST | Gas | 44.8 | yes | yes | yes | yes | yes
Lampiris | INTRADEL | IS | Waste | 32 | yes | yes | yes | yes | yes
Engie | ISVAG | IS | Waste | 12.5 | yes | yes | yes | yes | yes
Engie | IVBO | IS | Waste | 16 | yes | yes | yes | yes | yes
EDF Luminus | IZEGEM | GT | Gas | 22 | strat res** | yes | no | no | no | **20 MW was contracted for strategic reserve during winter 2015-16.
Axpo Trading | JEMEPPE-SUR-SAMBRE G ST | CHP | Gas | 8 | yes | yes | yes | yes | yes
Axpo Trading | JEMEPPE-SUR-SAMBRE GT1 | CHP | Gas | 43 | yes | yes | yes | yes | yes
Axpo Trading | JEMEPPE-SUR-SAMBRE GT2 | CHP | Gas | 43 | yes | yes | yes | yes | yes
Engie | KNIPPEGROEN STEG | CCGT | Gas | 305 | yes | yes | yes | yes | yes
E-On | LANGERLO 1 | CL | Coal | 235 | yes | no | no | no | no | Repowering to biomass is considered for 200 MW (see unit "Langerlo Biomass 1").
E-On | LANGERLO 2 | CL | Coal | 235 | yes | no | no | no | no | Repowering to biomass is considered for 200 MW (see unit "Langerlo Biomass 2").
E-On | LANGERLO 3 REPOWERING | GT | Gas | 43 | yes | no | no | no | no
E-On | LANGERLO 4 REPOWERING | GT | Gas | 43 | yes | no | no | no | no
Granuul Invest | LANGERLO BIOMASS 1 | CL | Biomass | 200 | no | no | no | yes | yes
Granuul Invest | LANGERLO BIOMASS 2 | CL | Biomass | 200 | no | no | no | yes | yes
Engie | LILLO ENERGY DEGUSSA GT1 | CHP | Gas | 43 | yes | yes | yes | yes | yes
Enel Trade | MARCINELLE ENERGIE TGV | CCGT | Gas | 405 | yes | yes | yes | yes | yes
Engie | MONSANTO LILLO CHP | CHP | Gas | 43 | yes | no | no | no | no
Engie | NOORDSCHOTE TJ | TJ | Oil | 18.6 | yes | yes | yes | yes | yes
Engie | OORDEREN BAYER | CHP | Gas | 43 | yes | yes | yes | yes | yes
EDF Luminus | RINGVAART STEG | CCGT | Gas | 357 | yes | yes | yes | yes | yes
Engie | RODENHUIZE 4 | CL | Biomass | 205 | yes | yes | yes | yes | yes
Engie | SAINT-GHISLAIN STEG | CCGT | Gas | 350 | yes | yes | yes | yes | yes
Engie | SAPPI LANAKEN GT | CHP | Gas | 43 | yes | yes | yes | yes | yes
Engie | Schaerbeek SIOMAB 1 | IS | Waste | 15 | yes | yes | yes | yes | yes
Engie | Schaerbeek SIOMAB 2 | IS | Waste | 15 | yes | yes | yes | yes | yes
Engie | Schaerbeek SIOMAB 3 | IS | Waste | 15 | yes | yes | yes | yes | yes
Engie | SCHELDELAAN EXXONMOBIL | CHP | Gas | 140 | yes | yes | yes | yes | yes
EDF Luminus | SERAING TG1 | CCGT-GT | Gas | 157.5 | strat res | strat res | no | no | no
EDF Luminus | SERAING TG2 | CCGT-GT | Gas | 157.5 | strat res | strat res | no | no | no
EDF Luminus | SERAING TGV | CCGT-ST | Gas | 170 | strat res | strat res | no | no | no
Engie | STORA LANGERBRUGGE CHP 1 | CHP | Biomass | 40 | yes | yes | yes | yes | yes
Engie | STORA LANGERBRUGGE CHP 2 | CHP | Biomass | 10 | yes | yes | yes | yes | yes
EDF Luminus | TAMINCO GENT CHP | CHP | Gas | 6.3 | yes | yes | yes | yes | yes
Engie | TIHANGE 1N | NU | Nuclear | 481 | yes | yes | yes | yes | yes
Engie | TIHANGE 1S | NU | Nuclear | 481 | yes | yes | yes | yes | yes
Engie | TIHANGE 2 | NU | Nuclear | 1008 | yes | yes | yes | yes | yes
Engie | TIHANGE 3 | NU | Nuclear | 1038 | yes | yes | yes | yes | yes
T-Power | T-POWER | CCGT | Gas | 425 | yes | yes | yes | yes | yes
Engie | TURON TJ | TJ | Oil | 18 | yes | no | no | no | no
Twinerg | TWINERG ESCH TGV | CCGT | Gas | 376.4 | strat res | no | no | no | no
E-On | VILVOORDE GT | CCGT-GT | Gas | 264 | strat res*** | strat res*** | no | no | no | ***265 MW was contracted for strategic reserve during winter 2015-16 and 2016-17.
E-On | VILVOORDE ST | CCGT-ST | Gas | 120 | strat res*** | strat res*** | no | no | no
Engie | WILMARSDONK TOTAL GT1 | CHP | Gas | 43 | yes | yes | yes | no | no
Engie | WILMARSDONK TOTAL GT2 | CHP | Gas | 43 | yes | yes | yes | no | no
Engie | WILMARSDONK TOTAL GT3 | CHP | Gas | 43 | yes | yes | yes | no | no
Engie | ZANDVLIER POWER | CCGT | Gas | 384 | yes | yes | yes | yes | yes
Engie | ZEDELGEM TJ | TJ | Oil | 18.6 | yes | yes | yes | yes | no
Engie | ZEEBRUGGE TJ | TJ | Oil | 18.6 | yes | yes | yes | yes | no
Engie | ZELZATE TJ | TJ | Oil | 18.6 | yes | yes | yes | yes | no
Engie | IXELLES-VOLTA TJ | TJ | Oil | 18 | yes | no | no | no | no
Engie | BUDA TJ | TJ | Oil | 18 | yes | no | no | no | no
Legend Unit-Type
CCGT | Combined Cycle
CCGT-GT | Combined Cycle - Gas Turbine
CCGT-ST | Combined Cycle - Steam Turbine
CL | Classic
GT | Gas Turbine
ST | Steam Turbine
IS | Incineration Station
NU | Nuclear
TJ | TurboJet
CHP | Cogeneration Unit

## 1.3 Renewable prod.
1.3 Renewable production
Production capacity in winter [MW]
Production type |  | 2015-16 | 2016-17 | 2017-18 | 2018-19 | 2019-20
Wind
| onshore | 1528 | 1696 | 1857 | 2047 | 2236
| offshore | 700 | 713 | 862 | 1142 | 1996
Photovoltaics |  | 3038 | 3200 | 3447 | 3635 | 3843
Biomass (excl. waste from 2016-17 onwards) |  | 1210 | 903 | 927 | 1384 | 1414
| individually modelled | 648.6 | 407.4 | 407.4 | 807.4 | 807.4
| profiled | 590 | 496 | 520 | 577 | 607
Waste (from 2016-17 onwards) |  | /* | 264 | 264 | 264 | 264
| individually modelled | /* | 241.2 | 241.2 | 241.2 | 241.2
| profiled | /* | 51 | 51 | 51 | 51
Hydro - run of river |  | 114 | 114 | 115 | 116 | 117
The production capacities reported include both individually modelled production (see 1.2) and profiled production (see 1.5) .
* Waste was not reported separately previously and was included in the "Biomass" category.

## 1.4 Pumped storage
1.4 Pumped storage
BE Pump Storage facilities
| 2015-16 | 2016-17 | 2017-18 | 2018-19 | 2019-20
Storage reservoir [MWh] | 5800 | 5800 | 5800 | 5800 | 5800
Storage reservoir derating (ancillary services) [MWh] | 500 | 500 | 500 | 500 | 500
Available storage for economical dispatch [MWh] | 5300 | 5300 | 5300 | 5300 | 5300
Turbining capacity [MW]
Unit name | 2015-16 | 2016-17 | 2017-18 | 2018-19 | 2019-20
Coo 1 | 158 | 158 | 158 | 158 | 158
Coo 2 | 158 | 158 | 158 | 158 | 158
Coo 3 | 158 | 158 | 158 | 158 | 158
Coo 4 | 230 | 230 | 230 | 230 | 230
Coo 5 | 230 | 230 | 230 | 230 | 230
Coo 6 | 230 | 230 | 230 | 230 | 230
Platte Taille 1 | 36 | 36 | 36 | 36 | 36
Platte Taille 2 | 36 | 36 | 36 | 36 | 36
Platte Taille 3 | 36 | 36 | 36 | 36 | 36
Platte Taille 4 | 36 | 36 | 36 | 36 | 36

## 1.5 Profiled thermal production
1.5 Profiled thermal production
Profiled production capacity in winter [MW]
Fuel type | 2015-2016 | 2016-2017 | 2017-18 | 2018-19 | 2019-20
Waste | /* | 51 | 51 | 51 | 51
Biomass | 590 | 496 | 520 | 577 | 607
Gas and other | 1214 | 1216 | 1157 | 1157 | 1157
* Waste was not reported separately previously and was included in the "Biomass" cateogory.
Normalised hourly production [% of profiled production capacity]
Date | Hour | Waste | Gas-fired & Other | Biomass
2017-11-01 | 0:00 | 56.67% | 47.65% | 62.14%
2017-11-01 01:00 | 1:00 | 56.23% | 44.82% | 62.43%
2017-11-01 02:00 | 2:00 | 55.96% | 41.18% | 62.21%
2017-11-01 03:00 | 3:00 | 56.19% | 42.44% | 62.32%
2017-11-01 04:00 | 4:00 | 56.99% | 43.88% | 62.47%
2017-11-01 05:00 | 5:00 | 57.26% | 44.79% | 62.26%
2017-11-01 06:00 | 6:00 | 57.29% | 47.07% | 62.16%
2017-11-01 07:00 | 7:00 | 57.34% | 50.18% | 62.21%
2017-11-01 08:00 | 8:00 | 56.38% | 52.25% | 62.42%
2017-11-01 09:00 | 9:00 | 56.86% | 55.82% | 62.24%
2017-11-01 10:00 | 10:00 | 56.07% | 57.67% | 62.17%
2017-11-01 11:00 | 11:00 | 55.85% | 57.01% | 62.33%
2017-11-01 12:00 | 12:00 | 56.75% | 57.89% | 62.39%
2017-11-01 13:00 | 13:00 | 56.78% | 57.77% | 62.8%
2017-11-01 14:00 | 14:00 | 56.35% | 55.51% | 62.6%
2017-11-01 15:00 | 15:00 | 55.6% | 53.53% | 62.48%
2017-11-01 16:00 | 16:00 | 54.45% | 53.55% | 62.65%
2017-11-01 17:00 | 17:00 | 54.65% | 53.94% | 62.49%
2017-11-01 18:00 | 18:00 | 56.01% | 56.23% | 62.82%
2017-11-01 19:00 | 19:00 | 56.89% | 58.71% | 62.43%
2017-11-01 20:00 | 20:00 | 57.93% | 58.77% | 62.6%
2017-11-01 21:00 | 21:00 | 57.64% | 56.32% | 61.79%
2017-11-01 22:00 | 22:00 | 56.99% | 52.08% | 61.81%
2017-11-01 23:00 | 23:00 | 57.5% | 51.18% | 61.25%
2017-11-02 | 0:00 | 61.64% | 47.87% | 61.62%
2017-11-02 01:00 | 1:00 | 62.9% | 46.04% | 61.3%
2017-11-02 02:00 | 2:00 | 62.39% | 44.34% | 60.93%
2017-11-02 03:00 | 3:00 | 63.01% | 44.63% | 60.87%
2017-11-02 04:00 | 4:00 | 62.69% | 44.45% | 60.83%
2017-11-02 05:00 | 5:00 | 62.35% | 46.48% | 60.36%
2017-11-02 06:00 | 6:00 | 61.31% | 52.48% | 59.78%
2017-11-02 07:00 | 7:00 | 61.94% | 61.32% | 59.28%
2017-11-02 08:00 | 8:00 | 61.06% | 62.94% | 59.67%
2017-11-02 09:00 | 9:00 | 60.71% | 60.35% | 59.32%
2017-11-02 10:00 | 10:00 | 60.5% | 58.95% | 58.97%
2017-11-02 11:00 | 11:00 | 59.96% | 58.02% | 58.42%
2017-11-02 12:00 | 12:00 | 58.26% | 57.78% | 58.67%
2017-11-02 13:00 | 13:00 | 58.86% | 57.67% | 59.3%
2017-11-02 14:00 | 14:00 | 58.2% | 56.34% | 59.55%
2017-11-02 15:00 | 15:00 | 57.33% | 56.22% | 60.53%
2017-11-02 16:00 | 16:00 | 57.54% | 56.51% | 60.64%
2017-11-02 17:00 | 17:00 | 59.18% | 57.31% | 60.96%
2017-11-02 18:00 | 18:00 | 59.03% | 59.78% | 61.75%
2017-11-02 19:00 | 19:00 | 57.62% | 61.7% | 62.54%
2017-11-02 20:00 | 20:00 | 57.46% | 61.21% | 62.41%
2017-11-02 21:00 | 21:00 | 59.34% | 57.82% | 62.04%
2017-11-02 22:00 | 22:00 | 58.43% | 53.02% | 62.34%
2017-11-02 23:00 | 23:00 | 59.08% | 52.87% | 62.5%
2017-11-03 | 0:00 | 64.59% | 49.93% | 62.93%
2017-11-03 01:00 | 1:00 | 64.8% | 46.74% | 62.32%
2017-11-03 02:00 | 2:00 | 64.7% | 45.72% | 62.37%
2017-11-03 03:00 | 3:00 | 64.38% | 45.36% | 62.02%
2017-11-03 04:00 | 4:00 | 64.79% | 45.19% | 61.91%
2017-11-03 05:00 | 5:00 | 64.97% | 46.93% | 62.07%
2017-11-03 06:00 | 6:00 | 63.5% | 52.5% | 61.69%
2017-11-03 07:00 | 7:00 | 64.01% | 61.41% | 61.46%
2017-11-03 08:00 | 8:00 | 62.63% | 62.98% | 61.34%
2017-11-03 09:00 | 9:00 | 62.95% | 61.37% | 62.09%
2017-11-03 10:00 | 10:00 | 62.73% | 60.72% | 61.52%
2017-11-03 11:00 | 11:00 | 62.88% | 60.15% | 61.67%
2017-11-03 12:00 | 12:00 | 63.41% | 60.27% | 61.93%
2017-11-03 13:00 | 13:00 | 62.79% | 59.44% | 61.91%
2017-11-03 14:00 | 14:00 | 62.44% | 59.18% | 62.35%
2017-11-03 15:00 | 15:00 | 62.99% | 59.2% | 62.66%
2017-11-03 16:00 | 16:00 | 62.56% | 59.09% | 63.04%
2017-11-03 17:00 | 17:00 | 62.75% | 59.15% | 63.28%
2017-11-03 18:00 | 18:00 | 62.88% | 59.15% | 63.53%
2017-11-03 19:00 | 19:00 | 63.21% | 61.32% | 63.76%
2017-11-03 20:00 | 20:00 | 63.09% | 62.5% | 63.45%
2017-11-03 21:00 | 21:00 | 62.47% | 60.52% | 63.28%
2017-11-03 22:00 | 22:00 | 62.16% | 56.77% | 63.75%
2017-11-03 23:00 | 23:00 | 62.45% | 56.37% | 63.5%
2017-11-04 | 0:00 | 61.64% | 50.12% | 63.89%
2017-11-04 01:00 | 1:00 | 62.9% | 47.51% | 64.29%
2017-11-04 02:00 | 2:00 | 62.39% | 46.03% | 63.88%
2017-11-04 03:00 | 3:00 | 63.01% | 45.44% | 63.68%
2017-11-04 04:00 | 4:00 | 62.69% | 45.59% | 63.22%
2017-11-04 05:00 | 5:00 | 62.35% | 47.42% | 63.57%
2017-11-04 06:00 | 6:00 | 61.31% | 50.33% | 63.24%
2017-11-04 07:00 | 7:00 | 61.94% | 54.82% | 62.64%
2017-11-04 08:00 | 8:00 | 61.06% | 58.37% | 62.69%
2017-11-04 09:00 | 9:00 | 60.71% | 60.43% | 63.07%
2017-11-04 10:00 | 10:00 | 60.5% | 60.3% | 62.67%
2017-11-04 11:00 | 11:00 | 59.96% | 60.59% | 62.13%
2017-11-04 12:00 | 12:00 | 58.26% | 60.63% | 62.44%
2017-11-04 13:00 | 13:00 | 58.86% | 60.49% | 62.39%
2017-11-04 14:00 | 14:00 | 58.2% | 59.57% | 62.51%
2017-11-04 15:00 | 15:00 | 57.33% | 58.01% | 62.73%
2017-11-04 16:00 | 16:00 | 57.54% | 57.4% | 62.79%
2017-11-04 17:00 | 17:00 | 59.18% | 56.43% | 62.88%
2017-11-04 18:00 | 18:00 | 59.03% | 58.72% | 63.16%
2017-11-04 19:00 | 19:00 | 57.62% | 60.92% | 63.34%
2017-11-04 20:00 | 20:00 | 57.46% | 59.7% | 63.41%
2017-11-04 21:00 | 21:00 | 59.34% | 55.4% | 63.58%
2017-11-04 22:00 | 22:00 | 58.43% | 52.39% | 63.29%
2017-11-04 23:00 | 23:00 | 59.08% | 51.07% | 63.08%
2017-11-05 | 0:00 | 61.45% | 47.65% | 62.14%
2017-11-05 01:00 | 1:00 | 61.9% | 44.82% | 62.43%
2017-11-05 02:00 | 2:00 | 61.54% | 41.18% | 62.21%
2017-11-05 03:00 | 3:00 | 62.43% | 42.44% | 62.32%
2017-11-05 04:00 | 4:00 | 60.97% | 43.88% | 62.47%
2017-11-05 05:00 | 5:00 | 61.35% | 44.79% | 62.26%
2017-11-05 06:00 | 6:00 | 61.86% | 47.07% | 62.16%
2017-11-05 07:00 | 7:00 | 62.24% | 50.18% | 62.21%
2017-11-05 08:00 | 8:00 | 61.61% | 52.25% | 62.42%
2017-11-05 09:00 | 9:00 | 60.68% | 55.82% | 62.24%
2017-11-05 10:00 | 10:00 | 61.02% | 57.67% | 62.17%
2017-11-05 11:00 | 11:00 | 60.65% | 57.01% | 62.33%
2017-11-05 12:00 | 12:00 | 61.64% | 57.89% | 62.39%
2017-11-05 13:00 | 13:00 | 61.12% | 57.77% | 62.8%
2017-11-05 14:00 | 14:00 | 61.67% | 55.51% | 62.6%
2017-11-05 15:00 | 15:00 | 60.11% | 53.53% | 62.48%
2017-11-05 16:00 | 16:00 | 60.46% | 53.55% | 62.65%
2017-11-05 17:00 | 17:00 | 60.05% | 53.94% | 62.49%
2017-11-05 18:00 | 18:00 | 60.5% | 56.23% | 62.82%
2017-11-05 19:00 | 19:00 | 61.32% | 58.71% | 62.43%
2017-11-05 20:00 | 20:00 | 61.83% | 58.77% | 62.6%
2017-11-05 21:00 | 21:00 | 61.51% | 56.32% | 61.79%
2017-11-05 22:00 | 22:00 | 60.69% | 52.08% | 61.81%
2017-11-05 23:00 | 23:00 | 60.78% | 51.18% | 61.25%
2017-11-06 | 0:00 | 61.98% | 48.07% | 60.57%
2017-11-06 01:00 | 1:00 | 61.79% | 44.67% | 60.67%
2017-11-06 02:00 | 2:00 | 61.94% | 44.89% | 60.73%
2017-11-06 03:00 | 3:00 | 62.31% | 44.93% | 60.36%
2017-11-06 04:00 | 4:00 | 61.8% | 44.51% | 60.06%
2017-11-06 05:00 | 5:00 | 62.38% | 44.68% | 59.74%
2017-11-06 06:00 | 6:00 | 61.88% | 50.28% | 59.02%
2017-11-06 07:00 | 7:00 | 61.3% | 60.71% | 59.34%
2017-11-06 08:00 | 8:00 | 60.65% | 63.25% | 59.88%
2017-11-06 09:00 | 9:00 | 59.78% | 62.43% | 60.18%
2017-11-06 10:00 | 10:00 | 58.05% | 61.24% | 60.09%
2017-11-06 11:00 | 11:00 | 58.84% | 60.64% | 59.68%
2017-11-06 12:00 | 12:00 | 59.35% | 59.54% | 59.94%
2017-11-06 13:00 | 13:00 | 58.19% | 58.57% | 60.02%
2017-11-06 14:00 | 14:00 | 58.24% | 58.4% | 59.95%
2017-11-06 15:00 | 15:00 | 59.22% | 58.23% | 60.59%
2017-11-06 16:00 | 16:00 | 59.41% | 58.06% | 60.62%
2017-11-06 17:00 | 17:00 | 60.19% | 58.12% | 60.64%
2017-11-06 18:00 | 18:00 | 61.18% | 59.92% | 60.69%
2017-11-06 19:00 | 19:00 | 61.35% | 61.69% | 61.43%
2017-11-06 20:00 | 20:00 | 61.68% | 61.52% | 61.63%
2017-11-06 21:00 | 21:00 | 61.8% | 57.58% | 61.83%
2017-11-06 22:00 | 22:00 | 62.07% | 53.29% | 61.26%
2017-11-06 23:00 | 23:00 | 60.77% | 53.93% | 60.79%
2017-11-07 | 0:00 | 61.26% | 49.75% | 60.43%
2017-11-07 01:00 | 1:00 | 62.16% | 46.59% | 60.44%
2017-11-07 02:00 | 2:00 | 61.49% | 45.26% | 60.67%
2017-11-07 03:00 | 3:00 | 62.09% | 44.45% | 60.45%
2017-11-07 04:00 | 4:00 | 61.21% | 45.42% | 60.27%
2017-11-07 05:00 | 5:00 | 61.68% | 47.52% | 60.15%
2017-11-07 06:00 | 6:00 | 62.16% | 53.6% | 60.1%
2017-11-07 07:00 | 7:00 | 60.89% | 61.16% | 59.41%
2017-11-07 08:00 | 8:00 | 60.89% | 62% | 59.6%
2017-11-07 09:00 | 9:00 | 59.28% | 60.23% | 59.59%
2017-11-07 10:00 | 10:00 | 59.47% | 59.42% | 59.12%
2017-11-07 11:00 | 11:00 | 58.48% | 58.08% | 58.97%
2017-11-07 12:00 | 12:00 | 58.01% | 58.9% | 58.73%
2017-11-07 13:00 | 13:00 | 58.16% | 58.13% | 58.31%
2017-11-07 14:00 | 14:00 | 58.7% | 57.64% | 58.87%
2017-11-07 15:00 | 15:00 | 59.37% | 56.75% | 59.14%
2017-11-07 16:00 | 16:00 | 59.51% | 56.77% | 59.3%
2017-11-07 17:00 | 17:00 | 58.82% | 57.8% | 59.62%
2017-11-07 18:00 | 18:00 | 58.59% | 60.37% | 60.48%
2017-11-07 19:00 | 19:00 | 58.85% | 61.9% | 61.27%
2017-11-07 20:00 | 20:00 | 59.86% | 61.66% | 61.26%
2017-11-07 21:00 | 21:00 | 60.11% | 58.59% | 61.34%
2017-11-07 22:00 | 22:00 | 60.7% | 54.45% | 60.75%
2017-11-07 23:00 | 23:00 | 60.47% | 54% | 60.45%
2017-11-08 | 0:00 | 62.09% | 48.08% | 61.24%
2017-11-08 01:00 | 1:00 | 60.86% | 44.07% | 61.23%
2017-11-08 02:00 | 2:00 | 61.21% | 43.8% | 61.41%
2017-11-08 03:00 | 3:00 | 61.98% | 44.53% | 60.98%
2017-11-08 04:00 | 4:00 | 61.85% | 44.89% | 61.29%
2017-11-08 05:00 | 5:00 | 61.86% | 46.87% | 61.08%
2017-11-08 06:00 | 6:00 | 61.14% | 52.2% | 60.84%
2017-11-08 07:00 | 7:00 | 61.17% | 61.08% | 60.03%
2017-11-08 08:00 | 8:00 | 61.09% | 64% | 59.98%
2017-11-08 09:00 | 9:00 | 61.17% | 62.45% | 60.18%
2017-11-08 10:00 | 10:00 | 60.61% | 60.31% | 60.46%
2017-11-08 11:00 | 11:00 | 59.72% | 59.12% | 60.53%
2017-11-08 12:00 | 12:00 | 60.18% | 58.8% | 60.88%
2017-11-08 13:00 | 13:00 | 60.93% | 59.22% | 60.46%
2017-11-08 14:00 | 14:00 | 59.92% | 58.94% | 60.37%
2017-11-08 15:00 | 15:00 | 61.17% | 57.39% | 60.15%
2017-11-08 16:00 | 16:00 | 61.55% | 56.86% | 60.99%
2017-11-08 17:00 | 17:00 | 61.32% | 58% | 61.24%
2017-11-08 18:00 | 18:00 | 61.81% | 59.97% | 61.46%
2017-11-08 19:00 | 19:00 | 62.19% | 61.14% | 62%
2017-11-08 20:00 | 20:00 | 62.62% | 61.12% | 61.81%
2017-11-08 21:00 | 21:00 | 62.76% | 58.1% | 60.98%
2017-11-08 22:00 | 22:00 | 63.52% | 54.91% | 60.82%
2017-11-08 23:00 | 23:00 | 63.04% | 54.27% | 61.11%
2017-11-09 | 0:00 | 63.75% | 47.87% | 61.62%
2017-11-09 01:00 | 1:00 | 63.66% | 46.04% | 61.3%
2017-11-09 02:00 | 2:00 | 62.87% | 44.34% | 60.93%
2017-11-09 03:00 | 3:00 | 63.71% | 44.63% | 60.87%
2017-11-09 04:00 | 4:00 | 64.33% | 44.45% | 60.83%
2017-11-09 05:00 | 5:00 | 63.03% | 46.48% | 60.36%
2017-11-09 06:00 | 6:00 | 62.92% | 52.48% | 59.78%
2017-11-09 07:00 | 7:00 | 62.96% | 61.32% | 59.28%
2017-11-09 08:00 | 8:00 | 62.64% | 62.94% | 59.67%
2017-11-09 09:00 | 9:00 | 62.03% | 60.35% | 59.32%
2017-11-09 10:00 | 10:00 | 62.03% | 58.95% | 58.97%
2017-11-09 11:00 | 11:00 | 61.21% | 58.02% | 58.42%
2017-11-09 12:00 | 12:00 | 58.5% | 57.78% | 58.67%
2017-11-09 13:00 | 13:00 | 58.14% | 57.67% | 59.3%
2017-11-09 14:00 | 14:00 | 58.74% | 56.34% | 59.55%
2017-11-09 15:00 | 15:00 | 58.96% | 56.22% | 60.53%
2017-11-09 16:00 | 16:00 | 59.52% | 56.51% | 60.64%
2017-11-09 17:00 | 17:00 | 59.84% | 57.31% | 60.96%
2017-11-09 18:00 | 18:00 | 60.36% | 59.78% | 61.75%
2017-11-09 19:00 | 19:00 | 60.83% | 61.7% | 62.54%
2017-11-09 20:00 | 20:00 | 62.44% | 61.21% | 62.41%
2017-11-09 21:00 | 21:00 | 63.89% | 57.82% | 62.04%
2017-11-09 22:00 | 22:00 | 64.2% | 53.02% | 62.34%
2017-11-09 23:00 | 23:00 | 64.87% | 52.87% | 62.5%
2017-11-10 | 0:00 | 64.59% | 49.93% | 62.93%
2017-11-10 01:00 | 1:00 | 64.8% | 46.74% | 62.32%
2017-11-10 02:00 | 2:00 | 64.7% | 45.72% | 62.37%
2017-11-10 03:00 | 3:00 | 64.38% | 45.36% | 62.02%
2017-11-10 04:00 | 4:00 | 64.79% | 45.19% | 61.91%
2017-11-10 05:00 | 5:00 | 64.97% | 46.93% | 62.07%
2017-11-10 06:00 | 6:00 | 63.5% | 52.5% | 61.69%
2017-11-10 07:00 | 7:00 | 64.01% | 61.41% | 61.46%
2017-11-10 08:00 | 8:00 | 62.63% | 62.98% | 61.34%
2017-11-10 09:00 | 9:00 | 62.95% | 61.37% | 62.09%
2017-11-10 10:00 | 10:00 | 62.73% | 60.72% | 61.52%
2017-11-10 11:00 | 11:00 | 62.88% | 60.15% | 61.67%
2017-11-10 12:00 | 12:00 | 63.41% | 60.27% | 61.93%
2017-11-10 13:00 | 13:00 | 62.79% | 59.44% | 61.91%
2017-11-10 14:00 | 14:00 | 62.44% | 59.18% | 62.35%
2017-11-10 15:00 | 15:00 | 62.99% | 59.2% | 62.66%
2017-11-10 16:00 | 16:00 | 62.56% | 59.09% | 63.04%
2017-11-10 17:00 | 17:00 | 62.75% | 59.15% | 63.28%
2017-11-10 18:00 | 18:00 | 62.88% | 59.15% | 63.53%
2017-11-10 19:00 | 19:00 | 63.21% | 61.32% | 63.76%
2017-11-10 20:00 | 20:00 | 63.09% | 62.5% | 63.45%
2017-11-10 21:00 | 21:00 | 62.47% | 60.52% | 63.28%
2017-11-10 22:00 | 22:00 | 62.16% | 56.77% | 63.75%
2017-11-10 23:00 | 23:00 | 62.45% | 56.37% | 63.5%
2017-11-11 | 0:00 | 61.64% | 47.65% | 62.14%
2017-11-11 01:00 | 1:00 | 62.9% | 44.82% | 62.43%
2017-11-11 02:00 | 2:00 | 62.39% | 41.18% | 62.21%
2017-11-11 03:00 | 3:00 | 63.01% | 42.44% | 62.32%
2017-11-11 04:00 | 4:00 | 62.69% | 43.88% | 62.47%
2017-11-11 05:00 | 5:00 | 62.35% | 44.79% | 62.26%
2017-11-11 06:00 | 6:00 | 61.31% | 47.07% | 62.16%
2017-11-11 07:00 | 7:00 | 61.94% | 50.18% | 62.21%
2017-11-11 08:00 | 8:00 | 61.06% | 52.25% | 62.42%
2017-11-11 09:00 | 9:00 | 60.71% | 55.82% | 62.24%
2017-11-11 10:00 | 10:00 | 60.5% | 57.67% | 62.17%
2017-11-11 11:00 | 11:00 | 59.96% | 57.01% | 62.33%
2017-11-11 12:00 | 12:00 | 58.26% | 57.89% | 62.39%
2017-11-11 13:00 | 13:00 | 58.86% | 57.77% | 62.8%
2017-11-11 14:00 | 14:00 | 58.2% | 55.51% | 62.6%
2017-11-11 15:00 | 15:00 | 57.33% | 53.53% | 62.48%
2017-11-11 16:00 | 16:00 | 57.54% | 53.55% | 62.65%
2017-11-11 17:00 | 17:00 | 59.18% | 53.94% | 62.49%
2017-11-11 18:00 | 18:00 | 59.03% | 56.23% | 62.82%
2017-11-11 19:00 | 19:00 | 57.62% | 58.71% | 62.43%
2017-11-11 20:00 | 20:00 | 57.46% | 58.77% | 62.6%
2017-11-11 21:00 | 21:00 | 59.34% | 56.32% | 61.79%
2017-11-11 22:00 | 22:00 | 58.43% | 52.08% | 61.81%
2017-11-11 23:00 | 23:00 | 59.08% | 51.18% | 61.25%
2017-11-12 | 0:00 | 61.64% | 47.65% | 62.14%
2017-11-12 01:00 | 1:00 | 62.9% | 44.82% | 62.43%
2017-11-12 02:00 | 2:00 | 62.39% | 41.18% | 62.21%
2017-11-12 03:00 | 3:00 | 63.01% | 42.44% | 62.32%
2017-11-12 04:00 | 4:00 | 62.69% | 43.88% | 62.47%
2017-11-12 05:00 | 5:00 | 62.35% | 44.79% | 62.26%
2017-11-12 06:00 | 6:00 | 61.31% | 47.07% | 62.16%
2017-11-12 07:00 | 7:00 | 61.94% | 50.18% | 62.21%
2017-11-12 08:00 | 8:00 | 61.06% | 52.25% | 62.42%
2017-11-12 09:00 | 9:00 | 60.71% | 55.82% | 62.24%
2017-11-12 10:00 | 10:00 | 60.5% | 57.67% | 62.17%
2017-11-12 11:00 | 11:00 | 59.96% | 57.01% | 62.33%
2017-11-12 12:00 | 12:00 | 58.26% | 57.89% | 62.39%
2017-11-12 13:00 | 13:00 | 58.86% | 57.77% | 62.8%
2017-11-12 14:00 | 14:00 | 58.2% | 55.51% | 62.6%
2017-11-12 15:00 | 15:00 | 57.33% | 53.53% | 62.48%
2017-11-12 16:00 | 16:00 | 57.54% | 53.55% | 62.65%
2017-11-12 17:00 | 17:00 | 59.18% | 53.94% | 62.49%
2017-11-12 18:00 | 18:00 | 59.03% | 56.23% | 62.82%
2017-11-12 19:00 | 19:00 | 57.62% | 58.71% | 62.43%
2017-11-12 20:00 | 20:00 | 57.46% | 58.77% | 62.6%
2017-11-12 21:00 | 21:00 | 59.34% | 56.32% | 61.79%
2017-11-12 22:00 | 22:00 | 58.43% | 52.08% | 61.81%
2017-11-12 23:00 | 23:00 | 59.08% | 51.18% | 61.25%
2017-11-13 | 0:00 | 61.98% | 48.07% | 60.57%
2017-11-13 01:00 | 1:00 | 61.79% | 44.67% | 60.67%
2017-11-13 02:00 | 2:00 | 61.94% | 44.89% | 60.73%
2017-11-13 03:00 | 3:00 | 62.31% | 44.93% | 60.36%
2017-11-13 04:00 | 4:00 | 61.8% | 44.51% | 60.06%
2017-11-13 05:00 | 5:00 | 62.38% | 44.68% | 59.74%
2017-11-13 06:00 | 6:00 | 61.88% | 50.28% | 59.02%
2017-11-13 07:00 | 7:00 | 61.3% | 60.71% | 59.34%
2017-11-13 08:00 | 8:00 | 60.65% | 63.25% | 59.88%
2017-11-13 09:00 | 9:00 | 59.78% | 62.43% | 60.18%
2017-11-13 10:00 | 10:00 | 58.05% | 61.24% | 60.09%
2017-11-13 11:00 | 11:00 | 58.84% | 60.64% | 59.68%
2017-11-13 12:00 | 12:00 | 59.35% | 59.54% | 59.94%
2017-11-13 13:00 | 13:00 | 58.19% | 58.57% | 60.02%
2017-11-13 14:00 | 14:00 | 58.24% | 58.4% | 59.95%
2017-11-13 15:00 | 15:00 | 59.22% | 58.23% | 60.59%
2017-11-13 16:00 | 16:00 | 59.41% | 58.06% | 60.62%
2017-11-13 17:00 | 17:00 | 60.19% | 58.12% | 60.64%
2017-11-13 18:00 | 18:00 | 61.18% | 59.92% | 60.69%
2017-11-13 19:00 | 19:00 | 61.35% | 61.69% | 61.43%
2017-11-13 20:00 | 20:00 | 61.68% | 61.52% | 61.63%
2017-11-13 21:00 | 21:00 | 61.8% | 57.58% | 61.83%
2017-11-13 22:00 | 22:00 | 62.07% | 53.29% | 61.26%
2017-11-13 23:00 | 23:00 | 60.77% | 53.93% | 60.79%
2017-11-14 | 0:00 | 61.26% | 49.75% | 60.43%
2017-11-14 01:00 | 1:00 | 62.16% | 46.59% | 60.44%
2017-11-14 02:00 | 2:00 | 61.49% | 45.26% | 60.67%
2017-11-14 03:00 | 3:00 | 62.09% | 44.45% | 60.45%
2017-11-14 04:00 | 4:00 | 61.21% | 45.42% | 60.27%
2017-11-14 05:00 | 5:00 | 61.68% | 47.52% | 60.15%
2017-11-14 06:00 | 6:00 | 62.16% | 53.6% | 60.1%
2017-11-14 07:00 | 7:00 | 60.89% | 61.16% | 59.41%
2017-11-14 08:00 | 8:00 | 60.89% | 62% | 59.6%
2017-11-14 09:00 | 9:00 | 59.28% | 60.23% | 59.59%
2017-11-14 10:00 | 10:00 | 59.47% | 59.42% | 59.12%
2017-11-14 11:00 | 11:00 | 58.48% | 58.08% | 58.97%
2017-11-14 12:00 | 12:00 | 58.01% | 58.9% | 58.73%
2017-11-14 13:00 | 13:00 | 58.16% | 58.13% | 58.31%
2017-11-14 14:00 | 14:00 | 58.7% | 57.64% | 58.87%
2017-11-14 15:00 | 15:00 | 59.37% | 56.75% | 59.14%
2017-11-14 16:00 | 16:00 | 59.51% | 56.77% | 59.3%
2017-11-14 17:00 | 17:00 | 58.82% | 57.8% | 59.62%
2017-11-14 18:00 | 18:00 | 58.59% | 60.37% | 60.48%
2017-11-14 19:00 | 19:00 | 58.85% | 61.9% | 61.27%
2017-11-14 20:00 | 20:00 | 59.86% | 61.66% | 61.26%
2017-11-14 21:00 | 21:00 | 60.11% | 58.59% | 61.34%
2017-11-14 22:00 | 22:00 | 60.7% | 54.45% | 60.75%
2017-11-14 23:00 | 23:00 | 60.47% | 54% | 60.45%
2017-11-15 | 0:00 | 62.09% | 48.08% | 61.24%
2017-11-15 01:00 | 1:00 | 60.86% | 44.07% | 61.23%
2017-11-15 02:00 | 2:00 | 61.21% | 43.8% | 61.41%
2017-11-15 03:00 | 3:00 | 61.98% | 44.53% | 60.98%
2017-11-15 04:00 | 4:00 | 61.85% | 44.89% | 61.29%
2017-11-15 05:00 | 5:00 | 61.86% | 46.87% | 61.08%
2017-11-15 06:00 | 6:00 | 61.14% | 52.2% | 60.84%
2017-11-15 07:00 | 7:00 | 61.17% | 61.08% | 60.03%
2017-11-15 08:00 | 8:00 | 61.09% | 64% | 59.98%
2017-11-15 09:00 | 9:00 | 61.17% | 62.45% | 60.18%
2017-11-15 10:00 | 10:00 | 60.61% | 60.31% | 60.46%
2017-11-15 11:00 | 11:00 | 59.72% | 59.12% | 60.53%
2017-11-15 12:00 | 12:00 | 60.18% | 58.8% | 60.88%
2017-11-15 13:00 | 13:00 | 60.93% | 59.22% | 60.46%
2017-11-15 14:00 | 14:00 | 59.92% | 58.94% | 60.37%
2017-11-15 15:00 | 15:00 | 61.17% | 57.39% | 60.15%
2017-11-15 16:00 | 16:00 | 61.55% | 56.86% | 60.99%
2017-11-15 17:00 | 17:00 | 61.32% | 58% | 61.24%
2017-11-15 18:00 | 18:00 | 61.81% | 59.97% | 61.46%
2017-11-15 19:00 | 19:00 | 62.19% | 61.14% | 62%
2017-11-15 20:00 | 20:00 | 62.62% | 61.12% | 61.81%
2017-11-15 21:00 | 21:00 | 62.76% | 58.1% | 60.98%
2017-11-15 22:00 | 22:00 | 63.52% | 54.91% | 60.82%
2017-11-15 23:00 | 23:00 | 63.04% | 54.27% | 61.11%
2017-11-16 | 0:00 | 63.75% | 47.87% | 61.62%
2017-11-16 01:00 | 1:00 | 63.66% | 46.04% | 61.3%
2017-11-16 02:00 | 2:00 | 62.87% | 44.34% | 60.93%
2017-11-16 03:00 | 3:00 | 63.71% | 44.63% | 60.87%
2017-11-16 04:00 | 4:00 | 64.33% | 44.45% | 60.83%
2017-11-16 05:00 | 5:00 | 63.03% | 46.48% | 60.36%
2017-11-16 06:00 | 6:00 | 62.92% | 52.48% | 59.78%
2017-11-16 07:00 | 7:00 | 62.96% | 61.32% | 59.28%
2017-11-16 08:00 | 8:00 | 62.64% | 62.94% | 59.67%
2017-11-16 09:00 | 9:00 | 62.03% | 60.35% | 59.32%
2017-11-16 10:00 | 10:00 | 62.03% | 58.95% | 58.97%
2017-11-16 11:00 | 11:00 | 61.21% | 58.02% | 58.42%
2017-11-16 12:00 | 12:00 | 58.5% | 57.78% | 58.67%
2017-11-16 13:00 | 13:00 | 58.14% | 57.67% | 59.3%
2017-11-16 14:00 | 14:00 | 58.74% | 56.34% | 59.55%
2017-11-16 15:00 | 15:00 | 58.96% | 56.22% | 60.53%
2017-11-16 16:00 | 16:00 | 59.52% | 56.51% | 60.64%
2017-11-16 17:00 | 17:00 | 59.84% | 57.31% | 60.96%
2017-11-16 18:00 | 18:00 | 60.36% | 59.78% | 61.75%
2017-11-16 19:00 | 19:00 | 60.83% | 61.7% | 62.54%
2017-11-16 20:00 | 20:00 | 62.44% | 61.21% | 62.41%
2017-11-16 21:00 | 21:00 | 63.89% | 57.82% | 62.04%
2017-11-16 22:00 | 22:00 | 64.2% | 53.02% | 62.34%
2017-11-16 23:00 | 23:00 | 64.87% | 52.87% | 62.5%
2017-11-17 | 0:00 | 64.59% | 49.93% | 62.93%
2017-11-17 01:00 | 1:00 | 64.8% | 46.74% | 62.32%
2017-11-17 02:00 | 2:00 | 64.7% | 45.72% | 62.37%
2017-11-17 03:00 | 3:00 | 64.38% | 45.36% | 62.02%
2017-11-17 04:00 | 4:00 | 64.79% | 45.19% | 61.91%
2017-11-17 05:00 | 5:00 | 64.97% | 46.93% | 62.07%
2017-11-17 06:00 | 6:00 | 63.5% | 52.5% | 61.69%
2017-11-17 07:00 | 7:00 | 64.01% | 61.41% | 61.46%
2017-11-17 08:00 | 8:00 | 62.63% | 62.98% | 61.34%
2017-11-17 09:00 | 9:00 | 62.95% | 61.37% | 62.09%
2017-11-17 10:00 | 10:00 | 62.73% | 60.72% | 61.52%
2017-11-17 11:00 | 11:00 | 62.88% | 60.15% | 61.67%
2017-11-17 12:00 | 12:00 | 63.41% | 60.27% | 61.93%
2017-11-17 13:00 | 13:00 | 62.79% | 59.44% | 61.91%
2017-11-17 14:00 | 14:00 | 62.44% | 59.18% | 62.35%
2017-11-17 15:00 | 15:00 | 62.99% | 59.2% | 62.66%
2017-11-17 16:00 | 16:00 | 62.56% | 59.09% | 63.04%
2017-11-17 17:00 | 17:00 | 62.75% | 59.15% | 63.28%
2017-11-17 18:00 | 18:00 | 62.88% | 59.15% | 63.53%
2017-11-17 19:00 | 19:00 | 63.21% | 61.32% | 63.76%
2017-11-17 20:00 | 20:00 | 63.09% | 62.5% | 63.45%
2017-11-17 21:00 | 21:00 | 62.47% | 60.52% | 63.28%
2017-11-17 22:00 | 22:00 | 62.16% | 56.77% | 63.75%
2017-11-17 23:00 | 23:00 | 62.45% | 56.37% | 63.5%
2017-11-18 | 0:00 | 61.64% | 50.12% | 63.89%
2017-11-18 01:00 | 1:00 | 62.9% | 47.51% | 64.29%
2017-11-18 02:00 | 2:00 | 62.39% | 46.03% | 63.88%
2017-11-18 03:00 | 3:00 | 63.01% | 45.44% | 63.68%
2017-11-18 04:00 | 4:00 | 62.69% | 45.59% | 63.22%
2017-11-18 05:00 | 5:00 | 62.35% | 47.42% | 63.57%
2017-11-18 06:00 | 6:00 | 61.31% | 50.33% | 63.24%
2017-11-18 07:00 | 7:00 | 61.94% | 54.82% | 62.64%
2017-11-18 08:00 | 8:00 | 61.06% | 58.37% | 62.69%
2017-11-18 09:00 | 9:00 | 60.71% | 60.43% | 63.07%
2017-11-18 10:00 | 10:00 | 60.5% | 60.3% | 62.67%
2017-11-18 11:00 | 11:00 | 59.96% | 60.59% | 62.13%
2017-11-18 12:00 | 12:00 | 58.26% | 60.63% | 62.44%
2017-11-18 13:00 | 13:00 | 58.86% | 60.49% | 62.39%
2017-11-18 14:00 | 14:00 | 58.2% | 59.57% | 62.51%
2017-11-18 15:00 | 15:00 | 57.33% | 58.01% | 62.73%
2017-11-18 16:00 | 16:00 | 57.54% | 57.4% | 62.79%
2017-11-18 17:00 | 17:00 | 59.18% | 56.43% | 62.88%
2017-11-18 18:00 | 18:00 | 59.03% | 58.72% | 63.16%
2017-11-18 19:00 | 19:00 | 57.62% | 60.92% | 63.34%
2017-11-18 20:00 | 20:00 | 57.46% | 59.7% | 63.41%
2017-11-18 21:00 | 21:00 | 59.34% | 55.4% | 63.58%
2017-11-18 22:00 | 22:00 | 58.43% | 52.39% | 63.29%
2017-11-18 23:00 | 23:00 | 59.08% | 51.07% | 63.08%
2017-11-19 | 0:00 | 61.45% | 47.65% | 62.14%
2017-11-19 01:00 | 1:00 | 61.9% | 44.82% | 62.43%
2017-11-19 02:00 | 2:00 | 61.54% | 41.18% | 62.21%
2017-11-19 03:00 | 3:00 | 62.43% | 42.44% | 62.32%
2017-11-19 04:00 | 4:00 | 60.97% | 43.88% | 62.47%
2017-11-19 05:00 | 5:00 | 61.35% | 44.79% | 62.26%
2017-11-19 06:00 | 6:00 | 61.86% | 47.07% | 62.16%
2017-11-19 07:00 | 7:00 | 62.24% | 50.18% | 62.21%
2017-11-19 08:00 | 8:00 | 61.61% | 52.25% | 62.42%
2017-11-19 09:00 | 9:00 | 60.68% | 55.82% | 62.24%
2017-11-19 10:00 | 10:00 | 61.02% | 57.67% | 62.17%
2017-11-19 11:00 | 11:00 | 60.65% | 57.01% | 62.33%
2017-11-19 12:00 | 12:00 | 61.64% | 57.89% | 62.39%
2017-11-19 13:00 | 13:00 | 61.12% | 57.77% | 62.8%
2017-11-19 14:00 | 14:00 | 61.67% | 55.51% | 62.6%
2017-11-19 15:00 | 15:00 | 60.11% | 53.53% | 62.48%
2017-11-19 16:00 | 16:00 | 60.46% | 53.55% | 62.65%
2017-11-19 17:00 | 17:00 | 60.05% | 53.94% | 62.49%
2017-11-19 18:00 | 18:00 | 60.5% | 56.23% | 62.82%
2017-11-19 19:00 | 19:00 | 61.32% | 58.71% | 62.43%
2017-11-19 20:00 | 20:00 | 61.83% | 58.77% | 62.6%
2017-11-19 21:00 | 21:00 | 61.51% | 56.32% | 61.79%
2017-11-19 22:00 | 22:00 | 60.69% | 52.08% | 61.81%
2017-11-19 23:00 | 23:00 | 60.78% | 51.18% | 61.25%
2017-11-20 | 0:00 | 61.98% | 48.07% | 60.57%
2017-11-20 01:00 | 1:00 | 61.79% | 44.67% | 60.67%
2017-11-20 02:00 | 2:00 | 61.94% | 44.89% | 60.73%
2017-11-20 03:00 | 3:00 | 62.31% | 44.93% | 60.36%
2017-11-20 04:00 | 4:00 | 61.8% | 44.51% | 60.06%
2017-11-20 05:00 | 5:00 | 62.38% | 44.68% | 59.74%
2017-11-20 06:00 | 6:00 | 61.88% | 50.28% | 59.02%
2017-11-20 07:00 | 7:00 | 61.3% | 60.71% | 59.34%
2017-11-20 08:00 | 8:00 | 60.65% | 63.25% | 59.88%
2017-11-20 09:00 | 9:00 | 59.78% | 62.43% | 60.18%
2017-11-20 10:00 | 10:00 | 58.05% | 61.24% | 60.09%
2017-11-20 11:00 | 11:00 | 58.84% | 60.64% | 59.68%
2017-11-20 12:00 | 12:00 | 59.35% | 59.54% | 59.94%
2017-11-20 13:00 | 13:00 | 58.19% | 58.57% | 60.02%
2017-11-20 14:00 | 14:00 | 58.24% | 58.4% | 59.95%
2017-11-20 15:00 | 15:00 | 59.22% | 58.23% | 60.59%
2017-11-20 16:00 | 16:00 | 59.41% | 58.06% | 60.62%
2017-11-20 17:00 | 17:00 | 60.19% | 58.12% | 60.64%
2017-11-20 18:00 | 18:00 | 61.18% | 59.92% | 60.69%
2017-11-20 19:00 | 19:00 | 61.35% | 61.69% | 61.43%
2017-11-20 20:00 | 20:00 | 61.68% | 61.52% | 61.63%
2017-11-20 21:00 | 21:00 | 61.8% | 57.58% | 61.83%
2017-11-20 22:00 | 22:00 | 62.07% | 53.29% | 61.26%
2017-11-20 23:00 | 23:00 | 60.77% | 53.93% | 60.79%
2017-11-21 | 0:00 | 61.26% | 49.75% | 60.43%
2017-11-21 01:00 | 1:00 | 62.16% | 46.59% | 60.44%
2017-11-21 02:00 | 2:00 | 61.49% | 45.26% | 60.67%
2017-11-21 03:00 | 3:00 | 62.09% | 44.45% | 60.45%
2017-11-21 04:00 | 4:00 | 61.21% | 45.42% | 60.27%
2017-11-21 05:00 | 5:00 | 61.68% | 47.52% | 60.15%
2017-11-21 06:00 | 6:00 | 62.16% | 53.6% | 60.1%
2017-11-21 07:00 | 7:00 | 60.89% | 61.16% | 59.41%
2017-11-21 08:00 | 8:00 | 60.89% | 62% | 59.6%
2017-11-21 09:00 | 9:00 | 59.28% | 60.23% | 59.59%
2017-11-21 10:00 | 10:00 | 59.47% | 59.42% | 59.12%
2017-11-21 11:00 | 11:00 | 58.48% | 58.08% | 58.97%
2017-11-21 12:00 | 12:00 | 58.01% | 58.9% | 58.73%
2017-11-21 13:00 | 13:00 | 58.16% | 58.13% | 58.31%
2017-11-21 14:00 | 14:00 | 58.7% | 57.64% | 58.87%
2017-11-21 15:00 | 15:00 | 59.37% | 56.75% | 59.14%
2017-11-21 16:00 | 16:00 | 59.51% | 56.77% | 59.3%
2017-11-21 17:00 | 17:00 | 58.82% | 57.8% | 59.62%
2017-11-21 18:00 | 18:00 | 58.59% | 60.37% | 60.48%
2017-11-21 19:00 | 19:00 | 58.85% | 61.9% | 61.27%
2017-11-21 20:00 | 20:00 | 59.86% | 61.66% | 61.26%
2017-11-21 21:00 | 21:00 | 60.11% | 58.59% | 61.34%
2017-11-21 22:00 | 22:00 | 60.7% | 54.45% | 60.75%
2017-11-21 23:00 | 23:00 | 60.47% | 54% | 60.45%
2017-11-22 | 0:00 | 62.09% | 48.08% | 61.24%
2017-11-22 01:00 | 1:00 | 60.86% | 44.07% | 61.23%
2017-11-22 02:00 | 2:00 | 61.21% | 43.8% | 61.41%
2017-11-22 03:00 | 3:00 | 61.98% | 44.53% | 60.98%
2017-11-22 04:00 | 4:00 | 61.85% | 44.89% | 61.29%
2017-11-22 05:00 | 5:00 | 61.86% | 46.87% | 61.08%
2017-11-22 06:00 | 6:00 | 61.14% | 52.2% | 60.84%
2017-11-22 07:00 | 7:00 | 61.17% | 61.08% | 60.03%
2017-11-22 08:00 | 8:00 | 61.09% | 64% | 59.98%
2017-11-22 09:00 | 9:00 | 61.17% | 62.45% | 60.18%
2017-11-22 10:00 | 10:00 | 60.61% | 60.31% | 60.46%
2017-11-22 11:00 | 11:00 | 59.72% | 59.12% | 60.53%
2017-11-22 12:00 | 12:00 | 60.18% | 58.8% | 60.88%
2017-11-22 13:00 | 13:00 | 60.93% | 59.22% | 60.46%
2017-11-22 14:00 | 14:00 | 59.92% | 58.94% | 60.37%
2017-11-22 15:00 | 15:00 | 61.17% | 57.39% | 60.15%
2017-11-22 16:00 | 16:00 | 61.55% | 56.86% | 60.99%
2017-11-22 17:00 | 17:00 | 61.32% | 58% | 61.24%
2017-11-22 18:00 | 18:00 | 61.81% | 59.97% | 61.46%
2017-11-22 19:00 | 19:00 | 62.19% | 61.14% | 62%
2017-11-22 20:00 | 20:00 | 62.62% | 61.12% | 61.81%
2017-11-22 21:00 | 21:00 | 62.76% | 58.1% | 60.98%
2017-11-22 22:00 | 22:00 | 63.52% | 54.91% | 60.82%
2017-11-22 23:00 | 23:00 | 63.04% | 54.27% | 61.11%
2017-11-23 | 0:00 | 63.75% | 47.87% | 61.62%
2017-11-23 01:00 | 1:00 | 63.66% | 46.04% | 61.3%
2017-11-23 02:00 | 2:00 | 62.87% | 44.34% | 60.93%
2017-11-23 03:00 | 3:00 | 63.71% | 44.63% | 60.87%
2017-11-23 04:00 | 4:00 | 64.33% | 44.45% | 60.83%
2017-11-23 05:00 | 5:00 | 63.03% | 46.48% | 60.36%
2017-11-23 06:00 | 6:00 | 62.92% | 52.48% | 59.78%
2017-11-23 07:00 | 7:00 | 62.96% | 61.32% | 59.28%
2017-11-23 08:00 | 8:00 | 62.64% | 62.94% | 59.67%
2017-11-23 09:00 | 9:00 | 62.03% | 60.35% | 59.32%
2017-11-23 10:00 | 10:00 | 62.03% | 58.95% | 58.97%
2017-11-23 11:00 | 11:00 | 61.21% | 58.02% | 58.42%
2017-11-23 12:00 | 12:00 | 58.5% | 57.78% | 58.67%
2017-11-23 13:00 | 13:00 | 58.14% | 57.67% | 59.3%
2017-11-23 14:00 | 14:00 | 58.74% | 56.34% | 59.55%
2017-11-23 15:00 | 15:00 | 58.96% | 56.22% | 60.53%
2017-11-23 16:00 | 16:00 | 59.52% | 56.51% | 60.64%
2017-11-23 17:00 | 17:00 | 59.84% | 57.31% | 60.96%
2017-11-23 18:00 | 18:00 | 60.36% | 59.78% | 61.75%
2017-11-23 19:00 | 19:00 | 60.83% | 61.7% | 62.54%
2017-11-23 20:00 | 20:00 | 62.44% | 61.21% | 62.41%
2017-11-23 21:00 | 21:00 | 63.89% | 57.82% | 62.04%
2017-11-23 22:00 | 22:00 | 64.2% | 53.02% | 62.34%
2017-11-23 23:00 | 23:00 | 64.87% | 52.87% | 62.5%
2017-11-24 | 0:00 | 64.59% | 49.93% | 62.93%
2017-11-24 01:00 | 1:00 | 64.8% | 46.74% | 62.32%
2017-11-24 02:00 | 2:00 | 64.7% | 45.72% | 62.37%
2017-11-24 03:00 | 3:00 | 64.38% | 45.36% | 62.02%
2017-11-24 04:00 | 4:00 | 64.79% | 45.19% | 61.91%
2017-11-24 05:00 | 5:00 | 64.97% | 46.93% | 62.07%
2017-11-24 06:00 | 6:00 | 63.5% | 52.5% | 61.69%
2017-11-24 07:00 | 7:00 | 64.01% | 61.41% | 61.46%
2017-11-24 08:00 | 8:00 | 62.63% | 62.98% | 61.34%
2017-11-24 09:00 | 9:00 | 62.95% | 61.37% | 62.09%
2017-11-24 10:00 | 10:00 | 62.73% | 60.72% | 61.52%
2017-11-24 11:00 | 11:00 | 62.88% | 60.15% | 61.67%
2017-11-24 12:00 | 12:00 | 63.41% | 60.27% | 61.93%
2017-11-24 13:00 | 13:00 | 62.79% | 59.44% | 61.91%
2017-11-24 14:00 | 14:00 | 62.44% | 59.18% | 62.35%
2017-11-24 15:00 | 15:00 | 62.99% | 59.2% | 62.66%
2017-11-24 16:00 | 16:00 | 62.56% | 59.09% | 63.04%
2017-11-24 17:00 | 17:00 | 62.75% | 59.15% | 63.28%
2017-11-24 18:00 | 18:00 | 62.88% | 59.15% | 63.53%
2017-11-24 19:00 | 19:00 | 63.21% | 61.32% | 63.76%
2017-11-24 20:00 | 20:00 | 63.09% | 62.5% | 63.45%
2017-11-24 21:00 | 21:00 | 62.47% | 60.52% | 63.28%
2017-11-24 22:00 | 22:00 | 62.16% | 56.77% | 63.75%
2017-11-24 23:00 | 23:00 | 62.45% | 56.37% | 63.5%
2017-11-25 | 0:00 | 61.64% | 50.12% | 63.89%
2017-11-25 01:00 | 1:00 | 62.9% | 47.51% | 64.29%
2017-11-25 02:00 | 2:00 | 62.39% | 46.03% | 63.88%
2017-11-25 03:00 | 3:00 | 63.01% | 45.44% | 63.68%
2017-11-25 04:00 | 4:00 | 62.69% | 45.59% | 63.22%
2017-11-25 05:00 | 5:00 | 62.35% | 47.42% | 63.57%
2017-11-25 06:00 | 6:00 | 61.31% | 50.33% | 63.24%
2017-11-25 07:00 | 7:00 | 61.94% | 54.82% | 62.64%
2017-11-25 08:00 | 8:00 | 61.06% | 58.37% | 62.69%
2017-11-25 09:00 | 9:00 | 60.71% | 60.43% | 63.07%
2017-11-25 10:00 | 10:00 | 60.5% | 60.3% | 62.67%
2017-11-25 11:00 | 11:00 | 59.96% | 60.59% | 62.13%
2017-11-25 12:00 | 12:00 | 58.26% | 60.63% | 62.44%
2017-11-25 13:00 | 13:00 | 58.86% | 60.49% | 62.39%
2017-11-25 14:00 | 14:00 | 58.2% | 59.57% | 62.51%
2017-11-25 15:00 | 15:00 | 57.33% | 58.01% | 62.73%
2017-11-25 16:00 | 16:00 | 57.54% | 57.4% | 62.79%
2017-11-25 17:00 | 17:00 | 59.18% | 56.43% | 62.88%
2017-11-25 18:00 | 18:00 | 59.03% | 58.72% | 63.16%
2017-11-25 19:00 | 19:00 | 57.62% | 60.92% | 63.34%
2017-11-25 20:00 | 20:00 | 57.46% | 59.7% | 63.41%
2017-11-25 21:00 | 21:00 | 59.34% | 55.4% | 63.58%
2017-11-25 22:00 | 22:00 | 58.43% | 52.39% | 63.29%
2017-11-25 23:00 | 23:00 | 59.08% | 51.07% | 63.08%
2017-11-26 | 0:00 | 61.45% | 47.65% | 62.14%
2017-11-26 01:00 | 1:00 | 61.9% | 44.82% | 62.43%
2017-11-26 02:00 | 2:00 | 61.54% | 41.18% | 62.21%
2017-11-26 03:00 | 3:00 | 62.43% | 42.44% | 62.32%
2017-11-26 04:00 | 4:00 | 60.97% | 43.88% | 62.47%
2017-11-26 05:00 | 5:00 | 61.35% | 44.79% | 62.26%
2017-11-26 06:00 | 6:00 | 61.86% | 47.07% | 62.16%
2017-11-26 07:00 | 7:00 | 62.24% | 50.18% | 62.21%
2017-11-26 08:00 | 8:00 | 61.61% | 52.25% | 62.42%
2017-11-26 09:00 | 9:00 | 60.68% | 55.82% | 62.24%
2017-11-26 10:00 | 10:00 | 61.02% | 57.67% | 62.17%
2017-11-26 11:00 | 11:00 | 60.65% | 57.01% | 62.33%
2017-11-26 12:00 | 12:00 | 61.64% | 57.89% | 62.39%
2017-11-26 13:00 | 13:00 | 61.12% | 57.77% | 62.8%
2017-11-26 14:00 | 14:00 | 61.67% | 55.51% | 62.6%
2017-11-26 15:00 | 15:00 | 60.11% | 53.53% | 62.48%
2017-11-26 16:00 | 16:00 | 60.46% | 53.55% | 62.65%
2017-11-26 17:00 | 17:00 | 60.05% | 53.94% | 62.49%
2017-11-26 18:00 | 18:00 | 60.5% | 56.23% | 62.82%
2017-11-26 19:00 | 19:00 | 61.32% | 58.71% | 62.43%
2017-11-26 20:00 | 20:00 | 61.83% | 58.77% | 62.6%
2017-11-26 21:00 | 21:00 | 61.51% | 56.32% | 61.79%
2017-11-26 22:00 | 22:00 | 60.69% | 52.08% | 61.81%
2017-11-26 23:00 | 23:00 | 60.78% | 51.18% | 61.25%
2017-11-27 | 0:00 | 61.98% | 48.07% | 60.57%
2017-11-27 01:00 | 1:00 | 61.79% | 44.67% | 60.67%
2017-11-27 02:00 | 2:00 | 61.94% | 44.89% | 60.73%
2017-11-27 03:00 | 3:00 | 62.31% | 44.93% | 60.36%
2017-11-27 04:00 | 4:00 | 61.8% | 44.51% | 60.06%
2017-11-27 05:00 | 5:00 | 62.38% | 44.68% | 59.74%
2017-11-27 06:00 | 6:00 | 61.88% | 50.28% | 59.02%
2017-11-27 07:00 | 7:00 | 61.3% | 60.71% | 59.34%
2017-11-27 08:00 | 8:00 | 60.65% | 63.25% | 59.88%
2017-11-27 09:00 | 9:00 | 59.78% | 62.43% | 60.18%
2017-11-27 10:00 | 10:00 | 58.05% | 61.24% | 60.09%
2017-11-27 11:00 | 11:00 | 58.84% | 60.64% | 59.68%
2017-11-27 12:00 | 12:00 | 59.35% | 59.54% | 59.94%
2017-11-27 13:00 | 13:00 | 58.19% | 58.57% | 60.02%
2017-11-27 14:00 | 14:00 | 58.24% | 58.4% | 59.95%
2017-11-27 15:00 | 15:00 | 59.22% | 58.23% | 60.59%
2017-11-27 16:00 | 16:00 | 59.41% | 58.06% | 60.62%
2017-11-27 17:00 | 17:00 | 60.19% | 58.12% | 60.64%
2017-11-27 18:00 | 18:00 | 61.18% | 59.92% | 60.69%
2017-11-27 19:00 | 19:00 | 61.35% | 61.69% | 61.43%
2017-11-27 20:00 | 20:00 | 61.68% | 61.52% | 61.63%
2017-11-27 21:00 | 21:00 | 61.8% | 57.58% | 61.83%
2017-11-27 22:00 | 22:00 | 62.07% | 53.29% | 61.26%
2017-11-27 23:00 | 23:00 | 60.77% | 53.93% | 60.79%
2017-11-28 | 0:00 | 61.26% | 49.75% | 60.43%
2017-11-28 01:00 | 1:00 | 62.16% | 46.59% | 60.44%
2017-11-28 02:00 | 2:00 | 61.49% | 45.26% | 60.67%
2017-11-28 03:00 | 3:00 | 62.09% | 44.45% | 60.45%
2017-11-28 04:00 | 4:00 | 61.21% | 45.42% | 60.27%
2017-11-28 05:00 | 5:00 | 61.68% | 47.52% | 60.15%
2017-11-28 06:00 | 6:00 | 62.16% | 53.6% | 60.1%
2017-11-28 07:00 | 7:00 | 60.89% | 61.16% | 59.41%
2017-11-28 08:00 | 8:00 | 60.89% | 62% | 59.6%
2017-11-28 09:00 | 9:00 | 59.28% | 60.23% | 59.59%
2017-11-28 10:00 | 10:00 | 59.47% | 59.42% | 59.12%
2017-11-28 11:00 | 11:00 | 58.48% | 58.08% | 58.97%
2017-11-28 12:00 | 12:00 | 58.01% | 58.9% | 58.73%
2017-11-28 13:00 | 13:00 | 58.16% | 58.13% | 58.31%
2017-11-28 14:00 | 14:00 | 58.7% | 57.64% | 58.87%
2017-11-28 15:00 | 15:00 | 59.37% | 56.75% | 59.14%
2017-11-28 16:00 | 16:00 | 59.51% | 56.77% | 59.3%
2017-11-28 17:00 | 17:00 | 58.82% | 57.8% | 59.62%
2017-11-28 18:00 | 18:00 | 58.59% | 60.37% | 60.48%
2017-11-28 19:00 | 19:00 | 58.85% | 61.9% | 61.27%
2017-11-28 20:00 | 20:00 | 59.86% | 61.66% | 61.26%
2017-11-28 21:00 | 21:00 | 60.11% | 58.59% | 61.34%
2017-11-28 22:00 | 22:00 | 60.7% | 54.45% | 60.75%
2017-11-28 23:00 | 23:00 | 60.47% | 54% | 60.45%
2017-11-29 | 0:00 | 62.09% | 48.08% | 61.24%
2017-11-29 01:00 | 1:00 | 60.86% | 44.07% | 61.23%
2017-11-29 02:00 | 2:00 | 61.21% | 43.8% | 61.41%
2017-11-29 03:00 | 3:00 | 61.98% | 44.53% | 60.98%
2017-11-29 04:00 | 4:00 | 61.85% | 44.89% | 61.29%
2017-11-29 05:00 | 5:00 | 61.86% | 46.87% | 61.08%
2017-11-29 06:00 | 6:00 | 61.14% | 52.2% | 60.84%
2017-11-29 07:00 | 7:00 | 61.17% | 61.08% | 60.03%
2017-11-29 08:00 | 8:00 | 61.09% | 64% | 59.98%
2017-11-29 09:00 | 9:00 | 61.17% | 62.45% | 60.18%
2017-11-29 10:00 | 10:00 | 60.61% | 60.31% | 60.46%
2017-11-29 11:00 | 11:00 | 59.72% | 59.12% | 60.53%
2017-11-29 12:00 | 12:00 | 60.18% | 58.8% | 60.88%
2017-11-29 13:00 | 13:00 | 60.93% | 59.22% | 60.46%
2017-11-29 14:00 | 14:00 | 59.92% | 58.94% | 60.37%
2017-11-29 15:00 | 15:00 | 61.17% | 57.39% | 60.15%
2017-11-29 16:00 | 16:00 | 61.55% | 56.86% | 60.99%
2017-11-29 17:00 | 17:00 | 61.32% | 58% | 61.24%
2017-11-29 18:00 | 18:00 | 61.81% | 59.97% | 61.46%
2017-11-29 19:00 | 19:00 | 62.19% | 61.14% | 62%
2017-11-29 20:00 | 20:00 | 62.62% | 61.12% | 61.81%
2017-11-29 21:00 | 21:00 | 62.76% | 58.1% | 60.98%
2017-11-29 22:00 | 22:00 | 63.52% | 54.91% | 60.82%
2017-11-29 23:00 | 23:00 | 63.04% | 54.27% | 61.11%
2017-11-30 | 0:00 | 63.75% | 47.87% | 61.62%
2017-11-30 01:00 | 1:00 | 63.66% | 46.04% | 61.3%
2017-11-30 02:00 | 2:00 | 62.87% | 44.34% | 60.93%
2017-11-30 03:00 | 3:00 | 63.71% | 44.63% | 60.87%
2017-11-30 04:00 | 4:00 | 64.33% | 44.45% | 60.83%
2017-11-30 05:00 | 5:00 | 63.03% | 46.48% | 60.36%
2017-11-30 06:00 | 6:00 | 62.92% | 52.48% | 59.78%
2017-11-30 07:00 | 7:00 | 62.96% | 61.32% | 59.28%
2017-11-30 08:00 | 8:00 | 62.64% | 62.94% | 59.67%
2017-11-30 09:00 | 9:00 | 62.03% | 60.35% | 59.32%
2017-11-30 10:00 | 10:00 | 62.03% | 58.95% | 58.97%
2017-11-30 11:00 | 11:00 | 61.21% | 58.02% | 58.42%
2017-11-30 12:00 | 12:00 | 58.5% | 57.78% | 58.67%
2017-11-30 13:00 | 13:00 | 58.14% | 57.67% | 59.3%
2017-11-30 14:00 | 14:00 | 58.74% | 56.34% | 59.55%
2017-11-30 15:00 | 15:00 | 58.96% | 56.22% | 60.53%
2017-11-30 16:00 | 16:00 | 59.52% | 56.51% | 60.64%
2017-11-30 17:00 | 17:00 | 59.84% | 57.31% | 60.96%
2017-11-30 18:00 | 18:00 | 60.36% | 59.78% | 61.75%
2017-11-30 19:00 | 19:00 | 60.83% | 61.7% | 62.54%
2017-11-30 20:00 | 20:00 | 62.44% | 61.21% | 62.41%
2017-11-30 21:00 | 21:00 | 63.89% | 57.82% | 62.04%
2017-11-30 22:00 | 22:00 | 64.2% | 53.02% | 62.34%
2017-11-30 23:00 | 23:00 | 64.87% | 52.87% | 62.5%
2017-12-01 | 0:00 | 64.59% | 50.22% | 61.32%
2017-12-01 01:00 | 1:00 | 64.8% | 47.11% | 61.45%
2017-12-01 02:00 | 2:00 | 64.7% | 46.17% | 61.38%
2017-12-01 03:00 | 3:00 | 64.38% | 45.9% | 60.87%
2017-12-01 04:00 | 4:00 | 64.79% | 45.79% | 60.58%
2017-12-01 05:00 | 5:00 | 64.97% | 47.5% | 61.04%
2017-12-01 06:00 | 6:00 | 63.5% | 52.8% | 61.09%
2017-12-01 07:00 | 7:00 | 64.01% | 61.74% | 60.46%
2017-12-01 08:00 | 8:00 | 62.63% | 63.3% | 60.81%
2017-12-01 09:00 | 9:00 | 62.95% | 61.67% | 60.4%
2017-12-01 10:00 | 10:00 | 62.73% | 60.89% | 60.57%
2017-12-01 11:00 | 11:00 | 62.88% | 60.2% | 61.15%
2017-12-01 12:00 | 12:00 | 63.41% | 60.31% | 61.54%
2017-12-01 13:00 | 13:00 | 62.79% | 59.57% | 61.67%
2017-12-01 14:00 | 14:00 | 62.44% | 59.07% | 61.54%
2017-12-01 15:00 | 15:00 | 62.99% | 59.26% | 61.75%
2017-12-01 16:00 | 16:00 | 62.56% | 59.24% | 61.78%
2017-12-01 17:00 | 17:00 | 62.75% | 59.44% | 62.03%
2017-12-01 18:00 | 18:00 | 62.88% | 59.4% | 62.62%
2017-12-01 19:00 | 19:00 | 63.21% | 61.43% | 62.7%
2017-12-01 20:00 | 20:00 | 63.09% | 62.43% | 62.68%
2017-12-01 21:00 | 21:00 | 62.47% | 60.49% | 62.47%
2017-12-01 22:00 | 22:00 | 62.16% | 56.87% | 62.56%
2017-12-01 23:00 | 23:00 | 62.45% | 56.46% | 62.43%
2017-12-02 | 0:00 | 62.37% | 50.13% | 61.5%
2017-12-02 01:00 | 1:00 | 62.1% | 47.73% | 61.32%
2017-12-02 02:00 | 2:00 | 61.77% | 46.33% | 60.79%
2017-12-02 03:00 | 3:00 | 61.51% | 45.71% | 60.52%
2017-12-02 04:00 | 4:00 | 61.35% | 45.85% | 60.91%
2017-12-02 05:00 | 5:00 | 61.9% | 47.59% | 60.23%
2017-12-02 06:00 | 6:00 | 61.23% | 50.37% | 59.6%
2017-12-02 07:00 | 7:00 | 61.66% | 54.75% | 59.28%
2017-12-02 08:00 | 8:00 | 62.6% | 58.19% | 60.07%
2017-12-02 09:00 | 9:00 | 62.66% | 60.47% | 60.38%
2017-12-02 10:00 | 10:00 | 62.95% | 60.27% | 60.27%
2017-12-02 11:00 | 11:00 | 61.72% | 60.53% | 60.1%
2017-12-02 12:00 | 12:00 | 62.46% | 60.66% | 60.72%
2017-12-02 13:00 | 13:00 | 62.36% | 60.41% | 61.28%
2017-12-02 14:00 | 14:00 | 62.44% | 59.5% | 61.3%
2017-12-02 15:00 | 15:00 | 62.79% | 57.89% | 61.92%
2017-12-02 16:00 | 16:00 | 62.89% | 57.34% | 61.92%
2017-12-02 17:00 | 17:00 | 63.11% | 56.41% | 62.01%
2017-12-02 18:00 | 18:00 | 62.81% | 58.51% | 63.3%
2017-12-02 19:00 | 19:00 | 62.34% | 60.69% | 63.15%
2017-12-02 20:00 | 20:00 | 62.28% | 59.72% | 63.21%
2017-12-02 21:00 | 21:00 | 61.6% | 55.38% | 62.91%
2017-12-02 22:00 | 22:00 | 61.92% | 52.34% | 62.82%
2017-12-02 23:00 | 23:00 | 63.27% | 50.97% | 62.64%
2017-12-03 | 0:00 | 60.25% | 47.31% | 62.11%
2017-12-03 01:00 | 1:00 | 61.13% | 44.42% | 62.55%
2017-12-03 02:00 | 2:00 | 61.23% | 40.88% | 62.27%
2017-12-03 03:00 | 3:00 | 61.09% | 42.22% | 62.3%
2017-12-03 04:00 | 4:00 | 61.16% | 43.66% | 62.16%
2017-12-03 05:00 | 5:00 | 59.31% | 44.53% | 61.44%
2017-12-03 06:00 | 6:00 | 59.08% | 46.77% | 60.88%
2017-12-03 07:00 | 7:00 | 59.98% | 49.86% | 60.82%
2017-12-03 08:00 | 8:00 | 59.28% | 51.93% | 61.66%
2017-12-03 09:00 | 9:00 | 59.12% | 55.59% | 62.01%
2017-12-03 10:00 | 10:00 | 59.83% | 57.37% | 62.09%
2017-12-03 11:00 | 11:00 | 60.29% | 56.61% | 61.66%
2017-12-03 12:00 | 12:00 | 61.66% | 57.44% | 61.37%
2017-12-03 13:00 | 13:00 | 60.42% | 57.2% | 61.01%
2017-12-03 14:00 | 14:00 | 60.76% | 54.9% | 60.63%
2017-12-03 15:00 | 15:00 | 61.37% | 52.93% | 60.99%
2017-12-03 16:00 | 16:00 | 59.28% | 53.04% | 60.77%
2017-12-03 17:00 | 17:00 | 59.16% | 53.59% | 61.06%
2017-12-03 18:00 | 18:00 | 58.33% | 55.77% | 61.18%
2017-12-03 19:00 | 19:00 | 59.86% | 58.31% | 61.23%
2017-12-03 20:00 | 20:00 | 59.12% | 58.33% | 60.92%
2017-12-03 21:00 | 21:00 | 59.76% | 55.9% | 60.67%
2017-12-03 22:00 | 22:00 | 60.08% | 51.79% | 60.74%
2017-12-03 23:00 | 23:00 | 59.48% | 50.89% | 60.8%
2017-12-04 | 0:00 | 58.75% | 47.82% | 60.39%
2017-12-04 01:00 | 1:00 | 58.47% | 44.48% | 60.12%
2017-12-04 02:00 | 2:00 | 59.1% | 44.74% | 60.26%
2017-12-04 03:00 | 3:00 | 59.09% | 44.76% | 59.98%
2017-12-04 04:00 | 4:00 | 58.2% | 44.29% | 59.61%
2017-12-04 05:00 | 5:00 | 58.73% | 44.57% | 59.54%
2017-12-04 06:00 | 6:00 | 58.46% | 50.12% | 59.45%
2017-12-04 07:00 | 7:00 | 58.1% | 60.4% | 59.06%
2017-12-04 08:00 | 8:00 | 56.83% | 63.05% | 59.6%
2017-12-04 09:00 | 9:00 | 57.41% | 62.29% | 59.47%
2017-12-04 10:00 | 10:00 | 58.47% | 61.05% | 58.51%
2017-12-04 11:00 | 11:00 | 58.95% | 60.21% | 58.84%
2017-12-04 12:00 | 12:00 | 59.22% | 59% | 58.49%
2017-12-04 13:00 | 13:00 | 59.99% | 57.98% | 58.12%
2017-12-04 14:00 | 14:00 | 59.78% | 57.77% | 58.59%
2017-12-04 15:00 | 15:00 | 60.66% | 57.69% | 59.26%
2017-12-04 16:00 | 16:00 | 59.85% | 57.67% | 59.75%
2017-12-04 17:00 | 17:00 | 60.45% | 57.95% | 60.86%
2017-12-04 18:00 | 18:00 | 61% | 59.68% | 61.07%
2017-12-04 19:00 | 19:00 | 61.8% | 61.44% | 60.84%
2017-12-04 20:00 | 20:00 | 62.1% | 61.3% | 60.6%
2017-12-04 21:00 | 21:00 | 61.97% | 57.32% | 60.4%
2017-12-04 22:00 | 22:00 | 61.73% | 53.03% | 60.08%
2017-12-04 23:00 | 23:00 | 61% | 53.63% | 60.03%
2017-12-05 | 0:00 | 60.07% | 49.84% | 60.36%
2017-12-05 01:00 | 1:00 | 60.39% | 46.73% | 60.29%
2017-12-05 02:00 | 2:00 | 59.91% | 45.48% | 60.26%
2017-12-05 03:00 | 3:00 | 60.91% | 44.62% | 60.43%
2017-12-05 04:00 | 4:00 | 59.96% | 45.55% | 60.92%
2017-12-05 05:00 | 5:00 | 59.18% | 47.6% | 60.93%
2017-12-05 06:00 | 6:00 | 61.08% | 53.55% | 60.84%
2017-12-05 07:00 | 7:00 | 60.79% | 60.76% | 60.44%
2017-12-05 08:00 | 8:00 | 60.56% | 61.51% | 60.35%
2017-12-05 09:00 | 9:00 | 60.37% | 60.2% | 59.65%
2017-12-05 10:00 | 10:00 | 61.24% | 59.37% | 59.53%
2017-12-05 11:00 | 11:00 | 60.18% | 58.08% | 58.8%
2017-12-05 12:00 | 12:00 | 60.7% | 58.81% | 59.34%
2017-12-05 13:00 | 13:00 | 60.51% | 57.94% | 59.15%
2017-12-05 14:00 | 14:00 | 60.57% | 57.24% | 59.47%
2017-12-05 15:00 | 15:00 | 60.52% | 56.66% | 59.85%
2017-12-05 16:00 | 16:00 | 58.88% | 56.82% | 60.6%
2017-12-05 17:00 | 17:00 | 60.55% | 57.85% | 60.99%
2017-12-05 18:00 | 18:00 | 59.85% | 60.32% | 60.76%
2017-12-05 19:00 | 19:00 | 59.37% | 61.6% | 61.21%
2017-12-05 20:00 | 20:00 | 60.64% | 61.34% | 60.94%
2017-12-05 21:00 | 21:00 | 60.45% | 58.51% | 61.49%
2017-12-05 22:00 | 22:00 | 60.32% | 54.34% | 61.38%
2017-12-05 23:00 | 23:00 | 60.24% | 53.89% | 61.46%
2017-12-06 | 0:00 | 61.45% | 48.14% | 61.38%
2017-12-06 01:00 | 1:00 | 60.68% | 44.29% | 61.46%
2017-12-06 02:00 | 2:00 | 60.56% | 44.11% | 61.65%
2017-12-06 03:00 | 3:00 | 60.3% | 45% | 61.67%
2017-12-06 04:00 | 4:00 | 59.92% | 45.34% | 61.67%
2017-12-06 05:00 | 5:00 | 60.91% | 47.37% | 61.49%
2017-12-06 06:00 | 6:00 | 59.89% | 52.57% | 61.58%
2017-12-06 07:00 | 7:00 | 57.84% | 61.07% | 61.34%
2017-12-06 08:00 | 8:00 | 58.36% | 63.88% | 61.16%
2017-12-06 09:00 | 9:00 | 58.74% | 62.48% | 61.07%
2017-12-06 10:00 | 10:00 | 59.19% | 60.51% | 61.15%
2017-12-06 11:00 | 11:00 | 58.74% | 59.12% | 61.15%
2017-12-06 12:00 | 12:00 | 60.27% | 58.66% | 60.87%
2017-12-06 13:00 | 13:00 | 60.47% | 59.2% | 60.88%
2017-12-06 14:00 | 14:00 | 59.58% | 58.98% | 61.23%
2017-12-06 15:00 | 15:00 | 59.61% | 57.57% | 61.13%
2017-12-06 16:00 | 16:00 | 59.52% | 57.09% | 61.55%
2017-12-06 17:00 | 17:00 | 59.43% | 58.33% | 61.62%
2017-12-06 18:00 | 18:00 | 59.9% | 60.29% | 61.08%
2017-12-06 19:00 | 19:00 | 61.63% | 61.35% | 61.46%
2017-12-06 20:00 | 20:00 | 62.6% | 61.28% | 61.84%
2017-12-06 21:00 | 21:00 | 61.83% | 58.09% | 61.78%
2017-12-06 22:00 | 22:00 | 63.12% | 54.85% | 61.21%
2017-12-06 23:00 | 23:00 | 63.73% | 54.36% | 61.56%
2017-12-07 | 0:00 | 62.11% | 48.11% | 61.24%
2017-12-07 01:00 | 1:00 | 62.92% | 46.32% | 60.73%
2017-12-07 02:00 | 2:00 | 60.38% | 44.59% | 61.06%
2017-12-07 03:00 | 3:00 | 61.57% | 44.99% | 60.97%
2017-12-07 04:00 | 4:00 | 61.82% | 44.83% | 60.77%
2017-12-07 05:00 | 5:00 | 61% | 46.83% | 60.76%
2017-12-07 06:00 | 6:00 | 59.65% | 52.79% | 59.85%
2017-12-07 07:00 | 7:00 | 59.57% | 61.37% | 59.9%
2017-12-07 08:00 | 8:00 | 59.79% | 62.89% | 60.07%
2017-12-07 09:00 | 9:00 | 59.77% | 60.5% | 60.01%
2017-12-07 10:00 | 10:00 | 58.71% | 59.02% | 58.94%
2017-12-07 11:00 | 11:00 | 58.46% | 58.27% | 59.03%
2017-12-07 12:00 | 12:00 | 59.76% | 58.14% | 59.55%
2017-12-07 13:00 | 13:00 | 59.99% | 58.1% | 59.85%
2017-12-07 14:00 | 14:00 | 59.99% | 56.83% | 60.12%
2017-12-07 15:00 | 15:00 | 59.25% | 56.6% | 60.84%
2017-12-07 16:00 | 16:00 | 59.04% | 56.61% | 61.32%
2017-12-07 17:00 | 17:00 | 58.79% | 57.3% | 61.18%
2017-12-07 18:00 | 18:00 | 59.05% | 59.76% | 61.23%
2017-12-07 19:00 | 19:00 | 59.13% | 61.7% | 60.48%
2017-12-07 20:00 | 20:00 | 59.66% | 61.22% | 61.07%
2017-12-07 21:00 | 21:00 | 59.71% | 57.77% | 61.6%
2017-12-07 22:00 | 22:00 | 60.4% | 53.16% | 60.88%
2017-12-07 23:00 | 23:00 | 59.28% | 53.09% | 61.14%
2017-12-08 | 0:00 | 60.16% | 50.22% | 61.32%
2017-12-08 01:00 | 1:00 | 59.62% | 47.11% | 61.45%
2017-12-08 02:00 | 2:00 | 60.89% | 46.17% | 61.38%
2017-12-08 03:00 | 3:00 | 61.29% | 45.9% | 60.87%
2017-12-08 04:00 | 4:00 | 61.8% | 45.79% | 60.58%
2017-12-08 05:00 | 5:00 | 61.6% | 47.5% | 61.04%
2017-12-08 06:00 | 6:00 | 62.39% | 52.8% | 61.09%
2017-12-08 07:00 | 7:00 | 63.1% | 61.74% | 60.46%
2017-12-08 08:00 | 8:00 | 62.31% | 63.3% | 60.81%
2017-12-08 09:00 | 9:00 | 62.29% | 61.67% | 60.4%
2017-12-08 10:00 | 10:00 | 60.96% | 60.89% | 60.57%
2017-12-08 11:00 | 11:00 | 61.74% | 60.2% | 61.15%
2017-12-08 12:00 | 12:00 | 60.89% | 60.31% | 61.54%
2017-12-08 13:00 | 13:00 | 60.32% | 59.57% | 61.67%
2017-12-08 14:00 | 14:00 | 61.12% | 59.07% | 61.54%
2017-12-08 15:00 | 15:00 | 60.71% | 59.26% | 61.75%
2017-12-08 16:00 | 16:00 | 62.05% | 59.24% | 61.78%
2017-12-08 17:00 | 17:00 | 62.05% | 59.44% | 62.03%
2017-12-08 18:00 | 18:00 | 60.49% | 59.4% | 62.62%
2017-12-08 19:00 | 19:00 | 61.14% | 61.43% | 62.7%
2017-12-08 20:00 | 20:00 | 61.64% | 62.43% | 62.68%
2017-12-08 21:00 | 21:00 | 61.38% | 60.49% | 62.47%
2017-12-08 22:00 | 22:00 | 61.59% | 56.87% | 62.56%
2017-12-08 23:00 | 23:00 | 60.61% | 56.46% | 62.43%
2017-12-09 | 0:00 | 62.37% | 50.13% | 61.5%
2017-12-09 01:00 | 1:00 | 62.1% | 47.73% | 61.32%
2017-12-09 02:00 | 2:00 | 61.77% | 46.33% | 60.79%
2017-12-09 03:00 | 3:00 | 61.51% | 45.71% | 60.52%
2017-12-09 04:00 | 4:00 | 61.35% | 45.85% | 60.91%
2017-12-09 05:00 | 5:00 | 61.9% | 47.59% | 60.23%
2017-12-09 06:00 | 6:00 | 61.23% | 50.37% | 59.6%
2017-12-09 07:00 | 7:00 | 61.66% | 54.75% | 59.28%
2017-12-09 08:00 | 8:00 | 62.6% | 58.19% | 60.07%
2017-12-09 09:00 | 9:00 | 62.66% | 60.47% | 60.38%
2017-12-09 10:00 | 10:00 | 62.95% | 60.27% | 60.27%
2017-12-09 11:00 | 11:00 | 61.72% | 60.53% | 60.1%
2017-12-09 12:00 | 12:00 | 62.46% | 60.66% | 60.72%
2017-12-09 13:00 | 13:00 | 62.36% | 60.41% | 61.28%
2017-12-09 14:00 | 14:00 | 62.44% | 59.5% | 61.3%
2017-12-09 15:00 | 15:00 | 62.79% | 57.89% | 61.92%
2017-12-09 16:00 | 16:00 | 62.89% | 57.34% | 61.92%
2017-12-09 17:00 | 17:00 | 63.11% | 56.41% | 62.01%
2017-12-09 18:00 | 18:00 | 62.81% | 58.51% | 63.3%
2017-12-09 19:00 | 19:00 | 62.34% | 60.69% | 63.15%
2017-12-09 20:00 | 20:00 | 62.28% | 59.72% | 63.21%
2017-12-09 21:00 | 21:00 | 61.6% | 55.38% | 62.91%
2017-12-09 22:00 | 22:00 | 61.92% | 52.34% | 62.82%
2017-12-09 23:00 | 23:00 | 63.27% | 50.97% | 62.64%
2017-12-10 | 0:00 | 60.25% | 47.31% | 62.11%
2017-12-10 01:00 | 1:00 | 61.13% | 44.42% | 62.55%
2017-12-10 02:00 | 2:00 | 61.23% | 40.88% | 62.27%
2017-12-10 03:00 | 3:00 | 61.09% | 42.22% | 62.3%
2017-12-10 04:00 | 4:00 | 61.16% | 43.66% | 62.16%
2017-12-10 05:00 | 5:00 | 59.31% | 44.53% | 61.44%
2017-12-10 06:00 | 6:00 | 59.08% | 46.77% | 60.88%
2017-12-10 07:00 | 7:00 | 59.98% | 49.86% | 60.82%
2017-12-10 08:00 | 8:00 | 59.28% | 51.93% | 61.66%
2017-12-10 09:00 | 9:00 | 59.12% | 55.59% | 62.01%
2017-12-10 10:00 | 10:00 | 59.83% | 57.37% | 62.09%
2017-12-10 11:00 | 11:00 | 60.29% | 56.61% | 61.66%
2017-12-10 12:00 | 12:00 | 61.66% | 57.44% | 61.37%
2017-12-10 13:00 | 13:00 | 60.42% | 57.2% | 61.01%
2017-12-10 14:00 | 14:00 | 60.76% | 54.9% | 60.63%
2017-12-10 15:00 | 15:00 | 61.37% | 52.93% | 60.99%
2017-12-10 16:00 | 16:00 | 59.28% | 53.04% | 60.77%
2017-12-10 17:00 | 17:00 | 59.16% | 53.59% | 61.06%
2017-12-10 18:00 | 18:00 | 58.33% | 55.77% | 61.18%
2017-12-10 19:00 | 19:00 | 59.86% | 58.31% | 61.23%
2017-12-10 20:00 | 20:00 | 59.12% | 58.33% | 60.92%
2017-12-10 21:00 | 21:00 | 59.76% | 55.9% | 60.67%
2017-12-10 22:00 | 22:00 | 60.08% | 51.79% | 60.74%
2017-12-10 23:00 | 23:00 | 59.48% | 50.89% | 60.8%
2017-12-11 | 0:00 | 58.75% | 47.82% | 60.39%
2017-12-11 01:00 | 1:00 | 58.47% | 44.48% | 60.12%
2017-12-11 02:00 | 2:00 | 59.1% | 44.74% | 60.26%
2017-12-11 03:00 | 3:00 | 59.09% | 44.76% | 59.98%
2017-12-11 04:00 | 4:00 | 58.2% | 44.29% | 59.61%
2017-12-11 05:00 | 5:00 | 58.73% | 44.57% | 59.54%
2017-12-11 06:00 | 6:00 | 58.46% | 50.12% | 59.45%
2017-12-11 07:00 | 7:00 | 58.1% | 60.4% | 59.06%
2017-12-11 08:00 | 8:00 | 56.83% | 63.05% | 59.6%
2017-12-11 09:00 | 9:00 | 57.41% | 62.29% | 59.47%
2017-12-11 10:00 | 10:00 | 58.47% | 61.05% | 58.51%
2017-12-11 11:00 | 11:00 | 58.95% | 60.21% | 58.84%
2017-12-11 12:00 | 12:00 | 59.22% | 59% | 58.49%
2017-12-11 13:00 | 13:00 | 59.99% | 57.98% | 58.12%
2017-12-11 14:00 | 14:00 | 59.78% | 57.77% | 58.59%
2017-12-11 15:00 | 15:00 | 60.66% | 57.69% | 59.26%
2017-12-11 16:00 | 16:00 | 59.85% | 57.67% | 59.75%
2017-12-11 17:00 | 17:00 | 60.45% | 57.95% | 60.86%
2017-12-11 18:00 | 18:00 | 61% | 59.68% | 61.07%
2017-12-11 19:00 | 19:00 | 61.8% | 61.44% | 60.84%
2017-12-11 20:00 | 20:00 | 62.1% | 61.3% | 60.6%
2017-12-11 21:00 | 21:00 | 61.97% | 57.32% | 60.4%
2017-12-11 22:00 | 22:00 | 61.73% | 53.03% | 60.08%
2017-12-11 23:00 | 23:00 | 61% | 53.63% | 60.03%
2017-12-12 | 0:00 | 60.07% | 49.84% | 60.36%
2017-12-12 01:00 | 1:00 | 60.39% | 46.73% | 60.29%
2017-12-12 02:00 | 2:00 | 59.91% | 45.48% | 60.26%
2017-12-12 03:00 | 3:00 | 60.91% | 44.62% | 60.43%
2017-12-12 04:00 | 4:00 | 59.96% | 45.55% | 60.92%
2017-12-12 05:00 | 5:00 | 59.18% | 47.6% | 60.93%
2017-12-12 06:00 | 6:00 | 61.08% | 53.55% | 60.84%
2017-12-12 07:00 | 7:00 | 60.79% | 60.76% | 60.44%
2017-12-12 08:00 | 8:00 | 60.56% | 61.51% | 60.35%
2017-12-12 09:00 | 9:00 | 60.37% | 60.2% | 59.65%
2017-12-12 10:00 | 10:00 | 61.24% | 59.37% | 59.53%
2017-12-12 11:00 | 11:00 | 60.18% | 58.08% | 58.8%
2017-12-12 12:00 | 12:00 | 60.7% | 58.81% | 59.34%
2017-12-12 13:00 | 13:00 | 60.51% | 57.94% | 59.15%
2017-12-12 14:00 | 14:00 | 60.57% | 57.24% | 59.47%
2017-12-12 15:00 | 15:00 | 60.52% | 56.66% | 59.85%
2017-12-12 16:00 | 16:00 | 58.88% | 56.82% | 60.6%
2017-12-12 17:00 | 17:00 | 60.55% | 57.85% | 60.99%
2017-12-12 18:00 | 18:00 | 59.85% | 60.32% | 60.76%
2017-12-12 19:00 | 19:00 | 59.37% | 61.6% | 61.21%
2017-12-12 20:00 | 20:00 | 60.64% | 61.34% | 60.94%
2017-12-12 21:00 | 21:00 | 60.45% | 58.51% | 61.49%
2017-12-12 22:00 | 22:00 | 60.32% | 54.34% | 61.38%
2017-12-12 23:00 | 23:00 | 60.24% | 53.89% | 61.46%
2017-12-13 | 0:00 | 61.45% | 48.14% | 61.38%
2017-12-13 01:00 | 1:00 | 60.68% | 44.29% | 61.46%
2017-12-13 02:00 | 2:00 | 60.56% | 44.11% | 61.65%
2017-12-13 03:00 | 3:00 | 60.3% | 45% | 61.67%
2017-12-13 04:00 | 4:00 | 59.92% | 45.34% | 61.67%
2017-12-13 05:00 | 5:00 | 60.91% | 47.37% | 61.49%
2017-12-13 06:00 | 6:00 | 59.89% | 52.57% | 61.58%
2017-12-13 07:00 | 7:00 | 57.84% | 61.07% | 61.34%
2017-12-13 08:00 | 8:00 | 58.36% | 63.88% | 61.16%
2017-12-13 09:00 | 9:00 | 58.74% | 62.48% | 61.07%
2017-12-13 10:00 | 10:00 | 59.19% | 60.51% | 61.15%
2017-12-13 11:00 | 11:00 | 58.74% | 59.12% | 61.15%
2017-12-13 12:00 | 12:00 | 60.27% | 58.66% | 60.87%
2017-12-13 13:00 | 13:00 | 60.47% | 59.2% | 60.88%
2017-12-13 14:00 | 14:00 | 59.58% | 58.98% | 61.23%
2017-12-13 15:00 | 15:00 | 59.61% | 57.57% | 61.13%
2017-12-13 16:00 | 16:00 | 59.52% | 57.09% | 61.55%
2017-12-13 17:00 | 17:00 | 59.43% | 58.33% | 61.62%
2017-12-13 18:00 | 18:00 | 59.9% | 60.29% | 61.08%
2017-12-13 19:00 | 19:00 | 61.63% | 61.35% | 61.46%
2017-12-13 20:00 | 20:00 | 62.6% | 61.28% | 61.84%
2017-12-13 21:00 | 21:00 | 61.83% | 58.09% | 61.78%
2017-12-13 22:00 | 22:00 | 63.12% | 54.85% | 61.21%
2017-12-13 23:00 | 23:00 | 63.73% | 54.36% | 61.56%
2017-12-14 | 0:00 | 62.11% | 48.11% | 61.24%
2017-12-14 01:00 | 1:00 | 62.92% | 46.32% | 60.73%
2017-12-14 02:00 | 2:00 | 60.38% | 44.59% | 61.06%
2017-12-14 03:00 | 3:00 | 61.57% | 44.99% | 60.97%
2017-12-14 04:00 | 4:00 | 61.82% | 44.83% | 60.77%
2017-12-14 05:00 | 5:00 | 61% | 46.83% | 60.76%
2017-12-14 06:00 | 6:00 | 59.65% | 52.79% | 59.85%
2017-12-14 07:00 | 7:00 | 59.57% | 61.37% | 59.9%
2017-12-14 08:00 | 8:00 | 59.79% | 62.89% | 60.07%
2017-12-14 09:00 | 9:00 | 59.77% | 60.5% | 60.01%
2017-12-14 10:00 | 10:00 | 58.71% | 59.02% | 58.94%
2017-12-14 11:00 | 11:00 | 58.46% | 58.27% | 59.03%
2017-12-14 12:00 | 12:00 | 59.76% | 58.14% | 59.55%
2017-12-14 13:00 | 13:00 | 59.99% | 58.1% | 59.85%
2017-12-14 14:00 | 14:00 | 59.99% | 56.83% | 60.12%
2017-12-14 15:00 | 15:00 | 59.25% | 56.6% | 60.84%
2017-12-14 16:00 | 16:00 | 59.04% | 56.61% | 61.32%
2017-12-14 17:00 | 17:00 | 58.79% | 57.3% | 61.18%
2017-12-14 18:00 | 18:00 | 59.05% | 59.76% | 61.23%
2017-12-14 19:00 | 19:00 | 59.13% | 61.7% | 60.48%
2017-12-14 20:00 | 20:00 | 59.66% | 61.22% | 61.07%
2017-12-14 21:00 | 21:00 | 59.71% | 57.77% | 61.6%
2017-12-14 22:00 | 22:00 | 60.4% | 53.16% | 60.88%
2017-12-14 23:00 | 23:00 | 59.28% | 53.09% | 61.14%
2017-12-15 | 0:00 | 60.16% | 50.22% | 61.32%
2017-12-15 01:00 | 1:00 | 59.62% | 47.11% | 61.45%
2017-12-15 02:00 | 2:00 | 60.89% | 46.17% | 61.38%
2017-12-15 03:00 | 3:00 | 61.29% | 45.9% | 60.87%
2017-12-15 04:00 | 4:00 | 61.8% | 45.79% | 60.58%
2017-12-15 05:00 | 5:00 | 61.6% | 47.5% | 61.04%
2017-12-15 06:00 | 6:00 | 62.39% | 52.8% | 61.09%
2017-12-15 07:00 | 7:00 | 63.1% | 61.74% | 60.46%
2017-12-15 08:00 | 8:00 | 62.31% | 63.3% | 60.81%
2017-12-15 09:00 | 9:00 | 62.29% | 61.67% | 60.4%
2017-12-15 10:00 | 10:00 | 60.96% | 60.89% | 60.57%
2017-12-15 11:00 | 11:00 | 61.74% | 60.2% | 61.15%
2017-12-15 12:00 | 12:00 | 60.89% | 60.31% | 61.54%
2017-12-15 13:00 | 13:00 | 60.32% | 59.57% | 61.67%
2017-12-15 14:00 | 14:00 | 61.12% | 59.07% | 61.54%
2017-12-15 15:00 | 15:00 | 60.71% | 59.26% | 61.75%
2017-12-15 16:00 | 16:00 | 62.05% | 59.24% | 61.78%
2017-12-15 17:00 | 17:00 | 62.05% | 59.44% | 62.03%
2017-12-15 18:00 | 18:00 | 60.49% | 59.4% | 62.62%
2017-12-15 19:00 | 19:00 | 61.14% | 61.43% | 62.7%
2017-12-15 20:00 | 20:00 | 61.64% | 62.43% | 62.68%
2017-12-15 21:00 | 21:00 | 61.38% | 60.49% | 62.47%
2017-12-15 22:00 | 22:00 | 61.59% | 56.87% | 62.56%
2017-12-15 23:00 | 23:00 | 60.61% | 56.46% | 62.43%
2017-12-16 | 0:00 | 62.37% | 50.13% | 61.5%
2017-12-16 01:00 | 1:00 | 62.1% | 47.73% | 61.32%
2017-12-16 02:00 | 2:00 | 61.77% | 46.33% | 60.79%
2017-12-16 03:00 | 3:00 | 61.51% | 45.71% | 60.52%
2017-12-16 04:00 | 4:00 | 61.35% | 45.85% | 60.91%
2017-12-16 05:00 | 5:00 | 61.9% | 47.59% | 60.23%
2017-12-16 06:00 | 6:00 | 61.23% | 50.37% | 59.6%
2017-12-16 07:00 | 7:00 | 61.66% | 54.75% | 59.28%
2017-12-16 08:00 | 8:00 | 62.6% | 58.19% | 60.07%
2017-12-16 09:00 | 9:00 | 62.66% | 60.47% | 60.38%
2017-12-16 10:00 | 10:00 | 62.95% | 60.27% | 60.27%
2017-12-16 11:00 | 11:00 | 61.72% | 60.53% | 60.1%
2017-12-16 12:00 | 12:00 | 62.46% | 60.66% | 60.72%
2017-12-16 13:00 | 13:00 | 62.36% | 60.41% | 61.28%
2017-12-16 14:00 | 14:00 | 62.44% | 59.5% | 61.3%
2017-12-16 15:00 | 15:00 | 62.79% | 57.89% | 61.92%
2017-12-16 16:00 | 16:00 | 62.89% | 57.34% | 61.92%
2017-12-16 17:00 | 17:00 | 63.11% | 56.41% | 62.01%
2017-12-16 18:00 | 18:00 | 62.81% | 58.51% | 63.3%
2017-12-16 19:00 | 19:00 | 62.34% | 60.69% | 63.15%
2017-12-16 20:00 | 20:00 | 62.28% | 59.72% | 63.21%
2017-12-16 21:00 | 21:00 | 61.6% | 55.38% | 62.91%
2017-12-16 22:00 | 22:00 | 61.92% | 52.34% | 62.82%
2017-12-16 23:00 | 23:00 | 63.27% | 50.97% | 62.64%
2017-12-17 | 0:00 | 60.25% | 47.31% | 62.11%
2017-12-17 01:00 | 1:00 | 61.13% | 44.42% | 62.55%
2017-12-17 02:00 | 2:00 | 61.23% | 40.88% | 62.27%
2017-12-17 03:00 | 3:00 | 61.09% | 42.22% | 62.3%
2017-12-17 04:00 | 4:00 | 61.16% | 43.66% | 62.16%
2017-12-17 05:00 | 5:00 | 59.31% | 44.53% | 61.44%
2017-12-17 06:00 | 6:00 | 59.08% | 46.77% | 60.88%
2017-12-17 07:00 | 7:00 | 59.98% | 49.86% | 60.82%
2017-12-17 08:00 | 8:00 | 59.28% | 51.93% | 61.66%
2017-12-17 09:00 | 9:00 | 59.12% | 55.59% | 62.01%
2017-12-17 10:00 | 10:00 | 59.83% | 57.37% | 62.09%
2017-12-17 11:00 | 11:00 | 60.29% | 56.61% | 61.66%
2017-12-17 12:00 | 12:00 | 61.66% | 57.44% | 61.37%
2017-12-17 13:00 | 13:00 | 60.42% | 57.2% | 61.01%
2017-12-17 14:00 | 14:00 | 60.76% | 54.9% | 60.63%
2017-12-17 15:00 | 15:00 | 61.37% | 52.93% | 60.99%
2017-12-17 16:00 | 16:00 | 59.28% | 53.04% | 60.77%
2017-12-17 17:00 | 17:00 | 59.16% | 53.59% | 61.06%
2017-12-17 18:00 | 18:00 | 58.33% | 55.77% | 61.18%
2017-12-17 19:00 | 19:00 | 59.86% | 58.31% | 61.23%
2017-12-17 20:00 | 20:00 | 59.12% | 58.33% | 60.92%
2017-12-17 21:00 | 21:00 | 59.76% | 55.9% | 60.67%
2017-12-17 22:00 | 22:00 | 60.08% | 51.79% | 60.74%
2017-12-17 23:00 | 23:00 | 59.48% | 50.89% | 60.8%
2017-12-18 | 0:00 | 58.75% | 47.82% | 60.39%
2017-12-18 01:00 | 1:00 | 58.47% | 44.48% | 60.12%
2017-12-18 02:00 | 2:00 | 59.1% | 44.74% | 60.26%
2017-12-18 03:00 | 3:00 | 59.09% | 44.76% | 59.98%
2017-12-18 04:00 | 4:00 | 58.2% | 44.29% | 59.61%
2017-12-18 05:00 | 5:00 | 58.73% | 44.57% | 59.54%
2017-12-18 06:00 | 6:00 | 58.46% | 50.12% | 59.45%
2017-12-18 07:00 | 7:00 | 58.1% | 60.4% | 59.06%
2017-12-18 08:00 | 8:00 | 56.83% | 63.05% | 59.6%
2017-12-18 09:00 | 9:00 | 57.41% | 62.29% | 59.47%
2017-12-18 10:00 | 10:00 | 58.47% | 61.05% | 58.51%
2017-12-18 11:00 | 11:00 | 58.95% | 60.21% | 58.84%
2017-12-18 12:00 | 12:00 | 59.22% | 59% | 58.49%
2017-12-18 13:00 | 13:00 | 59.99% | 57.98% | 58.12%
2017-12-18 14:00 | 14:00 | 59.78% | 57.77% | 58.59%
2017-12-18 15:00 | 15:00 | 60.66% | 57.69% | 59.26%
2017-12-18 16:00 | 16:00 | 59.85% | 57.67% | 59.75%
2017-12-18 17:00 | 17:00 | 60.45% | 57.95% | 60.86%
2017-12-18 18:00 | 18:00 | 61% | 59.68% | 61.07%
2017-12-18 19:00 | 19:00 | 61.8% | 61.44% | 60.84%
2017-12-18 20:00 | 20:00 | 62.1% | 61.3% | 60.6%
2017-12-18 21:00 | 21:00 | 61.97% | 57.32% | 60.4%
2017-12-18 22:00 | 22:00 | 61.73% | 53.03% | 60.08%
2017-12-18 23:00 | 23:00 | 61% | 53.63% | 60.03%
2017-12-19 | 0:00 | 60.07% | 49.84% | 60.36%
2017-12-19 01:00 | 1:00 | 60.39% | 46.73% | 60.29%
2017-12-19 02:00 | 2:00 | 59.91% | 45.48% | 60.26%
2017-12-19 03:00 | 3:00 | 60.91% | 44.62% | 60.43%
2017-12-19 04:00 | 4:00 | 59.96% | 45.55% | 60.92%
2017-12-19 05:00 | 5:00 | 59.18% | 47.6% | 60.93%
2017-12-19 06:00 | 6:00 | 61.08% | 53.55% | 60.84%
2017-12-19 07:00 | 7:00 | 60.79% | 60.76% | 60.44%
2017-12-19 08:00 | 8:00 | 60.56% | 61.51% | 60.35%
2017-12-19 09:00 | 9:00 | 60.37% | 60.2% | 59.65%
2017-12-19 10:00 | 10:00 | 61.24% | 59.37% | 59.53%
2017-12-19 11:00 | 11:00 | 60.18% | 58.08% | 58.8%
2017-12-19 12:00 | 12:00 | 60.7% | 58.81% | 59.34%
2017-12-19 13:00 | 13:00 | 60.51% | 57.94% | 59.15%
2017-12-19 14:00 | 14:00 | 60.57% | 57.24% | 59.47%
2017-12-19 15:00 | 15:00 | 60.52% | 56.66% | 59.85%
2017-12-19 16:00 | 16:00 | 58.88% | 56.82% | 60.6%
2017-12-19 17:00 | 17:00 | 60.55% | 57.85% | 60.99%
2017-12-19 18:00 | 18:00 | 59.85% | 60.32% | 60.76%
2017-12-19 19:00 | 19:00 | 59.37% | 61.6% | 61.21%
2017-12-19 20:00 | 20:00 | 60.64% | 61.34% | 60.94%
2017-12-19 21:00 | 21:00 | 60.45% | 58.51% | 61.49%
2017-12-19 22:00 | 22:00 | 60.32% | 54.34% | 61.38%
2017-12-19 23:00 | 23:00 | 60.24% | 53.89% | 61.46%
2017-12-20 | 0:00 | 61.45% | 48.14% | 61.38%
2017-12-20 01:00 | 1:00 | 60.68% | 44.29% | 61.46%
2017-12-20 02:00 | 2:00 | 60.56% | 44.11% | 61.65%
2017-12-20 03:00 | 3:00 | 60.3% | 45% | 61.67%
2017-12-20 04:00 | 4:00 | 59.92% | 45.34% | 61.67%
2017-12-20 05:00 | 5:00 | 60.91% | 47.37% | 61.49%
2017-12-20 06:00 | 6:00 | 59.89% | 52.57% | 61.58%
2017-12-20 07:00 | 7:00 | 57.84% | 61.07% | 61.34%
2017-12-20 08:00 | 8:00 | 58.36% | 63.88% | 61.16%
2017-12-20 09:00 | 9:00 | 58.74% | 62.48% | 61.07%
2017-12-20 10:00 | 10:00 | 59.19% | 60.51% | 61.15%
2017-12-20 11:00 | 11:00 | 58.74% | 59.12% | 61.15%
2017-12-20 12:00 | 12:00 | 60.27% | 58.66% | 60.87%
2017-12-20 13:00 | 13:00 | 60.47% | 59.2% | 60.88%
2017-12-20 14:00 | 14:00 | 59.58% | 58.98% | 61.23%
2017-12-20 15:00 | 15:00 | 59.61% | 57.57% | 61.13%
2017-12-20 16:00 | 16:00 | 59.52% | 57.09% | 61.55%
2017-12-20 17:00 | 17:00 | 59.43% | 58.33% | 61.62%
2017-12-20 18:00 | 18:00 | 59.9% | 60.29% | 61.08%
2017-12-20 19:00 | 19:00 | 61.63% | 61.35% | 61.46%
2017-12-20 20:00 | 20:00 | 62.6% | 61.28% | 61.84%
2017-12-20 21:00 | 21:00 | 61.83% | 58.09% | 61.78%
2017-12-20 22:00 | 22:00 | 63.12% | 54.85% | 61.21%
2017-12-20 23:00 | 23:00 | 63.73% | 54.36% | 61.56%
2017-12-21 | 0:00 | 62.11% | 48.11% | 61.24%
2017-12-21 01:00 | 1:00 | 62.92% | 46.32% | 60.73%
2017-12-21 02:00 | 2:00 | 60.38% | 44.59% | 61.06%
2017-12-21 03:00 | 3:00 | 61.57% | 44.99% | 60.97%
2017-12-21 04:00 | 4:00 | 61.82% | 44.83% | 60.77%
2017-12-21 05:00 | 5:00 | 61% | 46.83% | 60.76%
2017-12-21 06:00 | 6:00 | 59.65% | 52.79% | 59.85%
2017-12-21 07:00 | 7:00 | 59.57% | 61.37% | 59.9%
2017-12-21 08:00 | 8:00 | 59.79% | 62.89% | 60.07%
2017-12-21 09:00 | 9:00 | 59.77% | 60.5% | 60.01%
2017-12-21 10:00 | 10:00 | 58.71% | 59.02% | 58.94%
2017-12-21 11:00 | 11:00 | 58.46% | 58.27% | 59.03%
2017-12-21 12:00 | 12:00 | 59.76% | 58.14% | 59.55%
2017-12-21 13:00 | 13:00 | 59.99% | 58.1% | 59.85%
2017-12-21 14:00 | 14:00 | 59.99% | 56.83% | 60.12%
2017-12-21 15:00 | 15:00 | 59.25% | 56.6% | 60.84%
2017-12-21 16:00 | 16:00 | 59.04% | 56.61% | 61.32%
2017-12-21 17:00 | 17:00 | 58.79% | 57.3% | 61.18%
2017-12-21 18:00 | 18:00 | 59.05% | 59.76% | 61.23%
2017-12-21 19:00 | 19:00 | 59.13% | 61.7% | 60.48%
2017-12-21 20:00 | 20:00 | 59.66% | 61.22% | 61.07%
2017-12-21 21:00 | 21:00 | 59.71% | 57.77% | 61.6%
2017-12-21 22:00 | 22:00 | 60.4% | 53.16% | 60.88%
2017-12-21 23:00 | 23:00 | 59.28% | 53.09% | 61.14%
2017-12-22 | 0:00 | 60.16% | 50.22% | 61.32%
2017-12-22 01:00 | 1:00 | 59.62% | 47.11% | 61.45%
2017-12-22 02:00 | 2:00 | 60.89% | 46.17% | 61.38%
2017-12-22 03:00 | 3:00 | 61.29% | 45.9% | 60.87%
2017-12-22 04:00 | 4:00 | 61.8% | 45.79% | 60.58%
2017-12-22 05:00 | 5:00 | 61.6% | 47.5% | 61.04%
2017-12-22 06:00 | 6:00 | 62.39% | 52.8% | 61.09%
2017-12-22 07:00 | 7:00 | 63.1% | 61.74% | 60.46%
2017-12-22 08:00 | 8:00 | 62.31% | 63.3% | 60.81%
2017-12-22 09:00 | 9:00 | 62.29% | 61.67% | 60.4%
2017-12-22 10:00 | 10:00 | 60.96% | 60.89% | 60.57%
2017-12-22 11:00 | 11:00 | 61.74% | 60.2% | 61.15%
2017-12-22 12:00 | 12:00 | 60.89% | 60.31% | 61.54%
2017-12-22 13:00 | 13:00 | 60.32% | 59.57% | 61.67%
2017-12-22 14:00 | 14:00 | 61.12% | 59.07% | 61.54%
2017-12-22 15:00 | 15:00 | 60.71% | 59.26% | 61.75%
2017-12-22 16:00 | 16:00 | 62.05% | 59.24% | 61.78%
2017-12-22 17:00 | 17:00 | 62.05% | 59.44% | 62.03%
2017-12-22 18:00 | 18:00 | 60.49% | 59.4% | 62.62%
2017-12-22 19:00 | 19:00 | 61.14% | 61.43% | 62.7%
2017-12-22 20:00 | 20:00 | 61.64% | 62.43% | 62.68%
2017-12-22 21:00 | 21:00 | 61.38% | 60.49% | 62.47%
2017-12-22 22:00 | 22:00 | 61.59% | 56.87% | 62.56%
2017-12-22 23:00 | 23:00 | 60.61% | 56.46% | 62.43%
2017-12-23 | 0:00 | 62.37% | 50.13% | 61.5%
2017-12-23 01:00 | 1:00 | 62.1% | 47.73% | 61.32%
2017-12-23 02:00 | 2:00 | 61.77% | 46.33% | 60.79%
2017-12-23 03:00 | 3:00 | 61.51% | 45.71% | 60.52%
2017-12-23 04:00 | 4:00 | 61.35% | 45.85% | 60.91%
2017-12-23 05:00 | 5:00 | 61.9% | 47.59% | 60.23%
2017-12-23 06:00 | 6:00 | 61.23% | 50.37% | 59.6%
2017-12-23 07:00 | 7:00 | 61.66% | 54.75% | 59.28%
2017-12-23 08:00 | 8:00 | 62.6% | 58.19% | 60.07%
2017-12-23 09:00 | 9:00 | 62.66% | 60.47% | 60.38%
2017-12-23 10:00 | 10:00 | 62.95% | 60.27% | 60.27%
2017-12-23 11:00 | 11:00 | 61.72% | 60.53% | 60.1%
2017-12-23 12:00 | 12:00 | 62.46% | 60.66% | 60.72%
2017-12-23 13:00 | 13:00 | 62.36% | 60.41% | 61.28%
2017-12-23 14:00 | 14:00 | 62.44% | 59.5% | 61.3%
2017-12-23 15:00 | 15:00 | 62.79% | 57.89% | 61.92%
2017-12-23 16:00 | 16:00 | 62.89% | 57.34% | 61.92%
2017-12-23 17:00 | 17:00 | 63.11% | 56.41% | 62.01%
2017-12-23 18:00 | 18:00 | 62.81% | 58.51% | 63.3%
2017-12-23 19:00 | 19:00 | 62.34% | 60.69% | 63.15%
2017-12-23 20:00 | 20:00 | 62.28% | 59.72% | 63.21%
2017-12-23 21:00 | 21:00 | 61.6% | 55.38% | 62.91%
2017-12-23 22:00 | 22:00 | 61.92% | 52.34% | 62.82%
2017-12-23 23:00 | 23:00 | 63.27% | 50.97% | 62.64%
2017-12-24 | 0:00 | 60.25% | 47.31% | 62.11%
2017-12-24 01:00 | 1:00 | 61.13% | 44.42% | 62.55%
2017-12-24 02:00 | 2:00 | 61.23% | 40.88% | 62.27%
2017-12-24 03:00 | 3:00 | 61.09% | 42.22% | 62.3%
2017-12-24 04:00 | 4:00 | 61.16% | 43.66% | 62.16%
2017-12-24 05:00 | 5:00 | 59.31% | 44.53% | 61.44%
2017-12-24 06:00 | 6:00 | 59.08% | 46.77% | 60.88%
2017-12-24 07:00 | 7:00 | 59.98% | 49.86% | 60.82%
2017-12-24 08:00 | 8:00 | 59.28% | 51.93% | 61.66%
2017-12-24 09:00 | 9:00 | 59.12% | 55.59% | 62.01%
2017-12-24 10:00 | 10:00 | 59.83% | 57.37% | 62.09%
2017-12-24 11:00 | 11:00 | 60.29% | 56.61% | 61.66%
2017-12-24 12:00 | 12:00 | 61.66% | 57.44% | 61.37%
2017-12-24 13:00 | 13:00 | 60.42% | 57.2% | 61.01%
2017-12-24 14:00 | 14:00 | 60.76% | 54.9% | 60.63%
2017-12-24 15:00 | 15:00 | 61.37% | 52.93% | 60.99%
2017-12-24 16:00 | 16:00 | 59.28% | 53.04% | 60.77%
2017-12-24 17:00 | 17:00 | 59.16% | 53.59% | 61.06%
2017-12-24 18:00 | 18:00 | 58.33% | 55.77% | 61.18%
2017-12-24 19:00 | 19:00 | 59.86% | 58.31% | 61.23%
2017-12-24 20:00 | 20:00 | 59.12% | 58.33% | 60.92%
2017-12-24 21:00 | 21:00 | 59.76% | 55.9% | 60.67%
2017-12-24 22:00 | 22:00 | 60.08% | 51.79% | 60.74%
2017-12-24 23:00 | 23:00 | 59.48% | 50.89% | 60.8%
2017-12-25 | 0:00 | 58.75% | 47.31% | 62.11%
2017-12-25 01:00 | 1:00 | 58.47% | 44.42% | 62.55%
2017-12-25 02:00 | 2:00 | 59.1% | 40.88% | 62.27%
2017-12-25 03:00 | 3:00 | 59.09% | 42.22% | 62.3%
2017-12-25 04:00 | 4:00 | 58.2% | 43.66% | 62.16%
2017-12-25 05:00 | 5:00 | 58.73% | 44.53% | 61.44%
2017-12-25 06:00 | 6:00 | 58.46% | 46.77% | 60.88%
2017-12-25 07:00 | 7:00 | 58.1% | 49.86% | 60.82%
2017-12-25 08:00 | 8:00 | 56.83% | 51.93% | 61.66%
2017-12-25 09:00 | 9:00 | 57.41% | 55.59% | 62.01%
2017-12-25 10:00 | 10:00 | 58.47% | 57.37% | 62.09%
2017-12-25 11:00 | 11:00 | 58.95% | 56.61% | 61.66%
2017-12-25 12:00 | 12:00 | 59.22% | 57.44% | 61.37%
2017-12-25 13:00 | 13:00 | 59.99% | 57.2% | 61.01%
2017-12-25 14:00 | 14:00 | 59.78% | 54.9% | 60.63%
2017-12-25 15:00 | 15:00 | 60.66% | 52.93% | 60.99%
2017-12-25 16:00 | 16:00 | 59.85% | 53.04% | 60.77%
2017-12-25 17:00 | 17:00 | 60.45% | 53.59% | 61.06%
2017-12-25 18:00 | 18:00 | 61% | 55.77% | 61.18%
2017-12-25 19:00 | 19:00 | 61.8% | 58.31% | 61.23%
2017-12-25 20:00 | 20:00 | 62.1% | 58.33% | 60.92%
2017-12-25 21:00 | 21:00 | 61.97% | 55.9% | 60.67%
2017-12-25 22:00 | 22:00 | 61.73% | 51.79% | 60.74%
2017-12-25 23:00 | 23:00 | 61% | 50.89% | 60.8%
2017-12-26 | 0:00 | 62.37% | 47.31% | 62.11%
2017-12-26 01:00 | 1:00 | 62.1% | 44.42% | 62.55%
2017-12-26 02:00 | 2:00 | 61.77% | 40.88% | 62.27%
2017-12-26 03:00 | 3:00 | 61.51% | 42.22% | 62.3%
2017-12-26 04:00 | 4:00 | 61.35% | 43.66% | 62.16%
2017-12-26 05:00 | 5:00 | 61.9% | 44.53% | 61.44%
2017-12-26 06:00 | 6:00 | 61.23% | 46.77% | 60.88%
2017-12-26 07:00 | 7:00 | 61.66% | 49.86% | 60.82%
2017-12-26 08:00 | 8:00 | 62.6% | 51.93% | 61.66%
2017-12-26 09:00 | 9:00 | 62.66% | 55.59% | 62.01%
2017-12-26 10:00 | 10:00 | 62.95% | 57.37% | 62.09%
2017-12-26 11:00 | 11:00 | 61.72% | 56.61% | 61.66%
2017-12-26 12:00 | 12:00 | 62.46% | 57.44% | 61.37%
2017-12-26 13:00 | 13:00 | 62.36% | 57.2% | 61.01%
2017-12-26 14:00 | 14:00 | 62.44% | 54.9% | 60.63%
2017-12-26 15:00 | 15:00 | 62.79% | 52.93% | 60.99%
2017-12-26 16:00 | 16:00 | 62.89% | 53.04% | 60.77%
2017-12-26 17:00 | 17:00 | 63.11% | 53.59% | 61.06%
2017-12-26 18:00 | 18:00 | 62.81% | 55.77% | 61.18%
2017-12-26 19:00 | 19:00 | 62.34% | 58.31% | 61.23%
2017-12-26 20:00 | 20:00 | 62.28% | 58.33% | 60.92%
2017-12-26 21:00 | 21:00 | 61.6% | 55.9% | 60.67%
2017-12-26 22:00 | 22:00 | 61.92% | 51.79% | 60.74%
2017-12-26 23:00 | 23:00 | 63.27% | 50.89% | 60.8%
2017-12-27 | 0:00 | 62.37% | 47.31% | 62.11%
2017-12-27 01:00 | 1:00 | 62.1% | 44.42% | 62.55%
2017-12-27 02:00 | 2:00 | 61.77% | 40.88% | 62.27%
2017-12-27 03:00 | 3:00 | 61.51% | 42.22% | 62.3%
2017-12-27 04:00 | 4:00 | 61.35% | 43.66% | 62.16%
2017-12-27 05:00 | 5:00 | 61.9% | 44.53% | 61.44%
2017-12-27 06:00 | 6:00 | 61.23% | 46.77% | 60.88%
2017-12-27 07:00 | 7:00 | 61.66% | 49.86% | 60.82%
2017-12-27 08:00 | 8:00 | 62.6% | 51.93% | 61.66%
2017-12-27 09:00 | 9:00 | 62.66% | 55.59% | 62.01%
2017-12-27 10:00 | 10:00 | 62.95% | 57.37% | 62.09%
2017-12-27 11:00 | 11:00 | 61.72% | 56.61% | 61.66%
2017-12-27 12:00 | 12:00 | 62.46% | 57.44% | 61.37%
2017-12-27 13:00 | 13:00 | 62.36% | 57.2% | 61.01%
2017-12-27 14:00 | 14:00 | 62.44% | 54.9% | 60.63%
2017-12-27 15:00 | 15:00 | 62.79% | 52.93% | 60.99%
2017-12-27 16:00 | 16:00 | 62.89% | 53.04% | 60.77%
2017-12-27 17:00 | 17:00 | 63.11% | 53.59% | 61.06%
2017-12-27 18:00 | 18:00 | 62.81% | 55.77% | 61.18%
2017-12-27 19:00 | 19:00 | 62.34% | 58.31% | 61.23%
2017-12-27 20:00 | 20:00 | 62.28% | 58.33% | 60.92%
2017-12-27 21:00 | 21:00 | 61.6% | 55.9% | 60.67%
2017-12-27 22:00 | 22:00 | 61.92% | 51.79% | 60.74%
2017-12-27 23:00 | 23:00 | 63.27% | 50.89% | 60.8%
2017-12-28 | 0:00 | 62.37% | 47.31% | 62.11%
2017-12-28 01:00 | 1:00 | 62.1% | 44.42% | 62.55%
2017-12-28 02:00 | 2:00 | 61.77% | 40.88% | 62.27%
2017-12-28 03:00 | 3:00 | 61.51% | 42.22% | 62.3%
2017-12-28 04:00 | 4:00 | 61.35% | 43.66% | 62.16%
2017-12-28 05:00 | 5:00 | 61.9% | 44.53% | 61.44%
2017-12-28 06:00 | 6:00 | 61.23% | 46.77% | 60.88%
2017-12-28 07:00 | 7:00 | 61.66% | 49.86% | 60.82%
2017-12-28 08:00 | 8:00 | 62.6% | 51.93% | 61.66%
2017-12-28 09:00 | 9:00 | 62.66% | 55.59% | 62.01%
2017-12-28 10:00 | 10:00 | 62.95% | 57.37% | 62.09%
2017-12-28 11:00 | 11:00 | 61.72% | 56.61% | 61.66%
2017-12-28 12:00 | 12:00 | 62.46% | 57.44% | 61.37%
2017-12-28 13:00 | 13:00 | 62.36% | 57.2% | 61.01%
2017-12-28 14:00 | 14:00 | 62.44% | 54.9% | 60.63%
2017-12-28 15:00 | 15:00 | 62.79% | 52.93% | 60.99%
2017-12-28 16:00 | 16:00 | 62.89% | 53.04% | 60.77%
2017-12-28 17:00 | 17:00 | 63.11% | 53.59% | 61.06%
2017-12-28 18:00 | 18:00 | 62.81% | 55.77% | 61.18%
2017-12-28 19:00 | 19:00 | 62.34% | 58.31% | 61.23%
2017-12-28 20:00 | 20:00 | 62.28% | 58.33% | 60.92%
2017-12-28 21:00 | 21:00 | 61.6% | 55.9% | 60.67%
2017-12-28 22:00 | 22:00 | 61.92% | 51.79% | 60.74%
2017-12-28 23:00 | 23:00 | 63.27% | 50.89% | 60.8%
2017-12-29 | 0:00 | 62.37% | 47.31% | 62.11%
2017-12-29 01:00 | 1:00 | 62.1% | 44.42% | 62.55%
2017-12-29 02:00 | 2:00 | 61.77% | 40.88% | 62.27%
2017-12-29 03:00 | 3:00 | 61.51% | 42.22% | 62.3%
2017-12-29 04:00 | 4:00 | 61.35% | 43.66% | 62.16%
2017-12-29 05:00 | 5:00 | 61.9% | 44.53% | 61.44%
2017-12-29 06:00 | 6:00 | 61.23% | 46.77% | 60.88%
2017-12-29 07:00 | 7:00 | 61.66% | 49.86% | 60.82%
2017-12-29 08:00 | 8:00 | 62.6% | 51.93% | 61.66%
2017-12-29 09:00 | 9:00 | 62.66% | 55.59% | 62.01%
2017-12-29 10:00 | 10:00 | 62.95% | 57.37% | 62.09%
2017-12-29 11:00 | 11:00 | 61.72% | 56.61% | 61.66%
2017-12-29 12:00 | 12:00 | 62.46% | 57.44% | 61.37%
2017-12-29 13:00 | 13:00 | 62.36% | 57.2% | 61.01%
2017-12-29 14:00 | 14:00 | 62.44% | 54.9% | 60.63%
2017-12-29 15:00 | 15:00 | 62.79% | 52.93% | 60.99%
2017-12-29 16:00 | 16:00 | 62.89% | 53.04% | 60.77%
2017-12-29 17:00 | 17:00 | 63.11% | 53.59% | 61.06%
2017-12-29 18:00 | 18:00 | 62.81% | 55.77% | 61.18%
2017-12-29 19:00 | 19:00 | 62.34% | 58.31% | 61.23%
2017-12-29 20:00 | 20:00 | 62.28% | 58.33% | 60.92%
2017-12-29 21:00 | 21:00 | 61.6% | 55.9% | 60.67%
2017-12-29 22:00 | 22:00 | 61.92% | 51.79% | 60.74%
2017-12-29 23:00 | 23:00 | 63.27% | 50.89% | 60.8%
2017-12-30 | 0:00 | 62.37% | 47.31% | 62.11%
2017-12-30 01:00 | 1:00 | 62.1% | 44.42% | 62.55%
2017-12-30 02:00 | 2:00 | 61.77% | 40.88% | 62.27%
2017-12-30 03:00 | 3:00 | 61.51% | 42.22% | 62.3%
2017-12-30 04:00 | 4:00 | 61.35% | 43.66% | 62.16%
2017-12-30 05:00 | 5:00 | 61.9% | 44.53% | 61.44%
2017-12-30 06:00 | 6:00 | 61.23% | 46.77% | 60.88%
2017-12-30 07:00 | 7:00 | 61.66% | 49.86% | 60.82%
2017-12-30 08:00 | 8:00 | 62.6% | 51.93% | 61.66%
2017-12-30 09:00 | 9:00 | 62.66% | 55.59% | 62.01%
2017-12-30 10:00 | 10:00 | 62.95% | 57.37% | 62.09%
2017-12-30 11:00 | 11:00 | 61.72% | 56.61% | 61.66%
2017-12-30 12:00 | 12:00 | 62.46% | 57.44% | 61.37%
2017-12-30 13:00 | 13:00 | 62.36% | 57.2% | 61.01%
2017-12-30 14:00 | 14:00 | 62.44% | 54.9% | 60.63%
2017-12-30 15:00 | 15:00 | 62.79% | 52.93% | 60.99%
2017-12-30 16:00 | 16:00 | 62.89% | 53.04% | 60.77%
2017-12-30 17:00 | 17:00 | 63.11% | 53.59% | 61.06%
2017-12-30 18:00 | 18:00 | 62.81% | 55.77% | 61.18%
2017-12-30 19:00 | 19:00 | 62.34% | 58.31% | 61.23%
2017-12-30 20:00 | 20:00 | 62.28% | 58.33% | 60.92%
2017-12-30 21:00 | 21:00 | 61.6% | 55.9% | 60.67%
2017-12-30 22:00 | 22:00 | 61.92% | 51.79% | 60.74%
2017-12-30 23:00 | 23:00 | 63.27% | 50.89% | 60.8%
2017-12-31 | 0:00 | 62.37% | 47.31% | 62.11%
2017-12-31 01:00 | 1:00 | 62.1% | 44.42% | 62.55%
2017-12-31 02:00 | 2:00 | 61.77% | 40.88% | 62.27%
2017-12-31 03:00 | 3:00 | 61.51% | 42.22% | 62.3%
2017-12-31 04:00 | 4:00 | 61.35% | 43.66% | 62.16%
2017-12-31 05:00 | 5:00 | 61.9% | 44.53% | 61.44%
2017-12-31 06:00 | 6:00 | 61.23% | 46.77% | 60.88%
2017-12-31 07:00 | 7:00 | 61.66% | 49.86% | 60.82%
2017-12-31 08:00 | 8:00 | 62.6% | 51.93% | 61.66%
2017-12-31 09:00 | 9:00 | 62.66% | 55.59% | 62.01%
2017-12-31 10:00 | 10:00 | 62.95% | 57.37% | 62.09%
2017-12-31 11:00 | 11:00 | 61.72% | 56.61% | 61.66%
2017-12-31 12:00 | 12:00 | 62.46% | 57.44% | 61.37%
2017-12-31 13:00 | 13:00 | 62.36% | 57.2% | 61.01%
2017-12-31 14:00 | 14:00 | 62.44% | 54.9% | 60.63%
2017-12-31 15:00 | 15:00 | 62.79% | 52.93% | 60.99%
2017-12-31 16:00 | 16:00 | 62.89% | 53.04% | 60.77%
2017-12-31 17:00 | 17:00 | 63.11% | 53.59% | 61.06%
2017-12-31 18:00 | 18:00 | 62.81% | 55.77% | 61.18%
2017-12-31 19:00 | 19:00 | 62.34% | 58.31% | 61.23%
2017-12-31 20:00 | 20:00 | 62.28% | 58.33% | 60.92%
2017-12-31 21:00 | 21:00 | 61.6% | 55.9% | 60.67%
2017-12-31 22:00 | 22:00 | 61.92% | 51.79% | 60.74%
2017-12-31 23:00 | 23:00 | 63.27% | 50.89% | 60.8%
2018-01-01 | 0:00 | 62.37% | 50.19% | 61.46%
2018-01-01 01:00 | 1:00 | 62.1% | 46.4% | 61.27%
2018-01-01 02:00 | 2:00 | 61.77% | 44.77% | 61.39%
2018-01-01 03:00 | 3:00 | 61.51% | 44.46% | 61.1%
2018-01-01 04:00 | 4:00 | 61.35% | 44.52% | 60.82%
2018-01-01 05:00 | 5:00 | 61.9% | 44.75% | 60.43%
2018-01-01 06:00 | 6:00 | 61.23% | 45.57% | 60.64%
2018-01-01 07:00 | 7:00 | 61.66% | 48% | 59.66%
2018-01-01 08:00 | 8:00 | 62.6% | 51.15% | 59.93%
2018-01-01 09:00 | 9:00 | 62.66% | 55.4% | 60.58%
2018-01-01 10:00 | 10:00 | 62.95% | 59.71% | 61.06%
2018-01-01 11:00 | 11:00 | 61.72% | 60.87% | 61.05%
2018-01-01 12:00 | 12:00 | 62.46% | 61.48% | 60.56%
2018-01-01 13:00 | 13:00 | 62.36% | 62.07% | 60.72%
2018-01-01 14:00 | 14:00 | 62.44% | 59.97% | 60.64%
2018-01-01 15:00 | 15:00 | 62.79% | 59.61% | 61.08%
2018-01-01 16:00 | 16:00 | 62.89% | 59.21% | 60.71%
2018-01-01 17:00 | 17:00 | 63.11% | 60.18% | 61.02%
2018-01-01 18:00 | 18:00 | 62.81% | 63.28% | 61.66%
2018-01-01 19:00 | 19:00 | 62.34% | 62.57% | 61.53%
2018-01-01 20:00 | 20:00 | 62.28% | 61.71% | 61.28%
2018-01-01 21:00 | 21:00 | 61.6% | 57.78% | 60.9%
2018-01-01 22:00 | 22:00 | 61.92% | 53.18% | 61.06%
2018-01-01 23:00 | 23:00 | 63.27% | 52.77% | 61.08%
2018-01-02 | 0:00 | 51.82% | 49.01% | 60.08%
2018-01-02 01:00 | 1:00 | 51.59% | 45.89% | 59.75%
2018-01-02 02:00 | 2:00 | 52.31% | 45.47% | 59.44%
2018-01-02 03:00 | 3:00 | 52.35% | 46.96% | 59.62%
2018-01-02 04:00 | 4:00 | 51.85% | 47.04% | 59.75%
2018-01-02 05:00 | 5:00 | 51% | 47.17% | 59.5%
2018-01-02 06:00 | 6:00 | 50.98% | 49.83% | 58.78%
2018-01-02 07:00 | 7:00 | 51.2% | 57.93% | 58.52%
2018-01-02 08:00 | 8:00 | 50.96% | 62.48% | 59.11%
2018-01-02 09:00 | 9:00 | 51.5% | 62.29% | 58.5%
2018-01-02 10:00 | 10:00 | 50.64% | 61.87% | 58.18%
2018-01-02 11:00 | 11:00 | 52.11% | 62.18% | 57.32%
2018-01-02 12:00 | 12:00 | 52.14% | 62.37% | 57.73%
2018-01-02 13:00 | 13:00 | 52.11% | 61.35% | 58.31%
2018-01-02 14:00 | 14:00 | 51.94% | 60.56% | 57.97%
2018-01-02 15:00 | 15:00 | 51.79% | 60.75% | 57.58%
2018-01-02 16:00 | 16:00 | 52.45% | 61.09% | 58.64%
2018-01-02 17:00 | 17:00 | 51.46% | 62.44% | 58.74%
2018-01-02 18:00 | 18:00 | 52.19% | 63.91% | 57.79%
2018-01-02 19:00 | 19:00 | 52.19% | 64.1% | 58.42%
2018-01-02 20:00 | 20:00 | 53.29% | 62.37% | 59.01%
2018-01-02 21:00 | 21:00 | 52.45% | 60.08% | 59.16%
2018-01-02 22:00 | 22:00 | 51.65% | 55.71% | 59.73%
2018-01-02 23:00 | 23:00 | 51.69% | 54.87% | 59.6%
2018-01-03 | 0:00 | 51.92% | 48.1% | 59.01%
2018-01-03 01:00 | 1:00 | 52.83% | 44.65% | 58.53%
2018-01-03 02:00 | 2:00 | 52.48% | 44.51% | 57.96%
2018-01-03 03:00 | 3:00 | 52.21% | 43.95% | 58.25%
2018-01-03 04:00 | 4:00 | 51.6% | 43.55% | 58.33%
2018-01-03 05:00 | 5:00 | 51.91% | 44.22% | 58.63%
2018-01-03 06:00 | 6:00 | 51.74% | 46.91% | 58.42%
2018-01-03 07:00 | 7:00 | 51.81% | 55.88% | 58.64%
2018-01-03 08:00 | 8:00 | 51.74% | 60.99% | 58.63%
2018-01-03 09:00 | 9:00 | 51.45% | 61.5% | 59.21%
2018-01-03 10:00 | 10:00 | 51.77% | 60.44% | 59.15%
2018-01-03 11:00 | 11:00 | 51.77% | 59.16% | 59.04%
2018-01-03 12:00 | 12:00 | 52.11% | 59.11% | 58.66%
2018-01-03 13:00 | 13:00 | 51.34% | 58.85% | 58.83%
2018-01-03 14:00 | 14:00 | 52.55% | 59.24% | 59.2%
2018-01-03 15:00 | 15:00 | 51.31% | 60.62% | 59.15%
2018-01-03 16:00 | 16:00 | 52.02% | 62.4% | 59.1%
2018-01-03 17:00 | 17:00 | 50.96% | 63.43% | 59.66%
2018-01-03 18:00 | 18:00 | 50.89% | 64.75% | 59.53%
2018-01-03 19:00 | 19:00 | 51.61% | 64.32% | 59.15%
2018-01-03 20:00 | 20:00 | 51.5% | 62.99% | 59.4%
2018-01-03 21:00 | 21:00 | 51.38% | 59.79% | 59.45%
2018-01-03 22:00 | 22:00 | 50.9% | 55.94% | 59.19%
2018-01-03 23:00 | 23:00 | 50.02% | 55.4% | 59.08%
2018-01-04 | 0:00 | 51.48% | 50.08% | 59.34%
2018-01-04 01:00 | 1:00 | 52.38% | 47.92% | 59.24%
2018-01-04 02:00 | 2:00 | 52.97% | 47.17% | 59.31%
2018-01-04 03:00 | 3:00 | 51.65% | 46.49% | 59.5%
2018-01-04 04:00 | 4:00 | 50.64% | 46.27% | 58.6%
2018-01-04 05:00 | 5:00 | 50.43% | 46.25% | 59.28%
2018-01-04 06:00 | 6:00 | 50.1% | 48.71% | 59.84%
2018-01-04 07:00 | 7:00 | 48.71% | 56.86% | 59.31%
2018-01-04 08:00 | 8:00 | 47.49% | 62.29% | 59.63%
2018-01-04 09:00 | 9:00 | 48.11% | 63.28% | 58.56%
2018-01-04 10:00 | 10:00 | 49.04% | 63.21% | 58.05%
2018-01-04 11:00 | 11:00 | 49.47% | 63.12% | 58.22%
2018-01-04 12:00 | 12:00 | 49.74% | 63.35% | 58.3%
2018-01-04 13:00 | 13:00 | 50.32% | 63.28% | 58.52%
2018-01-04 14:00 | 14:00 | 51.1% | 63.43% | 59.33%
2018-01-04 15:00 | 15:00 | 51.39% | 63.86% | 60.13%
2018-01-04 16:00 | 16:00 | 51.71% | 64.37% | 60.33%
2018-01-04 17:00 | 17:00 | 52.06% | 64.53% | 60.2%
2018-01-04 18:00 | 18:00 | 51.54% | 65.98% | 60.37%
2018-01-04 19:00 | 19:00 | 51.99% | 65.85% | 60.84%
2018-01-04 20:00 | 20:00 | 52.72% | 64.1% | 61.13%
2018-01-04 21:00 | 21:00 | 51.63% | 61.1% | 61.33%
2018-01-04 22:00 | 22:00 | 50.85% | 57.48% | 60.75%
2018-01-04 23:00 | 23:00 | 51.06% | 57.31% | 60.31%
2018-01-05 | 0:00 | 50.93% | 52.6% | 61.05%
2018-01-05 01:00 | 1:00 | 51.52% | 49.13% | 61.03%
2018-01-05 02:00 | 2:00 | 51.53% | 48.19% | 61.11%
2018-01-05 03:00 | 3:00 | 51.51% | 48.02% | 60.52%
2018-01-05 04:00 | 4:00 | 51.51% | 48.16% | 60.44%
2018-01-05 05:00 | 5:00 | 51.65% | 48.93% | 60.71%
2018-01-05 06:00 | 6:00 | 50.82% | 52.07% | 60.16%
2018-01-05 07:00 | 7:00 | 51.62% | 59.72% | 60.2%
2018-01-05 08:00 | 8:00 | 51.53% | 63.87% | 60.05%
2018-01-05 09:00 | 9:00 | 52.1% | 64.91% | 60.11%
2018-01-05 10:00 | 10:00 | 52.01% | 64.37% | 60.23%
2018-01-05 11:00 | 11:00 | 51.56% | 63.16% | 60.38%
2018-01-05 12:00 | 12:00 | 49.49% | 62.59% | 60.98%
2018-01-05 13:00 | 13:00 | 49.32% | 61.21% | 61.34%
2018-01-05 14:00 | 14:00 | 49.04% | 61.22% | 61.32%
2018-01-05 15:00 | 15:00 | 49.28% | 61.44% | 61.33%
2018-01-05 16:00 | 16:00 | 49.3% | 62.75% | 61.67%
2018-01-05 17:00 | 17:00 | 49.6% | 64.66% | 62.15%
2018-01-05 18:00 | 18:00 | 49.8% | 66.76% | 61.79%
2018-01-05 19:00 | 19:00 | 49.86% | 65.47% | 61.65%
2018-01-05 20:00 | 20:00 | 49.22% | 63.03% | 61.44%
2018-01-05 21:00 | 21:00 | 49.74% | 60% | 61.11%
2018-01-05 22:00 | 22:00 | 49.41% | 56.55% | 60.74%
2018-01-05 23:00 | 23:00 | 49.24% | 56.23% | 60.95%
2018-01-06 | 0:00 | 49.47% | 53.06% | 61.64%
2018-01-06 01:00 | 1:00 | 49.75% | 49.56% | 61.68%
2018-01-06 02:00 | 2:00 | 50.52% | 48.72% | 61.72%
2018-01-06 03:00 | 3:00 | 50.31% | 49% | 61.58%
2018-01-06 04:00 | 4:00 | 49.96% | 49.31% | 61.06%
2018-01-06 05:00 | 5:00 | 49.67% | 49.48% | 61.13%
2018-01-06 06:00 | 6:00 | 48.83% | 50.45% | 61.33%
2018-01-06 07:00 | 7:00 | 48.28% | 53.63% | 60.86%
2018-01-06 08:00 | 8:00 | 47.38% | 57.56% | 61.03%
2018-01-06 09:00 | 9:00 | 47.75% | 62.4% | 60.54%
2018-01-06 10:00 | 10:00 | 48.1% | 64.52% | 61.29%
2018-01-06 11:00 | 11:00 | 47.73% | 65.05% | 61.09%
2018-01-06 12:00 | 12:00 | 48.2% | 64.86% | 60.75%
2018-01-06 13:00 | 13:00 | 48.56% | 65.26% | 60.86%
2018-01-06 14:00 | 14:00 | 48.54% | 65.25% | 61.34%
2018-01-06 15:00 | 15:00 | 49.31% | 64.1% | 61.31%
2018-01-06 16:00 | 16:00 | 49.12% | 63.1% | 61.5%
2018-01-06 17:00 | 17:00 | 48.99% | 63.2% | 61.5%
2018-01-06 18:00 | 18:00 | 50.3% | 64.9% | 62.04%
2018-01-06 19:00 | 19:00 | 49.24% | 65.24% | 61.75%
2018-01-06 20:00 | 20:00 | 49.79% | 62.96% | 61.39%
2018-01-06 21:00 | 21:00 | 49.83% | 60.08% | 61.63%
2018-01-06 22:00 | 22:00 | 50.52% | 55.62% | 61.98%
2018-01-06 23:00 | 23:00 | 50.79% | 55.74% | 62.15%
2018-01-07 | 0:00 | 52.8% | 50.19% | 61.46%
2018-01-07 01:00 | 1:00 | 52.04% | 46.4% | 61.27%
2018-01-07 02:00 | 2:00 | 52.52% | 44.77% | 61.39%
2018-01-07 03:00 | 3:00 | 52.15% | 44.46% | 61.1%
2018-01-07 04:00 | 4:00 | 53% | 44.52% | 60.82%
2018-01-07 05:00 | 5:00 | 52.95% | 44.75% | 60.43%
2018-01-07 06:00 | 6:00 | 53.23% | 45.57% | 60.64%
2018-01-07 07:00 | 7:00 | 53.29% | 48% | 59.66%
2018-01-07 08:00 | 8:00 | 53.61% | 51.15% | 59.93%
2018-01-07 09:00 | 9:00 | 52.7% | 55.4% | 60.58%
2018-01-07 10:00 | 10:00 | 52.42% | 59.71% | 61.06%
2018-01-07 11:00 | 11:00 | 51.72% | 60.87% | 61.05%
2018-01-07 12:00 | 12:00 | 51.48% | 61.48% | 60.56%
2018-01-07 13:00 | 13:00 | 52.13% | 62.07% | 60.72%
2018-01-07 14:00 | 14:00 | 52.51% | 59.97% | 60.64%
2018-01-07 15:00 | 15:00 | 52.38% | 59.61% | 61.08%
2018-01-07 16:00 | 16:00 | 52.58% | 59.21% | 60.71%
2018-01-07 17:00 | 17:00 | 52.11% | 60.18% | 61.02%
2018-01-07 18:00 | 18:00 | 52.57% | 63.28% | 61.66%
2018-01-07 19:00 | 19:00 | 52.85% | 62.57% | 61.53%
2018-01-07 20:00 | 20:00 | 52.67% | 61.71% | 61.28%
2018-01-07 21:00 | 21:00 | 52.26% | 57.78% | 60.9%
2018-01-07 22:00 | 22:00 | 52.57% | 53.18% | 61.06%
2018-01-07 23:00 | 23:00 | 52.07% | 52.77% | 61.08%
2018-01-08 | 0:00 | 52.84% | 49.39% | 60.98%
2018-01-08 01:00 | 1:00 | 52.75% | 45.95% | 60.5%
2018-01-08 02:00 | 2:00 | 53.09% | 45.66% | 60.52%
2018-01-08 03:00 | 3:00 | 52.59% | 45.32% | 60.78%
2018-01-08 04:00 | 4:00 | 52.58% | 44.93% | 60.4%
2018-01-08 05:00 | 5:00 | 52.98% | 45.43% | 60.2%
2018-01-08 06:00 | 6:00 | 51.92% | 49.03% | 60.46%
2018-01-08 07:00 | 7:00 | 52.01% | 58% | 59.83%
2018-01-08 08:00 | 8:00 | 52.23% | 63.57% | 59.5%
2018-01-08 09:00 | 9:00 | 52.58% | 64.75% | 60.17%
2018-01-08 10:00 | 10:00 | 52.81% | 64.42% | 60.38%
2018-01-08 11:00 | 11:00 | 52.1% | 63.59% | 60.36%
2018-01-08 12:00 | 12:00 | 51.6% | 63.28% | 59.91%
2018-01-08 13:00 | 13:00 | 52.73% | 62.16% | 60.81%
2018-01-08 14:00 | 14:00 | 52.61% | 61.93% | 60.51%
2018-01-08 15:00 | 15:00 | 52.64% | 62.6% | 60.9%
2018-01-08 16:00 | 16:00 | 52.31% | 63.32% | 61.35%
2018-01-08 17:00 | 17:00 | 52.48% | 64.26% | 61.19%
2018-01-08 18:00 | 18:00 | 51.64% | 64.96% | 61.29%
2018-01-08 19:00 | 19:00 | 52.05% | 63.97% | 60.96%
2018-01-08 20:00 | 20:00 | 51.11% | 61.37% | 60.96%
2018-01-08 21:00 | 21:00 | 51.35% | 59.22% | 61.21%
2018-01-08 22:00 | 22:00 | 51.7% | 55.96% | 61.34%
2018-01-08 23:00 | 23:00 | 52.11% | 54.39% | 61.11%
2018-01-09 | 0:00 | 51.82% | 49.01% | 60.08%
2018-01-09 01:00 | 1:00 | 51.59% | 45.89% | 59.75%
2018-01-09 02:00 | 2:00 | 52.31% | 45.47% | 59.44%
2018-01-09 03:00 | 3:00 | 52.35% | 46.96% | 59.62%
2018-01-09 04:00 | 4:00 | 51.85% | 47.04% | 59.75%
2018-01-09 05:00 | 5:00 | 51% | 47.17% | 59.5%
2018-01-09 06:00 | 6:00 | 50.98% | 49.83% | 58.78%
2018-01-09 07:00 | 7:00 | 51.2% | 57.93% | 58.52%
2018-01-09 08:00 | 8:00 | 50.96% | 62.48% | 59.11%
2018-01-09 09:00 | 9:00 | 51.5% | 62.29% | 58.5%
2018-01-09 10:00 | 10:00 | 50.64% | 61.87% | 58.18%
2018-01-09 11:00 | 11:00 | 52.11% | 62.18% | 57.32%
2018-01-09 12:00 | 12:00 | 52.14% | 62.37% | 57.73%
2018-01-09 13:00 | 13:00 | 52.11% | 61.35% | 58.31%
2018-01-09 14:00 | 14:00 | 51.94% | 60.56% | 57.97%
2018-01-09 15:00 | 15:00 | 51.79% | 60.75% | 57.58%
2018-01-09 16:00 | 16:00 | 52.45% | 61.09% | 58.64%
2018-01-09 17:00 | 17:00 | 51.46% | 62.44% | 58.74%
2018-01-09 18:00 | 18:00 | 52.19% | 63.91% | 57.79%
2018-01-09 19:00 | 19:00 | 52.19% | 64.1% | 58.42%
2018-01-09 20:00 | 20:00 | 53.29% | 62.37% | 59.01%
2018-01-09 21:00 | 21:00 | 52.45% | 60.08% | 59.16%
2018-01-09 22:00 | 22:00 | 51.65% | 55.71% | 59.73%
2018-01-09 23:00 | 23:00 | 51.69% | 54.87% | 59.6%
2018-01-10 | 0:00 | 51.92% | 48.1% | 59.01%
2018-01-10 01:00 | 1:00 | 52.83% | 44.65% | 58.53%
2018-01-10 02:00 | 2:00 | 52.48% | 44.51% | 57.96%
2018-01-10 03:00 | 3:00 | 52.21% | 43.95% | 58.25%
2018-01-10 04:00 | 4:00 | 51.6% | 43.55% | 58.33%
2018-01-10 05:00 | 5:00 | 51.91% | 44.22% | 58.63%
2018-01-10 06:00 | 6:00 | 51.74% | 46.91% | 58.42%
2018-01-10 07:00 | 7:00 | 51.81% | 55.88% | 58.64%
2018-01-10 08:00 | 8:00 | 51.74% | 60.99% | 58.63%
2018-01-10 09:00 | 9:00 | 51.45% | 61.5% | 59.21%
2018-01-10 10:00 | 10:00 | 51.77% | 60.44% | 59.15%
2018-01-10 11:00 | 11:00 | 51.77% | 59.16% | 59.04%
2018-01-10 12:00 | 12:00 | 52.11% | 59.11% | 58.66%
2018-01-10 13:00 | 13:00 | 51.34% | 58.85% | 58.83%
2018-01-10 14:00 | 14:00 | 52.55% | 59.24% | 59.2%
2018-01-10 15:00 | 15:00 | 51.31% | 60.62% | 59.15%
2018-01-10 16:00 | 16:00 | 52.02% | 62.4% | 59.1%
2018-01-10 17:00 | 17:00 | 50.96% | 63.43% | 59.66%
2018-01-10 18:00 | 18:00 | 50.89% | 64.75% | 59.53%
2018-01-10 19:00 | 19:00 | 51.61% | 64.32% | 59.15%
2018-01-10 20:00 | 20:00 | 51.5% | 62.99% | 59.4%
2018-01-10 21:00 | 21:00 | 51.38% | 59.79% | 59.45%
2018-01-10 22:00 | 22:00 | 50.9% | 55.94% | 59.19%
2018-01-10 23:00 | 23:00 | 50.02% | 55.4% | 59.08%
2018-01-11 | 0:00 | 51.48% | 50.08% | 59.34%
2018-01-11 01:00 | 1:00 | 52.38% | 47.92% | 59.24%
2018-01-11 02:00 | 2:00 | 52.97% | 47.17% | 59.31%
2018-01-11 03:00 | 3:00 | 51.65% | 46.49% | 59.5%
2018-01-11 04:00 | 4:00 | 50.64% | 46.27% | 58.6%
2018-01-11 05:00 | 5:00 | 50.43% | 46.25% | 59.28%
2018-01-11 06:00 | 6:00 | 50.1% | 48.71% | 59.84%
2018-01-11 07:00 | 7:00 | 48.71% | 56.86% | 59.31%
2018-01-11 08:00 | 8:00 | 47.49% | 62.29% | 59.63%
2018-01-11 09:00 | 9:00 | 48.11% | 63.28% | 58.56%
2018-01-11 10:00 | 10:00 | 49.04% | 63.21% | 58.05%
2018-01-11 11:00 | 11:00 | 49.47% | 63.12% | 58.22%
2018-01-11 12:00 | 12:00 | 49.74% | 63.35% | 58.3%
2018-01-11 13:00 | 13:00 | 50.32% | 63.28% | 58.52%
2018-01-11 14:00 | 14:00 | 51.1% | 63.43% | 59.33%
2018-01-11 15:00 | 15:00 | 51.39% | 63.86% | 60.13%
2018-01-11 16:00 | 16:00 | 51.71% | 64.37% | 60.33%
2018-01-11 17:00 | 17:00 | 52.06% | 64.53% | 60.2%
2018-01-11 18:00 | 18:00 | 51.54% | 65.98% | 60.37%
2018-01-11 19:00 | 19:00 | 51.99% | 65.85% | 60.84%
2018-01-11 20:00 | 20:00 | 52.72% | 64.1% | 61.13%
2018-01-11 21:00 | 21:00 | 51.63% | 61.1% | 61.33%
2018-01-11 22:00 | 22:00 | 50.85% | 57.48% | 60.75%
2018-01-11 23:00 | 23:00 | 51.06% | 57.31% | 60.31%
2018-01-12 | 0:00 | 50.93% | 52.6% | 61.05%
2018-01-12 01:00 | 1:00 | 51.52% | 49.13% | 61.03%
2018-01-12 02:00 | 2:00 | 51.53% | 48.19% | 61.11%
2018-01-12 03:00 | 3:00 | 51.51% | 48.02% | 60.52%
2018-01-12 04:00 | 4:00 | 51.51% | 48.16% | 60.44%
2018-01-12 05:00 | 5:00 | 51.65% | 48.93% | 60.71%
2018-01-12 06:00 | 6:00 | 50.82% | 52.07% | 60.16%
2018-01-12 07:00 | 7:00 | 51.62% | 59.72% | 60.2%
2018-01-12 08:00 | 8:00 | 51.53% | 63.87% | 60.05%
2018-01-12 09:00 | 9:00 | 52.1% | 64.91% | 60.11%
2018-01-12 10:00 | 10:00 | 52.01% | 64.37% | 60.23%
2018-01-12 11:00 | 11:00 | 51.56% | 63.16% | 60.38%
2018-01-12 12:00 | 12:00 | 49.49% | 62.59% | 60.98%
2018-01-12 13:00 | 13:00 | 49.32% | 61.21% | 61.34%
2018-01-12 14:00 | 14:00 | 49.04% | 61.22% | 61.32%
2018-01-12 15:00 | 15:00 | 49.28% | 61.44% | 61.33%
2018-01-12 16:00 | 16:00 | 49.3% | 62.75% | 61.67%
2018-01-12 17:00 | 17:00 | 49.6% | 64.66% | 62.15%
2018-01-12 18:00 | 18:00 | 49.8% | 66.76% | 61.79%
2018-01-12 19:00 | 19:00 | 49.86% | 65.47% | 61.65%
2018-01-12 20:00 | 20:00 | 49.22% | 63.03% | 61.44%
2018-01-12 21:00 | 21:00 | 49.74% | 60% | 61.11%
2018-01-12 22:00 | 22:00 | 49.41% | 56.55% | 60.74%
2018-01-12 23:00 | 23:00 | 49.24% | 56.23% | 60.95%
2018-01-13 | 0:00 | 49.47% | 53.06% | 61.64%
2018-01-13 01:00 | 1:00 | 49.75% | 49.56% | 61.68%
2018-01-13 02:00 | 2:00 | 50.52% | 48.72% | 61.72%
2018-01-13 03:00 | 3:00 | 50.31% | 49% | 61.58%
2018-01-13 04:00 | 4:00 | 49.96% | 49.31% | 61.06%
2018-01-13 05:00 | 5:00 | 49.67% | 49.48% | 61.13%
2018-01-13 06:00 | 6:00 | 48.83% | 50.45% | 61.33%
2018-01-13 07:00 | 7:00 | 48.28% | 53.63% | 60.86%
2018-01-13 08:00 | 8:00 | 47.38% | 57.56% | 61.03%
2018-01-13 09:00 | 9:00 | 47.75% | 62.4% | 60.54%
2018-01-13 10:00 | 10:00 | 48.1% | 64.52% | 61.29%
2018-01-13 11:00 | 11:00 | 47.73% | 65.05% | 61.09%
2018-01-13 12:00 | 12:00 | 48.2% | 64.86% | 60.75%
2018-01-13 13:00 | 13:00 | 48.56% | 65.26% | 60.86%
2018-01-13 14:00 | 14:00 | 48.54% | 65.25% | 61.34%
2018-01-13 15:00 | 15:00 | 49.31% | 64.1% | 61.31%
2018-01-13 16:00 | 16:00 | 49.12% | 63.1% | 61.5%
2018-01-13 17:00 | 17:00 | 48.99% | 63.2% | 61.5%
2018-01-13 18:00 | 18:00 | 50.3% | 64.9% | 62.04%
2018-01-13 19:00 | 19:00 | 49.24% | 65.24% | 61.75%
2018-01-13 20:00 | 20:00 | 49.79% | 62.96% | 61.39%
2018-01-13 21:00 | 21:00 | 49.83% | 60.08% | 61.63%
2018-01-13 22:00 | 22:00 | 50.52% | 55.62% | 61.98%
2018-01-13 23:00 | 23:00 | 50.79% | 55.74% | 62.15%
2018-01-14 | 0:00 | 52.8% | 50.19% | 61.46%
2018-01-14 01:00 | 1:00 | 52.04% | 46.4% | 61.27%
2018-01-14 02:00 | 2:00 | 52.52% | 44.77% | 61.39%
2018-01-14 03:00 | 3:00 | 52.15% | 44.46% | 61.1%
2018-01-14 04:00 | 4:00 | 53% | 44.52% | 60.82%
2018-01-14 05:00 | 5:00 | 52.95% | 44.75% | 60.43%
2018-01-14 06:00 | 6:00 | 53.23% | 45.57% | 60.64%
2018-01-14 07:00 | 7:00 | 53.29% | 48% | 59.66%
2018-01-14 08:00 | 8:00 | 53.61% | 51.15% | 59.93%
2018-01-14 09:00 | 9:00 | 52.7% | 55.4% | 60.58%
2018-01-14 10:00 | 10:00 | 52.42% | 59.71% | 61.06%
2018-01-14 11:00 | 11:00 | 51.72% | 60.87% | 61.05%
2018-01-14 12:00 | 12:00 | 51.48% | 61.48% | 60.56%
2018-01-14 13:00 | 13:00 | 52.13% | 62.07% | 60.72%
2018-01-14 14:00 | 14:00 | 52.51% | 59.97% | 60.64%
2018-01-14 15:00 | 15:00 | 52.38% | 59.61% | 61.08%
2018-01-14 16:00 | 16:00 | 52.58% | 59.21% | 60.71%
2018-01-14 17:00 | 17:00 | 52.11% | 60.18% | 61.02%
2018-01-14 18:00 | 18:00 | 52.57% | 63.28% | 61.66%
2018-01-14 19:00 | 19:00 | 52.85% | 62.57% | 61.53%
2018-01-14 20:00 | 20:00 | 52.67% | 61.71% | 61.28%
2018-01-14 21:00 | 21:00 | 52.26% | 57.78% | 60.9%
2018-01-14 22:00 | 22:00 | 52.57% | 53.18% | 61.06%
2018-01-14 23:00 | 23:00 | 52.07% | 52.77% | 61.08%
2018-01-15 | 0:00 | 52.84% | 49.39% | 60.98%
2018-01-15 01:00 | 1:00 | 52.75% | 45.95% | 60.5%
2018-01-15 02:00 | 2:00 | 53.09% | 45.66% | 60.52%
2018-01-15 03:00 | 3:00 | 52.59% | 45.32% | 60.78%
2018-01-15 04:00 | 4:00 | 52.58% | 44.93% | 60.4%
2018-01-15 05:00 | 5:00 | 52.98% | 45.43% | 60.2%
2018-01-15 06:00 | 6:00 | 51.92% | 49.03% | 60.46%
2018-01-15 07:00 | 7:00 | 52.01% | 58% | 59.83%
2018-01-15 08:00 | 8:00 | 52.23% | 63.57% | 59.5%
2018-01-15 09:00 | 9:00 | 52.58% | 64.75% | 60.17%
2018-01-15 10:00 | 10:00 | 52.81% | 64.42% | 60.38%
2018-01-15 11:00 | 11:00 | 52.1% | 63.59% | 60.36%
2018-01-15 12:00 | 12:00 | 51.6% | 63.28% | 59.91%
2018-01-15 13:00 | 13:00 | 52.73% | 62.16% | 60.81%
2018-01-15 14:00 | 14:00 | 52.61% | 61.93% | 60.51%
2018-01-15 15:00 | 15:00 | 52.64% | 62.6% | 60.9%
2018-01-15 16:00 | 16:00 | 52.31% | 63.32% | 61.35%
2018-01-15 17:00 | 17:00 | 52.48% | 64.26% | 61.19%
2018-01-15 18:00 | 18:00 | 51.64% | 64.96% | 61.29%
2018-01-15 19:00 | 19:00 | 52.05% | 63.97% | 60.96%
2018-01-15 20:00 | 20:00 | 51.11% | 61.37% | 60.96%
2018-01-15 21:00 | 21:00 | 51.35% | 59.22% | 61.21%
2018-01-15 22:00 | 22:00 | 51.7% | 55.96% | 61.34%
2018-01-15 23:00 | 23:00 | 52.11% | 54.39% | 61.11%
2018-01-16 | 0:00 | 51.82% | 49.01% | 60.08%
2018-01-16 01:00 | 1:00 | 51.59% | 45.89% | 59.75%
2018-01-16 02:00 | 2:00 | 52.31% | 45.47% | 59.44%
2018-01-16 03:00 | 3:00 | 52.35% | 46.96% | 59.62%
2018-01-16 04:00 | 4:00 | 51.85% | 47.04% | 59.75%
2018-01-16 05:00 | 5:00 | 51% | 47.17% | 59.5%
2018-01-16 06:00 | 6:00 | 50.98% | 49.83% | 58.78%
2018-01-16 07:00 | 7:00 | 51.2% | 57.93% | 58.52%
2018-01-16 08:00 | 8:00 | 50.96% | 62.48% | 59.11%
2018-01-16 09:00 | 9:00 | 51.5% | 62.29% | 58.5%
2018-01-16 10:00 | 10:00 | 50.64% | 61.87% | 58.18%
2018-01-16 11:00 | 11:00 | 52.11% | 62.18% | 57.32%
2018-01-16 12:00 | 12:00 | 52.14% | 62.37% | 57.73%
2018-01-16 13:00 | 13:00 | 52.11% | 61.35% | 58.31%
2018-01-16 14:00 | 14:00 | 51.94% | 60.56% | 57.97%
2018-01-16 15:00 | 15:00 | 51.79% | 60.75% | 57.58%
2018-01-16 16:00 | 16:00 | 52.45% | 61.09% | 58.64%
2018-01-16 17:00 | 17:00 | 51.46% | 62.44% | 58.74%
2018-01-16 18:00 | 18:00 | 52.19% | 63.91% | 57.79%
2018-01-16 19:00 | 19:00 | 52.19% | 64.1% | 58.42%
2018-01-16 20:00 | 20:00 | 53.29% | 62.37% | 59.01%
2018-01-16 21:00 | 21:00 | 52.45% | 60.08% | 59.16%
2018-01-16 22:00 | 22:00 | 51.65% | 55.71% | 59.73%
2018-01-16 23:00 | 23:00 | 51.69% | 54.87% | 59.6%
2018-01-17 | 0:00 | 51.92% | 48.1% | 59.01%
2018-01-17 01:00 | 1:00 | 52.83% | 44.65% | 58.53%
2018-01-17 02:00 | 2:00 | 52.48% | 44.51% | 57.96%
2018-01-17 03:00 | 3:00 | 52.21% | 43.95% | 58.25%
2018-01-17 04:00 | 4:00 | 51.6% | 43.55% | 58.33%
2018-01-17 05:00 | 5:00 | 51.91% | 44.22% | 58.63%
2018-01-17 06:00 | 6:00 | 51.74% | 46.91% | 58.42%
2018-01-17 07:00 | 7:00 | 51.81% | 55.88% | 58.64%
2018-01-17 08:00 | 8:00 | 51.74% | 60.99% | 58.63%
2018-01-17 09:00 | 9:00 | 51.45% | 61.5% | 59.21%
2018-01-17 10:00 | 10:00 | 51.77% | 60.44% | 59.15%
2018-01-17 11:00 | 11:00 | 51.77% | 59.16% | 59.04%
2018-01-17 12:00 | 12:00 | 52.11% | 59.11% | 58.66%
2018-01-17 13:00 | 13:00 | 51.34% | 58.85% | 58.83%
2018-01-17 14:00 | 14:00 | 52.55% | 59.24% | 59.2%
2018-01-17 15:00 | 15:00 | 51.31% | 60.62% | 59.15%
2018-01-17 16:00 | 16:00 | 52.02% | 62.4% | 59.1%
2018-01-17 17:00 | 17:00 | 50.96% | 63.43% | 59.66%
2018-01-17 18:00 | 18:00 | 50.89% | 64.75% | 59.53%
2018-01-17 19:00 | 19:00 | 51.61% | 64.32% | 59.15%
2018-01-17 20:00 | 20:00 | 51.5% | 62.99% | 59.4%
2018-01-17 21:00 | 21:00 | 51.38% | 59.79% | 59.45%
2018-01-17 22:00 | 22:00 | 50.9% | 55.94% | 59.19%
2018-01-17 23:00 | 23:00 | 50.02% | 55.4% | 59.08%
2018-01-18 | 0:00 | 51.48% | 50.08% | 59.34%
2018-01-18 01:00 | 1:00 | 52.38% | 47.92% | 59.24%
2018-01-18 02:00 | 2:00 | 52.97% | 47.17% | 59.31%
2018-01-18 03:00 | 3:00 | 51.65% | 46.49% | 59.5%
2018-01-18 04:00 | 4:00 | 50.64% | 46.27% | 58.6%
2018-01-18 05:00 | 5:00 | 50.43% | 46.25% | 59.28%
2018-01-18 06:00 | 6:00 | 50.1% | 48.71% | 59.84%
2018-01-18 07:00 | 7:00 | 48.71% | 56.86% | 59.31%
2018-01-18 08:00 | 8:00 | 47.49% | 62.29% | 59.63%
2018-01-18 09:00 | 9:00 | 48.11% | 63.28% | 58.56%
2018-01-18 10:00 | 10:00 | 49.04% | 63.21% | 58.05%
2018-01-18 11:00 | 11:00 | 49.47% | 63.12% | 58.22%
2018-01-18 12:00 | 12:00 | 49.74% | 63.35% | 58.3%
2018-01-18 13:00 | 13:00 | 50.32% | 63.28% | 58.52%
2018-01-18 14:00 | 14:00 | 51.1% | 63.43% | 59.33%
2018-01-18 15:00 | 15:00 | 51.39% | 63.86% | 60.13%
2018-01-18 16:00 | 16:00 | 51.71% | 64.37% | 60.33%
2018-01-18 17:00 | 17:00 | 52.06% | 64.53% | 60.2%
2018-01-18 18:00 | 18:00 | 51.54% | 65.98% | 60.37%
2018-01-18 19:00 | 19:00 | 51.99% | 65.85% | 60.84%
2018-01-18 20:00 | 20:00 | 52.72% | 64.1% | 61.13%
2018-01-18 21:00 | 21:00 | 51.63% | 61.1% | 61.33%
2018-01-18 22:00 | 22:00 | 50.85% | 57.48% | 60.75%
2018-01-18 23:00 | 23:00 | 51.06% | 57.31% | 60.31%
2018-01-19 | 0:00 | 50.93% | 52.6% | 61.05%
2018-01-19 01:00 | 1:00 | 51.52% | 49.13% | 61.03%
2018-01-19 02:00 | 2:00 | 51.53% | 48.19% | 61.11%
2018-01-19 03:00 | 3:00 | 51.51% | 48.02% | 60.52%
2018-01-19 04:00 | 4:00 | 51.51% | 48.16% | 60.44%
2018-01-19 05:00 | 5:00 | 51.65% | 48.93% | 60.71%
2018-01-19 06:00 | 6:00 | 50.82% | 52.07% | 60.16%
2018-01-19 07:00 | 7:00 | 51.62% | 59.72% | 60.2%
2018-01-19 08:00 | 8:00 | 51.53% | 63.87% | 60.05%
2018-01-19 09:00 | 9:00 | 52.1% | 64.91% | 60.11%
2018-01-19 10:00 | 10:00 | 52.01% | 64.37% | 60.23%
2018-01-19 11:00 | 11:00 | 51.56% | 63.16% | 60.38%
2018-01-19 12:00 | 12:00 | 49.49% | 62.59% | 60.98%
2018-01-19 13:00 | 13:00 | 49.32% | 61.21% | 61.34%
2018-01-19 14:00 | 14:00 | 49.04% | 61.22% | 61.32%
2018-01-19 15:00 | 15:00 | 49.28% | 61.44% | 61.33%
2018-01-19 16:00 | 16:00 | 49.3% | 62.75% | 61.67%
2018-01-19 17:00 | 17:00 | 49.6% | 64.66% | 62.15%
2018-01-19 18:00 | 18:00 | 49.8% | 66.76% | 61.79%
2018-01-19 19:00 | 19:00 | 49.86% | 65.47% | 61.65%
2018-01-19 20:00 | 20:00 | 49.22% | 63.03% | 61.44%
2018-01-19 21:00 | 21:00 | 49.74% | 60% | 61.11%
2018-01-19 22:00 | 22:00 | 49.41% | 56.55% | 60.74%
2018-01-19 23:00 | 23:00 | 49.24% | 56.23% | 60.95%
2018-01-20 | 0:00 | 49.47% | 53.06% | 61.64%
2018-01-20 01:00 | 1:00 | 49.75% | 49.56% | 61.68%
2018-01-20 02:00 | 2:00 | 50.52% | 48.72% | 61.72%
2018-01-20 03:00 | 3:00 | 50.31% | 49% | 61.58%
2018-01-20 04:00 | 4:00 | 49.96% | 49.31% | 61.06%
2018-01-20 05:00 | 5:00 | 49.67% | 49.48% | 61.13%
2018-01-20 06:00 | 6:00 | 48.83% | 50.45% | 61.33%
2018-01-20 07:00 | 7:00 | 48.28% | 53.63% | 60.86%
2018-01-20 08:00 | 8:00 | 47.38% | 57.56% | 61.03%
2018-01-20 09:00 | 9:00 | 47.75% | 62.4% | 60.54%
2018-01-20 10:00 | 10:00 | 48.1% | 64.52% | 61.29%
2018-01-20 11:00 | 11:00 | 47.73% | 65.05% | 61.09%
2018-01-20 12:00 | 12:00 | 48.2% | 64.86% | 60.75%
2018-01-20 13:00 | 13:00 | 48.56% | 65.26% | 60.86%
2018-01-20 14:00 | 14:00 | 48.54% | 65.25% | 61.34%
2018-01-20 15:00 | 15:00 | 49.31% | 64.1% | 61.31%
2018-01-20 16:00 | 16:00 | 49.12% | 63.1% | 61.5%
2018-01-20 17:00 | 17:00 | 48.99% | 63.2% | 61.5%
2018-01-20 18:00 | 18:00 | 50.3% | 64.9% | 62.04%
2018-01-20 19:00 | 19:00 | 49.24% | 65.24% | 61.75%
2018-01-20 20:00 | 20:00 | 49.79% | 62.96% | 61.39%
2018-01-20 21:00 | 21:00 | 49.83% | 60.08% | 61.63%
2018-01-20 22:00 | 22:00 | 50.52% | 55.62% | 61.98%
2018-01-20 23:00 | 23:00 | 50.79% | 55.74% | 62.15%
2018-01-21 | 0:00 | 52.8% | 50.19% | 61.46%
2018-01-21 01:00 | 1:00 | 52.04% | 46.4% | 61.27%
2018-01-21 02:00 | 2:00 | 52.52% | 44.77% | 61.39%
2018-01-21 03:00 | 3:00 | 52.15% | 44.46% | 61.1%
2018-01-21 04:00 | 4:00 | 53% | 44.52% | 60.82%
2018-01-21 05:00 | 5:00 | 52.95% | 44.75% | 60.43%
2018-01-21 06:00 | 6:00 | 53.23% | 45.57% | 60.64%
2018-01-21 07:00 | 7:00 | 53.29% | 48% | 59.66%
2018-01-21 08:00 | 8:00 | 53.61% | 51.15% | 59.93%
2018-01-21 09:00 | 9:00 | 52.7% | 55.4% | 60.58%
2018-01-21 10:00 | 10:00 | 52.42% | 59.71% | 61.06%
2018-01-21 11:00 | 11:00 | 51.72% | 60.87% | 61.05%
2018-01-21 12:00 | 12:00 | 51.48% | 61.48% | 60.56%
2018-01-21 13:00 | 13:00 | 52.13% | 62.07% | 60.72%
2018-01-21 14:00 | 14:00 | 52.51% | 59.97% | 60.64%
2018-01-21 15:00 | 15:00 | 52.38% | 59.61% | 61.08%
2018-01-21 16:00 | 16:00 | 52.58% | 59.21% | 60.71%
2018-01-21 17:00 | 17:00 | 52.11% | 60.18% | 61.02%
2018-01-21 18:00 | 18:00 | 52.57% | 63.28% | 61.66%
2018-01-21 19:00 | 19:00 | 52.85% | 62.57% | 61.53%
2018-01-21 20:00 | 20:00 | 52.67% | 61.71% | 61.28%
2018-01-21 21:00 | 21:00 | 52.26% | 57.78% | 60.9%
2018-01-21 22:00 | 22:00 | 52.57% | 53.18% | 61.06%
2018-01-21 23:00 | 23:00 | 52.07% | 52.77% | 61.08%
2018-01-22 | 0:00 | 52.84% | 49.39% | 60.98%
2018-01-22 01:00 | 1:00 | 52.75% | 45.95% | 60.5%
2018-01-22 02:00 | 2:00 | 53.09% | 45.66% | 60.52%
2018-01-22 03:00 | 3:00 | 52.59% | 45.32% | 60.78%
2018-01-22 04:00 | 4:00 | 52.58% | 44.93% | 60.4%
2018-01-22 05:00 | 5:00 | 52.98% | 45.43% | 60.2%
2018-01-22 06:00 | 6:00 | 51.92% | 49.03% | 60.46%
2018-01-22 07:00 | 7:00 | 52.01% | 58% | 59.83%
2018-01-22 08:00 | 8:00 | 52.23% | 63.57% | 59.5%
2018-01-22 09:00 | 9:00 | 52.58% | 64.75% | 60.17%
2018-01-22 10:00 | 10:00 | 52.81% | 64.42% | 60.38%
2018-01-22 11:00 | 11:00 | 52.1% | 63.59% | 60.36%
2018-01-22 12:00 | 12:00 | 51.6% | 63.28% | 59.91%
2018-01-22 13:00 | 13:00 | 52.73% | 62.16% | 60.81%
2018-01-22 14:00 | 14:00 | 52.61% | 61.93% | 60.51%
2018-01-22 15:00 | 15:00 | 52.64% | 62.6% | 60.9%
2018-01-22 16:00 | 16:00 | 52.31% | 63.32% | 61.35%
2018-01-22 17:00 | 17:00 | 52.48% | 64.26% | 61.19%
2018-01-22 18:00 | 18:00 | 51.64% | 64.96% | 61.29%
2018-01-22 19:00 | 19:00 | 52.05% | 63.97% | 60.96%
2018-01-22 20:00 | 20:00 | 51.11% | 61.37% | 60.96%
2018-01-22 21:00 | 21:00 | 51.35% | 59.22% | 61.21%
2018-01-22 22:00 | 22:00 | 51.7% | 55.96% | 61.34%
2018-01-22 23:00 | 23:00 | 52.11% | 54.39% | 61.11%
2018-01-23 | 0:00 | 51.82% | 49.01% | 60.08%
2018-01-23 01:00 | 1:00 | 51.59% | 45.89% | 59.75%
2018-01-23 02:00 | 2:00 | 52.31% | 45.47% | 59.44%
2018-01-23 03:00 | 3:00 | 52.35% | 46.96% | 59.62%
2018-01-23 04:00 | 4:00 | 51.85% | 47.04% | 59.75%
2018-01-23 05:00 | 5:00 | 51% | 47.17% | 59.5%
2018-01-23 06:00 | 6:00 | 50.98% | 49.83% | 58.78%
2018-01-23 07:00 | 7:00 | 51.2% | 57.93% | 58.52%
2018-01-23 08:00 | 8:00 | 50.96% | 62.48% | 59.11%
2018-01-23 09:00 | 9:00 | 51.5% | 62.29% | 58.5%
2018-01-23 10:00 | 10:00 | 50.64% | 61.87% | 58.18%
2018-01-23 11:00 | 11:00 | 52.11% | 62.18% | 57.32%
2018-01-23 12:00 | 12:00 | 52.14% | 62.37% | 57.73%
2018-01-23 13:00 | 13:00 | 52.11% | 61.35% | 58.31%
2018-01-23 14:00 | 14:00 | 51.94% | 60.56% | 57.97%
2018-01-23 15:00 | 15:00 | 51.79% | 60.75% | 57.58%
2018-01-23 16:00 | 16:00 | 52.45% | 61.09% | 58.64%
2018-01-23 17:00 | 17:00 | 51.46% | 62.44% | 58.74%
2018-01-23 18:00 | 18:00 | 52.19% | 63.91% | 57.79%
2018-01-23 19:00 | 19:00 | 52.19% | 64.1% | 58.42%
2018-01-23 20:00 | 20:00 | 53.29% | 62.37% | 59.01%
2018-01-23 21:00 | 21:00 | 52.45% | 60.08% | 59.16%
2018-01-23 22:00 | 22:00 | 51.65% | 55.71% | 59.73%
2018-01-23 23:00 | 23:00 | 51.69% | 54.87% | 59.6%
2018-01-24 | 0:00 | 51.92% | 48.1% | 59.01%
2018-01-24 01:00 | 1:00 | 52.83% | 44.65% | 58.53%
2018-01-24 02:00 | 2:00 | 52.48% | 44.51% | 57.96%
2018-01-24 03:00 | 3:00 | 52.21% | 43.95% | 58.25%
2018-01-24 04:00 | 4:00 | 51.6% | 43.55% | 58.33%
2018-01-24 05:00 | 5:00 | 51.91% | 44.22% | 58.63%
2018-01-24 06:00 | 6:00 | 51.74% | 46.91% | 58.42%
2018-01-24 07:00 | 7:00 | 51.81% | 55.88% | 58.64%
2018-01-24 08:00 | 8:00 | 51.74% | 60.99% | 58.63%
2018-01-24 09:00 | 9:00 | 51.45% | 61.5% | 59.21%
2018-01-24 10:00 | 10:00 | 51.77% | 60.44% | 59.15%
2018-01-24 11:00 | 11:00 | 51.77% | 59.16% | 59.04%
2018-01-24 12:00 | 12:00 | 52.11% | 59.11% | 58.66%
2018-01-24 13:00 | 13:00 | 51.34% | 58.85% | 58.83%
2018-01-24 14:00 | 14:00 | 52.55% | 59.24% | 59.2%
2018-01-24 15:00 | 15:00 | 51.31% | 60.62% | 59.15%
2018-01-24 16:00 | 16:00 | 52.02% | 62.4% | 59.1%
2018-01-24 17:00 | 17:00 | 50.96% | 63.43% | 59.66%
2018-01-24 18:00 | 18:00 | 50.89% | 64.75% | 59.53%
2018-01-24 19:00 | 19:00 | 51.61% | 64.32% | 59.15%
2018-01-24 20:00 | 20:00 | 51.5% | 62.99% | 59.4%
2018-01-24 21:00 | 21:00 | 51.38% | 59.79% | 59.45%
2018-01-24 22:00 | 22:00 | 50.9% | 55.94% | 59.19%
2018-01-24 23:00 | 23:00 | 50.02% | 55.4% | 59.08%
2018-01-25 | 0:00 | 51.48% | 50.08% | 59.34%
2018-01-25 01:00 | 1:00 | 52.38% | 47.92% | 59.24%
2018-01-25 02:00 | 2:00 | 52.97% | 47.17% | 59.31%
2018-01-25 03:00 | 3:00 | 51.65% | 46.49% | 59.5%
2018-01-25 04:00 | 4:00 | 50.64% | 46.27% | 58.6%
2018-01-25 05:00 | 5:00 | 50.43% | 46.25% | 59.28%
2018-01-25 06:00 | 6:00 | 50.1% | 48.71% | 59.84%
2018-01-25 07:00 | 7:00 | 48.71% | 56.86% | 59.31%
2018-01-25 08:00 | 8:00 | 47.49% | 62.29% | 59.63%
2018-01-25 09:00 | 9:00 | 48.11% | 63.28% | 58.56%
2018-01-25 10:00 | 10:00 | 49.04% | 63.21% | 58.05%
2018-01-25 11:00 | 11:00 | 49.47% | 63.12% | 58.22%
2018-01-25 12:00 | 12:00 | 49.74% | 63.35% | 58.3%
2018-01-25 13:00 | 13:00 | 50.32% | 63.28% | 58.52%
2018-01-25 14:00 | 14:00 | 51.1% | 63.43% | 59.33%
2018-01-25 15:00 | 15:00 | 51.39% | 63.86% | 60.13%
2018-01-25 16:00 | 16:00 | 51.71% | 64.37% | 60.33%
2018-01-25 17:00 | 17:00 | 52.06% | 64.53% | 60.2%
2018-01-25 18:00 | 18:00 | 51.54% | 65.98% | 60.37%
2018-01-25 19:00 | 19:00 | 51.99% | 65.85% | 60.84%
2018-01-25 20:00 | 20:00 | 52.72% | 64.1% | 61.13%
2018-01-25 21:00 | 21:00 | 51.63% | 61.1% | 61.33%
2018-01-25 22:00 | 22:00 | 50.85% | 57.48% | 60.75%
2018-01-25 23:00 | 23:00 | 51.06% | 57.31% | 60.31%
2018-01-26 | 0:00 | 50.93% | 52.6% | 61.05%
2018-01-26 01:00 | 1:00 | 51.52% | 49.13% | 61.03%
2018-01-26 02:00 | 2:00 | 51.53% | 48.19% | 61.11%
2018-01-26 03:00 | 3:00 | 51.51% | 48.02% | 60.52%
2018-01-26 04:00 | 4:00 | 51.51% | 48.16% | 60.44%
2018-01-26 05:00 | 5:00 | 51.65% | 48.93% | 60.71%
2018-01-26 06:00 | 6:00 | 50.82% | 52.07% | 60.16%
2018-01-26 07:00 | 7:00 | 51.62% | 59.72% | 60.2%
2018-01-26 08:00 | 8:00 | 51.53% | 63.87% | 60.05%
2018-01-26 09:00 | 9:00 | 52.1% | 64.91% | 60.11%
2018-01-26 10:00 | 10:00 | 52.01% | 64.37% | 60.23%
2018-01-26 11:00 | 11:00 | 51.56% | 63.16% | 60.38%
2018-01-26 12:00 | 12:00 | 49.49% | 62.59% | 60.98%
2018-01-26 13:00 | 13:00 | 49.32% | 61.21% | 61.34%
2018-01-26 14:00 | 14:00 | 49.04% | 61.22% | 61.32%
2018-01-26 15:00 | 15:00 | 49.28% | 61.44% | 61.33%
2018-01-26 16:00 | 16:00 | 49.3% | 62.75% | 61.67%
2018-01-26 17:00 | 17:00 | 49.6% | 64.66% | 62.15%
2018-01-26 18:00 | 18:00 | 49.8% | 66.76% | 61.79%
2018-01-26 19:00 | 19:00 | 49.86% | 65.47% | 61.65%
2018-01-26 20:00 | 20:00 | 49.22% | 63.03% | 61.44%
2018-01-26 21:00 | 21:00 | 49.74% | 60% | 61.11%
2018-01-26 22:00 | 22:00 | 49.41% | 56.55% | 60.74%
2018-01-26 23:00 | 23:00 | 49.24% | 56.23% | 60.95%
2018-01-27 | 0:00 | 49.47% | 53.06% | 61.64%
2018-01-27 01:00 | 1:00 | 49.75% | 49.56% | 61.68%
2018-01-27 02:00 | 2:00 | 50.52% | 48.72% | 61.72%
2018-01-27 03:00 | 3:00 | 50.31% | 49% | 61.58%
2018-01-27 04:00 | 4:00 | 49.96% | 49.31% | 61.06%
2018-01-27 05:00 | 5:00 | 49.67% | 49.48% | 61.13%
2018-01-27 06:00 | 6:00 | 48.83% | 50.45% | 61.33%
2018-01-27 07:00 | 7:00 | 48.28% | 53.63% | 60.86%
2018-01-27 08:00 | 8:00 | 47.38% | 57.56% | 61.03%
2018-01-27 09:00 | 9:00 | 47.75% | 62.4% | 60.54%
2018-01-27 10:00 | 10:00 | 48.1% | 64.52% | 61.29%
2018-01-27 11:00 | 11:00 | 47.73% | 65.05% | 61.09%
2018-01-27 12:00 | 12:00 | 48.2% | 64.86% | 60.75%
2018-01-27 13:00 | 13:00 | 48.56% | 65.26% | 60.86%
2018-01-27 14:00 | 14:00 | 48.54% | 65.25% | 61.34%
2018-01-27 15:00 | 15:00 | 49.31% | 64.1% | 61.31%
2018-01-27 16:00 | 16:00 | 49.12% | 63.1% | 61.5%
2018-01-27 17:00 | 17:00 | 48.99% | 63.2% | 61.5%
2018-01-27 18:00 | 18:00 | 50.3% | 64.9% | 62.04%
2018-01-27 19:00 | 19:00 | 49.24% | 65.24% | 61.75%
2018-01-27 20:00 | 20:00 | 49.79% | 62.96% | 61.39%
2018-01-27 21:00 | 21:00 | 49.83% | 60.08% | 61.63%
2018-01-27 22:00 | 22:00 | 50.52% | 55.62% | 61.98%
2018-01-27 23:00 | 23:00 | 50.79% | 55.74% | 62.15%
2018-01-28 | 0:00 | 52.8% | 50.19% | 61.46%
2018-01-28 01:00 | 1:00 | 52.04% | 46.4% | 61.27%
2018-01-28 02:00 | 2:00 | 52.52% | 44.77% | 61.39%
2018-01-28 03:00 | 3:00 | 52.15% | 44.46% | 61.1%
2018-01-28 04:00 | 4:00 | 53% | 44.52% | 60.82%
2018-01-28 05:00 | 5:00 | 52.95% | 44.75% | 60.43%
2018-01-28 06:00 | 6:00 | 53.23% | 45.57% | 60.64%
2018-01-28 07:00 | 7:00 | 53.29% | 48% | 59.66%
2018-01-28 08:00 | 8:00 | 53.61% | 51.15% | 59.93%
2018-01-28 09:00 | 9:00 | 52.7% | 55.4% | 60.58%
2018-01-28 10:00 | 10:00 | 52.42% | 59.71% | 61.06%
2018-01-28 11:00 | 11:00 | 51.72% | 60.87% | 61.05%
2018-01-28 12:00 | 12:00 | 51.48% | 61.48% | 60.56%
2018-01-28 13:00 | 13:00 | 52.13% | 62.07% | 60.72%
2018-01-28 14:00 | 14:00 | 52.51% | 59.97% | 60.64%
2018-01-28 15:00 | 15:00 | 52.38% | 59.61% | 61.08%
2018-01-28 16:00 | 16:00 | 52.58% | 59.21% | 60.71%
2018-01-28 17:00 | 17:00 | 52.11% | 60.18% | 61.02%
2018-01-28 18:00 | 18:00 | 52.57% | 63.28% | 61.66%
2018-01-28 19:00 | 19:00 | 52.85% | 62.57% | 61.53%
2018-01-28 20:00 | 20:00 | 52.67% | 61.71% | 61.28%
2018-01-28 21:00 | 21:00 | 52.26% | 57.78% | 60.9%
2018-01-28 22:00 | 22:00 | 52.57% | 53.18% | 61.06%
2018-01-28 23:00 | 23:00 | 52.07% | 52.77% | 61.08%
2018-01-29 | 0:00 | 52.84% | 49.39% | 60.98%
2018-01-29 01:00 | 1:00 | 52.75% | 45.95% | 60.5%
2018-01-29 02:00 | 2:00 | 53.09% | 45.66% | 60.52%
2018-01-29 03:00 | 3:00 | 52.59% | 45.32% | 60.78%
2018-01-29 04:00 | 4:00 | 52.58% | 44.93% | 60.4%
2018-01-29 05:00 | 5:00 | 52.98% | 45.43% | 60.2%
2018-01-29 06:00 | 6:00 | 51.92% | 49.03% | 60.46%
2018-01-29 07:00 | 7:00 | 52.01% | 58% | 59.83%
2018-01-29 08:00 | 8:00 | 52.23% | 63.57% | 59.5%
2018-01-29 09:00 | 9:00 | 52.58% | 64.75% | 60.17%
2018-01-29 10:00 | 10:00 | 52.81% | 64.42% | 60.38%
2018-01-29 11:00 | 11:00 | 52.1% | 63.59% | 60.36%
2018-01-29 12:00 | 12:00 | 51.6% | 63.28% | 59.91%
2018-01-29 13:00 | 13:00 | 52.73% | 62.16% | 60.81%
2018-01-29 14:00 | 14:00 | 52.61% | 61.93% | 60.51%
2018-01-29 15:00 | 15:00 | 52.64% | 62.6% | 60.9%
2018-01-29 16:00 | 16:00 | 52.31% | 63.32% | 61.35%
2018-01-29 17:00 | 17:00 | 52.48% | 64.26% | 61.19%
2018-01-29 18:00 | 18:00 | 51.64% | 64.96% | 61.29%
2018-01-29 19:00 | 19:00 | 52.05% | 63.97% | 60.96%
2018-01-29 20:00 | 20:00 | 51.11% | 61.37% | 60.96%
2018-01-29 21:00 | 21:00 | 51.35% | 59.22% | 61.21%
2018-01-29 22:00 | 22:00 | 51.7% | 55.96% | 61.34%
2018-01-29 23:00 | 23:00 | 52.11% | 54.39% | 61.11%
2018-01-30 | 0:00 | 51.82% | 49.01% | 60.08%
2018-01-30 01:00 | 1:00 | 51.59% | 45.89% | 59.75%
2018-01-30 02:00 | 2:00 | 52.31% | 45.47% | 59.44%
2018-01-30 03:00 | 3:00 | 52.35% | 46.96% | 59.62%
2018-01-30 04:00 | 4:00 | 51.85% | 47.04% | 59.75%
2018-01-30 05:00 | 5:00 | 51% | 47.17% | 59.5%
2018-01-30 06:00 | 6:00 | 50.98% | 49.83% | 58.78%
2018-01-30 07:00 | 7:00 | 51.2% | 57.93% | 58.52%
2018-01-30 08:00 | 8:00 | 50.96% | 62.48% | 59.11%
2018-01-30 09:00 | 9:00 | 51.5% | 62.29% | 58.5%
2018-01-30 10:00 | 10:00 | 50.64% | 61.87% | 58.18%
2018-01-30 11:00 | 11:00 | 52.11% | 62.18% | 57.32%
2018-01-30 12:00 | 12:00 | 52.14% | 62.37% | 57.73%
2018-01-30 13:00 | 13:00 | 52.11% | 61.35% | 58.31%
2018-01-30 14:00 | 14:00 | 51.94% | 60.56% | 57.97%
2018-01-30 15:00 | 15:00 | 51.79% | 60.75% | 57.58%
2018-01-30 16:00 | 16:00 | 52.45% | 61.09% | 58.64%
2018-01-30 17:00 | 17:00 | 51.46% | 62.44% | 58.74%
2018-01-30 18:00 | 18:00 | 52.19% | 63.91% | 57.79%
2018-01-30 19:00 | 19:00 | 52.19% | 64.1% | 58.42%
2018-01-30 20:00 | 20:00 | 53.29% | 62.37% | 59.01%
2018-01-30 21:00 | 21:00 | 52.45% | 60.08% | 59.16%
2018-01-30 22:00 | 22:00 | 51.65% | 55.71% | 59.73%
2018-01-30 23:00 | 23:00 | 51.69% | 54.87% | 59.6%
2018-01-31 | 0:00 | 51.92% | 48.1% | 59.01%
2018-01-31 01:00 | 1:00 | 52.83% | 44.65% | 58.53%
2018-01-31 02:00 | 2:00 | 52.48% | 44.51% | 57.96%
2018-01-31 03:00 | 3:00 | 52.21% | 43.95% | 58.25%
2018-01-31 04:00 | 4:00 | 51.6% | 43.55% | 58.33%
2018-01-31 05:00 | 5:00 | 51.91% | 44.22% | 58.63%
2018-01-31 06:00 | 6:00 | 51.74% | 46.91% | 58.42%
2018-01-31 07:00 | 7:00 | 51.81% | 55.88% | 58.64%
2018-01-31 08:00 | 8:00 | 51.74% | 60.99% | 58.63%
2018-01-31 09:00 | 9:00 | 51.45% | 61.5% | 59.21%
2018-01-31 10:00 | 10:00 | 51.77% | 60.44% | 59.15%
2018-01-31 11:00 | 11:00 | 51.77% | 59.16% | 59.04%
2018-01-31 12:00 | 12:00 | 52.11% | 59.11% | 58.66%
2018-01-31 13:00 | 13:00 | 51.34% | 58.85% | 58.83%
2018-01-31 14:00 | 14:00 | 52.55% | 59.24% | 59.2%
2018-01-31 15:00 | 15:00 | 51.31% | 60.62% | 59.15%
2018-01-31 16:00 | 16:00 | 52.02% | 62.4% | 59.1%
2018-01-31 17:00 | 17:00 | 50.96% | 63.43% | 59.66%
2018-01-31 18:00 | 18:00 | 50.89% | 64.75% | 59.53%
2018-01-31 19:00 | 19:00 | 51.61% | 64.32% | 59.15%
2018-01-31 20:00 | 20:00 | 51.5% | 62.99% | 59.4%
2018-01-31 21:00 | 21:00 | 51.38% | 59.79% | 59.45%
2018-01-31 22:00 | 22:00 | 50.9% | 55.94% | 59.19%
2018-01-31 23:00 | 23:00 | 50.02% | 55.4% | 59.08%
2018-02-01 | 0:00 | 51.48% | 50.38% | 59.95%
2018-02-01 01:00 | 1:00 | 52.38% | 48.33% | 59.6%
2018-02-01 02:00 | 2:00 | 52.97% | 47.51% | 59.33%
2018-02-01 03:00 | 3:00 | 51.65% | 46.83% | 60.25%
2018-02-01 04:00 | 4:00 | 50.64% | 46.61% | 60.34%
2018-02-01 05:00 | 5:00 | 50.43% | 46.51% | 59.86%
2018-02-01 06:00 | 6:00 | 50.1% | 49.06% | 59.7%
2018-02-01 07:00 | 7:00 | 48.71% | 57.06% | 59.63%
2018-02-01 08:00 | 8:00 | 47.49% | 62.13% | 59.48%
2018-02-01 09:00 | 9:00 | 48.11% | 63.06% | 58.73%
2018-02-01 10:00 | 10:00 | 49.04% | 63.09% | 58.27%
2018-02-01 11:00 | 11:00 | 49.47% | 62.88% | 58.07%
2018-02-01 12:00 | 12:00 | 49.74% | 62.99% | 58.56%
2018-02-01 13:00 | 13:00 | 50.32% | 62.88% | 58.91%
2018-02-01 14:00 | 14:00 | 51.1% | 63.07% | 58.92%
2018-02-01 15:00 | 15:00 | 51.39% | 63.55% | 59.19%
2018-02-01 16:00 | 16:00 | 51.71% | 64.03% | 59.49%
2018-02-01 17:00 | 17:00 | 52.06% | 64.23% | 60.57%
2018-02-01 18:00 | 18:00 | 51.54% | 65.48% | 59.62%
2018-02-01 19:00 | 19:00 | 51.99% | 65.36% | 59.45%
2018-02-01 20:00 | 20:00 | 52.72% | 63.69% | 59.88%
2018-02-01 21:00 | 21:00 | 51.63% | 60.77% | 59.88%
2018-02-01 22:00 | 22:00 | 50.85% | 57.21% | 59.63%
2018-02-01 23:00 | 23:00 | 51.06% | 57.08% | 60.36%
2018-02-02 | 0:00 | 61.8% | 52.55% | 60.27%
2018-02-02 01:00 | 1:00 | 61.09% | 49.37% | 59.35%
2018-02-02 02:00 | 2:00 | 61.63% | 48.38% | 59.46%
2018-02-02 03:00 | 3:00 | 59.71% | 48.2% | 59.31%
2018-02-02 04:00 | 4:00 | 60.34% | 48.46% | 59.71%
2018-02-02 05:00 | 5:00 | 61.08% | 49.18% | 59.83%
2018-02-02 06:00 | 6:00 | 60.05% | 52.52% | 59.44%
2018-02-02 07:00 | 7:00 | 58.94% | 60% | 59.35%
2018-02-02 08:00 | 8:00 | 59.49% | 63.61% | 59.81%
2018-02-02 09:00 | 9:00 | 58.62% | 64.49% | 58.88%
2018-02-02 10:00 | 10:00 | 59.41% | 64.02% | 59.08%
2018-02-02 11:00 | 11:00 | 59.53% | 63.12% | 59.39%
2018-02-02 12:00 | 12:00 | 58.5% | 62.82% | 59.48%
2018-02-02 13:00 | 13:00 | 58.41% | 61.4% | 59.15%
2018-02-02 14:00 | 14:00 | 59.84% | 61.31% | 59.21%
2018-02-02 15:00 | 15:00 | 60.02% | 61.29% | 59.85%
2018-02-02 16:00 | 16:00 | 59.74% | 62.4% | 60.37%
2018-02-02 17:00 | 17:00 | 59.97% | 64.18% | 60.34%
2018-02-02 18:00 | 18:00 | 59.9% | 66.27% | 60.31%
2018-02-02 19:00 | 19:00 | 60.87% | 65.15% | 60.19%
2018-02-02 20:00 | 20:00 | 63.23% | 62.76% | 60.65%
2018-02-02 21:00 | 21:00 | 62.15% | 59.72% | 61.81%
2018-02-02 22:00 | 22:00 | 62.05% | 56.2% | 61.94%
2018-02-02 23:00 | 23:00 | 61.91% | 56.08% | 62.1%
2018-02-03 | 0:00 | 62.11% | 52.68% | 61.68%
2018-02-03 01:00 | 1:00 | 62.55% | 49.4% | 61.77%
2018-02-03 02:00 | 2:00 | 62.37% | 48.57% | 61.98%
2018-02-03 03:00 | 3:00 | 61.76% | 48.82% | 62.01%
2018-02-03 04:00 | 4:00 | 61.98% | 49.19% | 61.65%
2018-02-03 05:00 | 5:00 | 63.42% | 49.29% | 61.31%
2018-02-03 06:00 | 6:00 | 62.9% | 50.48% | 61.7%
2018-02-03 07:00 | 7:00 | 61.63% | 53.56% | 61.08%
2018-02-03 08:00 | 8:00 | 59.98% | 57.35% | 60.85%
2018-02-03 09:00 | 9:00 | 59.21% | 62.12% | 60.84%
2018-02-03 10:00 | 10:00 | 59.39% | 64.14% | 60.77%
2018-02-03 11:00 | 11:00 | 59.73% | 64.75% | 60.28%
2018-02-03 12:00 | 12:00 | 60.27% | 64.49% | 60.73%
2018-02-03 13:00 | 13:00 | 59.17% | 64.76% | 61.17%
2018-02-03 14:00 | 14:00 | 60.44% | 64.6% | 60.83%
2018-02-03 15:00 | 15:00 | 60.16% | 63.34% | 60.91%
2018-02-03 16:00 | 16:00 | 60.56% | 62.45% | 61.51%
2018-02-03 17:00 | 17:00 | 61.36% | 62.69% | 61.09%
2018-02-03 18:00 | 18:00 | 62.38% | 64.57% | 61.64%
2018-02-03 19:00 | 19:00 | 63.01% | 64.93% | 61.67%
2018-02-03 20:00 | 20:00 | 62.99% | 62.72% | 61.82%
2018-02-03 21:00 | 21:00 | 62.82% | 59.85% | 61.39%
2018-02-03 22:00 | 22:00 | 61.72% | 55.54% | 61.55%
2018-02-03 23:00 | 23:00 | 61.69% | 55.75% | 61.67%
2018-02-04 | 0:00 | 62.01% | 50.37% | 61.05%
2018-02-04 01:00 | 1:00 | 61.67% | 46.52% | 61.13%
2018-02-04 02:00 | 2:00 | 62.68% | 44.98% | 60.18%
2018-02-04 03:00 | 3:00 | 62.46% | 44.64% | 60.5%
2018-02-04 04:00 | 4:00 | 62.93% | 44.71% | 60.87%
2018-02-04 05:00 | 5:00 | 62.74% | 45% | 60.8%
2018-02-04 06:00 | 6:00 | 63% | 45.93% | 60.52%
2018-02-04 07:00 | 7:00 | 62.26% | 48.37% | 60.25%
2018-02-04 08:00 | 8:00 | 62.63% | 51.45% | 60.97%
2018-02-04 09:00 | 9:00 | 60.9% | 55.71% | 60.87%
2018-02-04 10:00 | 10:00 | 60.28% | 59.71% | 60.43%
2018-02-04 11:00 | 11:00 | 61.63% | 60.63% | 60.49%
2018-02-04 12:00 | 12:00 | 62.25% | 61.25% | 61.31%
2018-02-04 13:00 | 13:00 | 62.58% | 61.69% | 61.29%
2018-02-04 14:00 | 14:00 | 62.3% | 59.44% | 60.83%
2018-02-04 15:00 | 15:00 | 63.17% | 59.07% | 60.99%
2018-02-04 16:00 | 16:00 | 61.49% | 58.98% | 61.22%
2018-02-04 17:00 | 17:00 | 63.3% | 60.12% | 61.16%
2018-02-04 18:00 | 18:00 | 63% | 63.28% | 60.14%
2018-02-04 19:00 | 19:00 | 62.41% | 62.58% | 60.04%
2018-02-04 20:00 | 20:00 | 62.81% | 61.77% | 59.47%
2018-02-04 21:00 | 21:00 | 63.3% | 58.07% | 60.14%
2018-02-04 22:00 | 22:00 | 63.4% | 53.72% | 59.75%
2018-02-04 23:00 | 23:00 | 63.39% | 53.28% | 59.52%
2018-02-05 | 0:00 | 61.21% | 50% | 60.08%
2018-02-05 01:00 | 1:00 | 61.88% | 46.92% | 59.93%
2018-02-05 02:00 | 2:00 | 61.78% | 46.33% | 59.74%
2018-02-05 03:00 | 3:00 | 62.28% | 45.8% | 60.27%
2018-02-05 04:00 | 4:00 | 61.15% | 45.44% | 59.9%
2018-02-05 05:00 | 5:00 | 61.76% | 45.95% | 60.14%
2018-02-05 06:00 | 6:00 | 61.96% | 49.63% | 59.66%
2018-02-05 07:00 | 7:00 | 62.05% | 58.64% | 58.78%
2018-02-05 08:00 | 8:00 | 61.9% | 63.78% | 59.46%
2018-02-05 09:00 | 9:00 | 60.43% | 64.84% | 59.77%
2018-02-05 10:00 | 10:00 | 60.86% | 64.29% | 59.09%
2018-02-05 11:00 | 11:00 | 60.2% | 63.37% | 58.64%
2018-02-05 12:00 | 12:00 | 60.86% | 62.79% | 58.71%
2018-02-05 13:00 | 13:00 | 61.56% | 61.66% | 58.01%
2018-02-05 14:00 | 14:00 | 62.63% | 61.53% | 58.21%
2018-02-05 15:00 | 15:00 | 61.67% | 62.02% | 59.19%
2018-02-05 16:00 | 16:00 | 61.82% | 62.68% | 59.19%
2018-02-05 17:00 | 17:00 | 62.96% | 63.62% | 59.09%
2018-02-05 18:00 | 18:00 | 63.4% | 64.45% | 59.22%
2018-02-05 19:00 | 19:00 | 63.33% | 63.77% | 58.54%
2018-02-05 20:00 | 20:00 | 62.71% | 61.33% | 58.89%
2018-02-05 21:00 | 21:00 | 62.29% | 59.15% | 59.5%
2018-02-05 22:00 | 22:00 | 61.78% | 55.82% | 59.99%
2018-02-05 23:00 | 23:00 | 61.43% | 54.45% | 59.53%
2018-02-06 | 0:00 | 61.38% | 49.27% | 60.17%
2018-02-06 01:00 | 1:00 | 61.55% | 46.05% | 60.83%
2018-02-06 02:00 | 2:00 | 61.64% | 45.62% | 60.66%
2018-02-06 03:00 | 3:00 | 61.52% | 47.1% | 59.72%
2018-02-06 04:00 | 4:00 | 60.32% | 46.93% | 60.33%
2018-02-06 05:00 | 5:00 | 61.75% | 46.89% | 59.8%
2018-02-06 06:00 | 6:00 | 61.84% | 49.57% | 58.86%
2018-02-06 07:00 | 7:00 | 60.38% | 57.56% | 58.01%
2018-02-06 08:00 | 8:00 | 61.59% | 61.69% | 58.49%
2018-02-06 09:00 | 9:00 | 60.35% | 61.51% | 58.45%
2018-02-06 10:00 | 10:00 | 61.03% | 61.25% | 58.9%
2018-02-06 11:00 | 11:00 | 61.86% | 61.56% | 58.63%
2018-02-06 12:00 | 12:00 | 61.65% | 61.88% | 58.95%
2018-02-06 13:00 | 13:00 | 61.09% | 60.79% | 58.62%
2018-02-06 14:00 | 14:00 | 61.11% | 60.06% | 58.91%
2018-02-06 15:00 | 15:00 | 60.94% | 60.33% | 58.89%
2018-02-06 16:00 | 16:00 | 60.87% | 60.83% | 60.17%
2018-02-06 17:00 | 17:00 | 60.88% | 62.1% | 59.92%
2018-02-06 18:00 | 18:00 | 60.57% | 63.8% | 59.66%
2018-02-06 19:00 | 19:00 | 60.61% | 63.98% | 59.34%
2018-02-06 20:00 | 20:00 | 60.82% | 62.22% | 60.66%
2018-02-06 21:00 | 21:00 | 60.87% | 60.01% | 60.87%
2018-02-06 22:00 | 22:00 | 61.5% | 55.89% | 60.74%
2018-02-06 23:00 | 23:00 | 62.04% | 55.19% | 60.48%
2018-02-07 | 0:00 | 61.6% | 48.27% | 60.02%
2018-02-07 01:00 | 1:00 | 62.03% | 44.97% | 60.93%
2018-02-07 02:00 | 2:00 | 62.35% | 44.81% | 60.56%
2018-02-07 03:00 | 3:00 | 62.07% | 44.36% | 60.42%
2018-02-07 04:00 | 4:00 | 62.5% | 43.99% | 61.05%
2018-02-07 05:00 | 5:00 | 62.38% | 44.72% | 61.19%
2018-02-07 06:00 | 6:00 | 61.77% | 47.68% | 61.11%
2018-02-07 07:00 | 7:00 | 61.49% | 56.52% | 60.47%
2018-02-07 08:00 | 8:00 | 60.55% | 61.35% | 60.59%
2018-02-07 09:00 | 9:00 | 61.03% | 61.64% | 60.11%
2018-02-07 10:00 | 10:00 | 60.68% | 60.21% | 60.37%
2018-02-07 11:00 | 11:00 | 61.51% | 58.92% | 60.73%
2018-02-07 12:00 | 12:00 | 61.37% | 58.62% | 60.25%
2018-02-07 13:00 | 13:00 | 61.57% | 58.29% | 60.85%
2018-02-07 14:00 | 14:00 | 61.04% | 58.8% | 61.09%
2018-02-07 15:00 | 15:00 | 60.99% | 60.05% | 61.06%
2018-02-07 16:00 | 16:00 | 61.18% | 61.82% | 61.27%
2018-02-07 17:00 | 17:00 | 61.49% | 62.84% | 61.99%
2018-02-07 18:00 | 18:00 | 62.5% | 64.36% | 60.3%
2018-02-07 19:00 | 19:00 | 62.52% | 64.05% | 58.93%
2018-02-07 20:00 | 20:00 | 62.52% | 62.6% | 59.28%
2018-02-07 21:00 | 21:00 | 61.49% | 59.53% | 59.12%
2018-02-07 22:00 | 22:00 | 61.61% | 55.73% | 59.65%
2018-02-07 23:00 | 23:00 | 61.04% | 55.15% | 59.93%
2018-02-08 | 0:00 | 60.93% | 50.38% | 59.95%
2018-02-08 01:00 | 1:00 | 60.78% | 48.33% | 59.6%
2018-02-08 02:00 | 2:00 | 61.22% | 47.51% | 59.33%
2018-02-08 03:00 | 3:00 | 61.62% | 46.83% | 60.25%
2018-02-08 04:00 | 4:00 | 62.13% | 46.61% | 60.34%
2018-02-08 05:00 | 5:00 | 61.48% | 46.51% | 59.86%
2018-02-08 06:00 | 6:00 | 61.13% | 49.06% | 59.7%
2018-02-08 07:00 | 7:00 | 60.69% | 57.06% | 59.63%
2018-02-08 08:00 | 8:00 | 60.54% | 62.13% | 59.48%
2018-02-08 09:00 | 9:00 | 60.38% | 63.06% | 58.73%
2018-02-08 10:00 | 10:00 | 60.26% | 63.09% | 58.27%
2018-02-08 11:00 | 11:00 | 58.62% | 62.88% | 58.07%
2018-02-08 12:00 | 12:00 | 57.65% | 62.99% | 58.56%
2018-02-08 13:00 | 13:00 | 58.23% | 62.88% | 58.91%
2018-02-08 14:00 | 14:00 | 57.17% | 63.07% | 58.92%
2018-02-08 15:00 | 15:00 | 58.72% | 63.55% | 59.19%
2018-02-08 16:00 | 16:00 | 58.6% | 64.03% | 59.49%
2018-02-08 17:00 | 17:00 | 58.26% | 64.23% | 60.57%
2018-02-08 18:00 | 18:00 | 59.5% | 65.48% | 59.62%
2018-02-08 19:00 | 19:00 | 61.39% | 65.36% | 59.45%
2018-02-08 20:00 | 20:00 | 61.64% | 63.69% | 59.88%
2018-02-08 21:00 | 21:00 | 61.55% | 60.77% | 59.88%
2018-02-08 22:00 | 22:00 | 61.18% | 57.21% | 59.63%
2018-02-08 23:00 | 23:00 | 60.69% | 57.08% | 60.36%
2018-02-09 | 0:00 | 61.8% | 52.55% | 60.27%
2018-02-09 01:00 | 1:00 | 61.09% | 49.37% | 59.35%
2018-02-09 02:00 | 2:00 | 61.63% | 48.38% | 59.46%
2018-02-09 03:00 | 3:00 | 59.71% | 48.2% | 59.31%
2018-02-09 04:00 | 4:00 | 60.34% | 48.46% | 59.71%
2018-02-09 05:00 | 5:00 | 61.08% | 49.18% | 59.83%
2018-02-09 06:00 | 6:00 | 60.05% | 52.52% | 59.44%
2018-02-09 07:00 | 7:00 | 58.94% | 60% | 59.35%
2018-02-09 08:00 | 8:00 | 59.49% | 63.61% | 59.81%
2018-02-09 09:00 | 9:00 | 58.62% | 64.49% | 58.88%
2018-02-09 10:00 | 10:00 | 59.41% | 64.02% | 59.08%
2018-02-09 11:00 | 11:00 | 59.53% | 63.12% | 59.39%
2018-02-09 12:00 | 12:00 | 58.5% | 62.82% | 59.48%
2018-02-09 13:00 | 13:00 | 58.41% | 61.4% | 59.15%
2018-02-09 14:00 | 14:00 | 59.84% | 61.31% | 59.21%
2018-02-09 15:00 | 15:00 | 60.02% | 61.29% | 59.85%
2018-02-09 16:00 | 16:00 | 59.74% | 62.4% | 60.37%
2018-02-09 17:00 | 17:00 | 59.97% | 64.18% | 60.34%
2018-02-09 18:00 | 18:00 | 59.9% | 66.27% | 60.31%
2018-02-09 19:00 | 19:00 | 60.87% | 65.15% | 60.19%
2018-02-09 20:00 | 20:00 | 63.23% | 62.76% | 60.65%
2018-02-09 21:00 | 21:00 | 62.15% | 59.72% | 61.81%
2018-02-09 22:00 | 22:00 | 62.05% | 56.2% | 61.94%
2018-02-09 23:00 | 23:00 | 61.91% | 56.08% | 62.1%
2018-02-10 | 0:00 | 62.11% | 52.68% | 61.68%
2018-02-10 01:00 | 1:00 | 62.55% | 49.4% | 61.77%
2018-02-10 02:00 | 2:00 | 62.37% | 48.57% | 61.98%
2018-02-10 03:00 | 3:00 | 61.76% | 48.82% | 62.01%
2018-02-10 04:00 | 4:00 | 61.98% | 49.19% | 61.65%
2018-02-10 05:00 | 5:00 | 63.42% | 49.29% | 61.31%
2018-02-10 06:00 | 6:00 | 62.9% | 50.48% | 61.7%
2018-02-10 07:00 | 7:00 | 61.63% | 53.56% | 61.08%
2018-02-10 08:00 | 8:00 | 59.98% | 57.35% | 60.85%
2018-02-10 09:00 | 9:00 | 59.21% | 62.12% | 60.84%
2018-02-10 10:00 | 10:00 | 59.39% | 64.14% | 60.77%
2018-02-10 11:00 | 11:00 | 59.73% | 64.75% | 60.28%
2018-02-10 12:00 | 12:00 | 60.27% | 64.49% | 60.73%
2018-02-10 13:00 | 13:00 | 59.17% | 64.76% | 61.17%
2018-02-10 14:00 | 14:00 | 60.44% | 64.6% | 60.83%
2018-02-10 15:00 | 15:00 | 60.16% | 63.34% | 60.91%
2018-02-10 16:00 | 16:00 | 60.56% | 62.45% | 61.51%
2018-02-10 17:00 | 17:00 | 61.36% | 62.69% | 61.09%
2018-02-10 18:00 | 18:00 | 62.38% | 64.57% | 61.64%
2018-02-10 19:00 | 19:00 | 63.01% | 64.93% | 61.67%
2018-02-10 20:00 | 20:00 | 62.99% | 62.72% | 61.82%
2018-02-10 21:00 | 21:00 | 62.82% | 59.85% | 61.39%
2018-02-10 22:00 | 22:00 | 61.72% | 55.54% | 61.55%
2018-02-10 23:00 | 23:00 | 61.69% | 55.75% | 61.67%
2018-02-11 | 0:00 | 62.01% | 50.37% | 61.05%
2018-02-11 01:00 | 1:00 | 61.67% | 46.52% | 61.13%
2018-02-11 02:00 | 2:00 | 62.68% | 44.98% | 60.18%
2018-02-11 03:00 | 3:00 | 62.46% | 44.64% | 60.5%
2018-02-11 04:00 | 4:00 | 62.93% | 44.71% | 60.87%
2018-02-11 05:00 | 5:00 | 62.74% | 45% | 60.8%
2018-02-11 06:00 | 6:00 | 63% | 45.93% | 60.52%
2018-02-11 07:00 | 7:00 | 62.26% | 48.37% | 60.25%
2018-02-11 08:00 | 8:00 | 62.63% | 51.45% | 60.97%
2018-02-11 09:00 | 9:00 | 60.9% | 55.71% | 60.87%
2018-02-11 10:00 | 10:00 | 60.28% | 59.71% | 60.43%
2018-02-11 11:00 | 11:00 | 61.63% | 60.63% | 60.49%
2018-02-11 12:00 | 12:00 | 62.25% | 61.25% | 61.31%
2018-02-11 13:00 | 13:00 | 62.58% | 61.69% | 61.29%
2018-02-11 14:00 | 14:00 | 62.3% | 59.44% | 60.83%
2018-02-11 15:00 | 15:00 | 63.17% | 59.07% | 60.99%
2018-02-11 16:00 | 16:00 | 61.49% | 58.98% | 61.22%
2018-02-11 17:00 | 17:00 | 63.3% | 60.12% | 61.16%
2018-02-11 18:00 | 18:00 | 63% | 63.28% | 60.14%
2018-02-11 19:00 | 19:00 | 62.41% | 62.58% | 60.04%
2018-02-11 20:00 | 20:00 | 62.81% | 61.77% | 59.47%
2018-02-11 21:00 | 21:00 | 63.3% | 58.07% | 60.14%
2018-02-11 22:00 | 22:00 | 63.4% | 53.72% | 59.75%
2018-02-11 23:00 | 23:00 | 63.39% | 53.28% | 59.52%
2018-02-12 | 0:00 | 61.21% | 50% | 60.08%
2018-02-12 01:00 | 1:00 | 61.88% | 46.92% | 59.93%
2018-02-12 02:00 | 2:00 | 61.78% | 46.33% | 59.74%
2018-02-12 03:00 | 3:00 | 62.28% | 45.8% | 60.27%
2018-02-12 04:00 | 4:00 | 61.15% | 45.44% | 59.9%
2018-02-12 05:00 | 5:00 | 61.76% | 45.95% | 60.14%
2018-02-12 06:00 | 6:00 | 61.96% | 49.63% | 59.66%
2018-02-12 07:00 | 7:00 | 62.05% | 58.64% | 58.78%
2018-02-12 08:00 | 8:00 | 61.9% | 63.78% | 59.46%
2018-02-12 09:00 | 9:00 | 60.43% | 64.84% | 59.77%
2018-02-12 10:00 | 10:00 | 60.86% | 64.29% | 59.09%
2018-02-12 11:00 | 11:00 | 60.2% | 63.37% | 58.64%
2018-02-12 12:00 | 12:00 | 60.86% | 62.79% | 58.71%
2018-02-12 13:00 | 13:00 | 61.56% | 61.66% | 58.01%
2018-02-12 14:00 | 14:00 | 62.63% | 61.53% | 58.21%
2018-02-12 15:00 | 15:00 | 61.67% | 62.02% | 59.19%
2018-02-12 16:00 | 16:00 | 61.82% | 62.68% | 59.19%
2018-02-12 17:00 | 17:00 | 62.96% | 63.62% | 59.09%
2018-02-12 18:00 | 18:00 | 63.4% | 64.45% | 59.22%
2018-02-12 19:00 | 19:00 | 63.33% | 63.77% | 58.54%
2018-02-12 20:00 | 20:00 | 62.71% | 61.33% | 58.89%
2018-02-12 21:00 | 21:00 | 62.29% | 59.15% | 59.5%
2018-02-12 22:00 | 22:00 | 61.78% | 55.82% | 59.99%
2018-02-12 23:00 | 23:00 | 61.43% | 54.45% | 59.53%
2018-02-13 | 0:00 | 61.38% | 49.27% | 60.17%
2018-02-13 01:00 | 1:00 | 61.55% | 46.05% | 60.83%
2018-02-13 02:00 | 2:00 | 61.64% | 45.62% | 60.66%
2018-02-13 03:00 | 3:00 | 61.52% | 47.1% | 59.72%
2018-02-13 04:00 | 4:00 | 60.32% | 46.93% | 60.33%
2018-02-13 05:00 | 5:00 | 61.75% | 46.89% | 59.8%
2018-02-13 06:00 | 6:00 | 61.84% | 49.57% | 58.86%
2018-02-13 07:00 | 7:00 | 60.38% | 57.56% | 58.01%
2018-02-13 08:00 | 8:00 | 61.59% | 61.69% | 58.49%
2018-02-13 09:00 | 9:00 | 60.35% | 61.51% | 58.45%
2018-02-13 10:00 | 10:00 | 61.03% | 61.25% | 58.9%
2018-02-13 11:00 | 11:00 | 61.86% | 61.56% | 58.63%
2018-02-13 12:00 | 12:00 | 61.65% | 61.88% | 58.95%
2018-02-13 13:00 | 13:00 | 61.09% | 60.79% | 58.62%
2018-02-13 14:00 | 14:00 | 61.11% | 60.06% | 58.91%
2018-02-13 15:00 | 15:00 | 60.94% | 60.33% | 58.89%
2018-02-13 16:00 | 16:00 | 60.87% | 60.83% | 60.17%
2018-02-13 17:00 | 17:00 | 60.88% | 62.1% | 59.92%
2018-02-13 18:00 | 18:00 | 60.57% | 63.8% | 59.66%
2018-02-13 19:00 | 19:00 | 60.61% | 63.98% | 59.34%
2018-02-13 20:00 | 20:00 | 60.82% | 62.22% | 60.66%
2018-02-13 21:00 | 21:00 | 60.87% | 60.01% | 60.87%
2018-02-13 22:00 | 22:00 | 61.5% | 55.89% | 60.74%
2018-02-13 23:00 | 23:00 | 62.04% | 55.19% | 60.48%
2018-02-14 | 0:00 | 61.6% | 48.27% | 60.02%
2018-02-14 01:00 | 1:00 | 62.03% | 44.97% | 60.93%
2018-02-14 02:00 | 2:00 | 62.35% | 44.81% | 60.56%
2018-02-14 03:00 | 3:00 | 62.07% | 44.36% | 60.42%
2018-02-14 04:00 | 4:00 | 62.5% | 43.99% | 61.05%
2018-02-14 05:00 | 5:00 | 62.38% | 44.72% | 61.19%
2018-02-14 06:00 | 6:00 | 61.77% | 47.68% | 61.11%
2018-02-14 07:00 | 7:00 | 61.49% | 56.52% | 60.47%
2018-02-14 08:00 | 8:00 | 60.55% | 61.35% | 60.59%
2018-02-14 09:00 | 9:00 | 61.03% | 61.64% | 60.11%
2018-02-14 10:00 | 10:00 | 60.68% | 60.21% | 60.37%
2018-02-14 11:00 | 11:00 | 61.51% | 58.92% | 60.73%
2018-02-14 12:00 | 12:00 | 61.37% | 58.62% | 60.25%
2018-02-14 13:00 | 13:00 | 61.57% | 58.29% | 60.85%
2018-02-14 14:00 | 14:00 | 61.04% | 58.8% | 61.09%
2018-02-14 15:00 | 15:00 | 60.99% | 60.05% | 61.06%
2018-02-14 16:00 | 16:00 | 61.18% | 61.82% | 61.27%
2018-02-14 17:00 | 17:00 | 61.49% | 62.84% | 61.99%
2018-02-14 18:00 | 18:00 | 62.5% | 64.36% | 60.3%
2018-02-14 19:00 | 19:00 | 62.52% | 64.05% | 58.93%
2018-02-14 20:00 | 20:00 | 62.52% | 62.6% | 59.28%
2018-02-14 21:00 | 21:00 | 61.49% | 59.53% | 59.12%
2018-02-14 22:00 | 22:00 | 61.61% | 55.73% | 59.65%
2018-02-14 23:00 | 23:00 | 61.04% | 55.15% | 59.93%
2018-02-15 | 0:00 | 60.93% | 50.38% | 59.95%
2018-02-15 01:00 | 1:00 | 60.78% | 48.33% | 59.6%
2018-02-15 02:00 | 2:00 | 61.22% | 47.51% | 59.33%
2018-02-15 03:00 | 3:00 | 61.62% | 46.83% | 60.25%
2018-02-15 04:00 | 4:00 | 62.13% | 46.61% | 60.34%
2018-02-15 05:00 | 5:00 | 61.48% | 46.51% | 59.86%
2018-02-15 06:00 | 6:00 | 61.13% | 49.06% | 59.7%
2018-02-15 07:00 | 7:00 | 60.69% | 57.06% | 59.63%
2018-02-15 08:00 | 8:00 | 60.54% | 62.13% | 59.48%
2018-02-15 09:00 | 9:00 | 60.38% | 63.06% | 58.73%
2018-02-15 10:00 | 10:00 | 60.26% | 63.09% | 58.27%
2018-02-15 11:00 | 11:00 | 58.62% | 62.88% | 58.07%
2018-02-15 12:00 | 12:00 | 57.65% | 62.99% | 58.56%
2018-02-15 13:00 | 13:00 | 58.23% | 62.88% | 58.91%
2018-02-15 14:00 | 14:00 | 57.17% | 63.07% | 58.92%
2018-02-15 15:00 | 15:00 | 58.72% | 63.55% | 59.19%
2018-02-15 16:00 | 16:00 | 58.6% | 64.03% | 59.49%
2018-02-15 17:00 | 17:00 | 58.26% | 64.23% | 60.57%
2018-02-15 18:00 | 18:00 | 59.5% | 65.48% | 59.62%
2018-02-15 19:00 | 19:00 | 61.39% | 65.36% | 59.45%
2018-02-15 20:00 | 20:00 | 61.64% | 63.69% | 59.88%
2018-02-15 21:00 | 21:00 | 61.55% | 60.77% | 59.88%
2018-02-15 22:00 | 22:00 | 61.18% | 57.21% | 59.63%
2018-02-15 23:00 | 23:00 | 60.69% | 57.08% | 60.36%
2018-02-16 | 0:00 | 61.8% | 52.55% | 60.27%
2018-02-16 01:00 | 1:00 | 61.09% | 49.37% | 59.35%
2018-02-16 02:00 | 2:00 | 61.63% | 48.38% | 59.46%
2018-02-16 03:00 | 3:00 | 59.71% | 48.2% | 59.31%
2018-02-16 04:00 | 4:00 | 60.34% | 48.46% | 59.71%
2018-02-16 05:00 | 5:00 | 61.08% | 49.18% | 59.83%
2018-02-16 06:00 | 6:00 | 60.05% | 52.52% | 59.44%
2018-02-16 07:00 | 7:00 | 58.94% | 60% | 59.35%
2018-02-16 08:00 | 8:00 | 59.49% | 63.61% | 59.81%
2018-02-16 09:00 | 9:00 | 58.62% | 64.49% | 58.88%
2018-02-16 10:00 | 10:00 | 59.41% | 64.02% | 59.08%
2018-02-16 11:00 | 11:00 | 59.53% | 63.12% | 59.39%
2018-02-16 12:00 | 12:00 | 58.5% | 62.82% | 59.48%
2018-02-16 13:00 | 13:00 | 58.41% | 61.4% | 59.15%
2018-02-16 14:00 | 14:00 | 59.84% | 61.31% | 59.21%
2018-02-16 15:00 | 15:00 | 60.02% | 61.29% | 59.85%
2018-02-16 16:00 | 16:00 | 59.74% | 62.4% | 60.37%
2018-02-16 17:00 | 17:00 | 59.97% | 64.18% | 60.34%
2018-02-16 18:00 | 18:00 | 59.9% | 66.27% | 60.31%
2018-02-16 19:00 | 19:00 | 60.87% | 65.15% | 60.19%
2018-02-16 20:00 | 20:00 | 63.23% | 62.76% | 60.65%
2018-02-16 21:00 | 21:00 | 62.15% | 59.72% | 61.81%
2018-02-16 22:00 | 22:00 | 62.05% | 56.2% | 61.94%
2018-02-16 23:00 | 23:00 | 61.91% | 56.08% | 62.1%
2018-02-17 | 0:00 | 62.11% | 52.68% | 61.68%
2018-02-17 01:00 | 1:00 | 62.55% | 49.4% | 61.77%
2018-02-17 02:00 | 2:00 | 62.37% | 48.57% | 61.98%
2018-02-17 03:00 | 3:00 | 61.76% | 48.82% | 62.01%
2018-02-17 04:00 | 4:00 | 61.98% | 49.19% | 61.65%
2018-02-17 05:00 | 5:00 | 63.42% | 49.29% | 61.31%
2018-02-17 06:00 | 6:00 | 62.9% | 50.48% | 61.7%
2018-02-17 07:00 | 7:00 | 61.63% | 53.56% | 61.08%
2018-02-17 08:00 | 8:00 | 59.98% | 57.35% | 60.85%
2018-02-17 09:00 | 9:00 | 59.21% | 62.12% | 60.84%
2018-02-17 10:00 | 10:00 | 59.39% | 64.14% | 60.77%
2018-02-17 11:00 | 11:00 | 59.73% | 64.75% | 60.28%
2018-02-17 12:00 | 12:00 | 60.27% | 64.49% | 60.73%
2018-02-17 13:00 | 13:00 | 59.17% | 64.76% | 61.17%
2018-02-17 14:00 | 14:00 | 60.44% | 64.6% | 60.83%
2018-02-17 15:00 | 15:00 | 60.16% | 63.34% | 60.91%
2018-02-17 16:00 | 16:00 | 60.56% | 62.45% | 61.51%
2018-02-17 17:00 | 17:00 | 61.36% | 62.69% | 61.09%
2018-02-17 18:00 | 18:00 | 62.38% | 64.57% | 61.64%
2018-02-17 19:00 | 19:00 | 63.01% | 64.93% | 61.67%
2018-02-17 20:00 | 20:00 | 62.99% | 62.72% | 61.82%
2018-02-17 21:00 | 21:00 | 62.82% | 59.85% | 61.39%
2018-02-17 22:00 | 22:00 | 61.72% | 55.54% | 61.55%
2018-02-17 23:00 | 23:00 | 61.69% | 55.75% | 61.67%
2018-02-18 | 0:00 | 62.01% | 50.37% | 61.05%
2018-02-18 01:00 | 1:00 | 61.67% | 46.52% | 61.13%
2018-02-18 02:00 | 2:00 | 62.68% | 44.98% | 60.18%
2018-02-18 03:00 | 3:00 | 62.46% | 44.64% | 60.5%
2018-02-18 04:00 | 4:00 | 62.93% | 44.71% | 60.87%
2018-02-18 05:00 | 5:00 | 62.74% | 45% | 60.8%
2018-02-18 06:00 | 6:00 | 63% | 45.93% | 60.52%
2018-02-18 07:00 | 7:00 | 62.26% | 48.37% | 60.25%
2018-02-18 08:00 | 8:00 | 62.63% | 51.45% | 60.97%
2018-02-18 09:00 | 9:00 | 60.9% | 55.71% | 60.87%
2018-02-18 10:00 | 10:00 | 60.28% | 59.71% | 60.43%
2018-02-18 11:00 | 11:00 | 61.63% | 60.63% | 60.49%
2018-02-18 12:00 | 12:00 | 62.25% | 61.25% | 61.31%
2018-02-18 13:00 | 13:00 | 62.58% | 61.69% | 61.29%
2018-02-18 14:00 | 14:00 | 62.3% | 59.44% | 60.83%
2018-02-18 15:00 | 15:00 | 63.17% | 59.07% | 60.99%
2018-02-18 16:00 | 16:00 | 61.49% | 58.98% | 61.22%
2018-02-18 17:00 | 17:00 | 63.3% | 60.12% | 61.16%
2018-02-18 18:00 | 18:00 | 63% | 63.28% | 60.14%
2018-02-18 19:00 | 19:00 | 62.41% | 62.58% | 60.04%
2018-02-18 20:00 | 20:00 | 62.81% | 61.77% | 59.47%
2018-02-18 21:00 | 21:00 | 63.3% | 58.07% | 60.14%
2018-02-18 22:00 | 22:00 | 63.4% | 53.72% | 59.75%
2018-02-18 23:00 | 23:00 | 63.39% | 53.28% | 59.52%
2018-02-19 | 0:00 | 61.21% | 50% | 60.08%
2018-02-19 01:00 | 1:00 | 61.88% | 46.92% | 59.93%
2018-02-19 02:00 | 2:00 | 61.78% | 46.33% | 59.74%
2018-02-19 03:00 | 3:00 | 62.28% | 45.8% | 60.27%
2018-02-19 04:00 | 4:00 | 61.15% | 45.44% | 59.9%
2018-02-19 05:00 | 5:00 | 61.76% | 45.95% | 60.14%
2018-02-19 06:00 | 6:00 | 61.96% | 49.63% | 59.66%
2018-02-19 07:00 | 7:00 | 62.05% | 58.64% | 58.78%
2018-02-19 08:00 | 8:00 | 61.9% | 63.78% | 59.46%
2018-02-19 09:00 | 9:00 | 60.43% | 64.84% | 59.77%
2018-02-19 10:00 | 10:00 | 60.86% | 64.29% | 59.09%
2018-02-19 11:00 | 11:00 | 60.2% | 63.37% | 58.64%
2018-02-19 12:00 | 12:00 | 60.86% | 62.79% | 58.71%
2018-02-19 13:00 | 13:00 | 61.56% | 61.66% | 58.01%
2018-02-19 14:00 | 14:00 | 62.63% | 61.53% | 58.21%
2018-02-19 15:00 | 15:00 | 61.67% | 62.02% | 59.19%
2018-02-19 16:00 | 16:00 | 61.82% | 62.68% | 59.19%
2018-02-19 17:00 | 17:00 | 62.96% | 63.62% | 59.09%
2018-02-19 18:00 | 18:00 | 63.4% | 64.45% | 59.22%
2018-02-19 19:00 | 19:00 | 63.33% | 63.77% | 58.54%
2018-02-19 20:00 | 20:00 | 62.71% | 61.33% | 58.89%
2018-02-19 21:00 | 21:00 | 62.29% | 59.15% | 59.5%
2018-02-19 22:00 | 22:00 | 61.78% | 55.82% | 59.99%
2018-02-19 23:00 | 23:00 | 61.43% | 54.45% | 59.53%
2018-02-20 | 0:00 | 61.38% | 49.27% | 60.17%
2018-02-20 01:00 | 1:00 | 61.55% | 46.05% | 60.83%
2018-02-20 02:00 | 2:00 | 61.64% | 45.62% | 60.66%
2018-02-20 03:00 | 3:00 | 61.52% | 47.1% | 59.72%
2018-02-20 04:00 | 4:00 | 60.32% | 46.93% | 60.33%
2018-02-20 05:00 | 5:00 | 61.75% | 46.89% | 59.8%
2018-02-20 06:00 | 6:00 | 61.84% | 49.57% | 58.86%
2018-02-20 07:00 | 7:00 | 60.38% | 57.56% | 58.01%
2018-02-20 08:00 | 8:00 | 61.59% | 61.69% | 58.49%
2018-02-20 09:00 | 9:00 | 60.35% | 61.51% | 58.45%
2018-02-20 10:00 | 10:00 | 61.03% | 61.25% | 58.9%
2018-02-20 11:00 | 11:00 | 61.86% | 61.56% | 58.63%
2018-02-20 12:00 | 12:00 | 61.65% | 61.88% | 58.95%
2018-02-20 13:00 | 13:00 | 61.09% | 60.79% | 58.62%
2018-02-20 14:00 | 14:00 | 61.11% | 60.06% | 58.91%
2018-02-20 15:00 | 15:00 | 60.94% | 60.33% | 58.89%
2018-02-20 16:00 | 16:00 | 60.87% | 60.83% | 60.17%
2018-02-20 17:00 | 17:00 | 60.88% | 62.1% | 59.92%
2018-02-20 18:00 | 18:00 | 60.57% | 63.8% | 59.66%
2018-02-20 19:00 | 19:00 | 60.61% | 63.98% | 59.34%
2018-02-20 20:00 | 20:00 | 60.82% | 62.22% | 60.66%
2018-02-20 21:00 | 21:00 | 60.87% | 60.01% | 60.87%
2018-02-20 22:00 | 22:00 | 61.5% | 55.89% | 60.74%
2018-02-20 23:00 | 23:00 | 62.04% | 55.19% | 60.48%
2018-02-21 | 0:00 | 61.6% | 48.27% | 60.02%
2018-02-21 01:00 | 1:00 | 62.03% | 44.97% | 60.93%
2018-02-21 02:00 | 2:00 | 62.35% | 44.81% | 60.56%
2018-02-21 03:00 | 3:00 | 62.07% | 44.36% | 60.42%
2018-02-21 04:00 | 4:00 | 62.5% | 43.99% | 61.05%
2018-02-21 05:00 | 5:00 | 62.38% | 44.72% | 61.19%
2018-02-21 06:00 | 6:00 | 61.77% | 47.68% | 61.11%
2018-02-21 07:00 | 7:00 | 61.49% | 56.52% | 60.47%
2018-02-21 08:00 | 8:00 | 60.55% | 61.35% | 60.59%
2018-02-21 09:00 | 9:00 | 61.03% | 61.64% | 60.11%
2018-02-21 10:00 | 10:00 | 60.68% | 60.21% | 60.37%
2018-02-21 11:00 | 11:00 | 61.51% | 58.92% | 60.73%
2018-02-21 12:00 | 12:00 | 61.37% | 58.62% | 60.25%
2018-02-21 13:00 | 13:00 | 61.57% | 58.29% | 60.85%
2018-02-21 14:00 | 14:00 | 61.04% | 58.8% | 61.09%
2018-02-21 15:00 | 15:00 | 60.99% | 60.05% | 61.06%
2018-02-21 16:00 | 16:00 | 61.18% | 61.82% | 61.27%
2018-02-21 17:00 | 17:00 | 61.49% | 62.84% | 61.99%
2018-02-21 18:00 | 18:00 | 62.5% | 64.36% | 60.3%
2018-02-21 19:00 | 19:00 | 62.52% | 64.05% | 58.93%
2018-02-21 20:00 | 20:00 | 62.52% | 62.6% | 59.28%
2018-02-21 21:00 | 21:00 | 61.49% | 59.53% | 59.12%
2018-02-21 22:00 | 22:00 | 61.61% | 55.73% | 59.65%
2018-02-21 23:00 | 23:00 | 61.04% | 55.15% | 59.93%
2018-02-22 | 0:00 | 60.93% | 50.38% | 59.95%
2018-02-22 01:00 | 1:00 | 60.78% | 48.33% | 59.6%
2018-02-22 02:00 | 2:00 | 61.22% | 47.51% | 59.33%
2018-02-22 03:00 | 3:00 | 61.62% | 46.83% | 60.25%
2018-02-22 04:00 | 4:00 | 62.13% | 46.61% | 60.34%
2018-02-22 05:00 | 5:00 | 61.48% | 46.51% | 59.86%
2018-02-22 06:00 | 6:00 | 61.13% | 49.06% | 59.7%
2018-02-22 07:00 | 7:00 | 60.69% | 57.06% | 59.63%
2018-02-22 08:00 | 8:00 | 60.54% | 62.13% | 59.48%
2018-02-22 09:00 | 9:00 | 60.38% | 63.06% | 58.73%
2018-02-22 10:00 | 10:00 | 60.26% | 63.09% | 58.27%
2018-02-22 11:00 | 11:00 | 58.62% | 62.88% | 58.07%
2018-02-22 12:00 | 12:00 | 57.65% | 62.99% | 58.56%
2018-02-22 13:00 | 13:00 | 58.23% | 62.88% | 58.91%
2018-02-22 14:00 | 14:00 | 57.17% | 63.07% | 58.92%
2018-02-22 15:00 | 15:00 | 58.72% | 63.55% | 59.19%
2018-02-22 16:00 | 16:00 | 58.6% | 64.03% | 59.49%
2018-02-22 17:00 | 17:00 | 58.26% | 64.23% | 60.57%
2018-02-22 18:00 | 18:00 | 59.5% | 65.48% | 59.62%
2018-02-22 19:00 | 19:00 | 61.39% | 65.36% | 59.45%
2018-02-22 20:00 | 20:00 | 61.64% | 63.69% | 59.88%
2018-02-22 21:00 | 21:00 | 61.55% | 60.77% | 59.88%
2018-02-22 22:00 | 22:00 | 61.18% | 57.21% | 59.63%
2018-02-22 23:00 | 23:00 | 60.69% | 57.08% | 60.36%
2018-02-23 | 0:00 | 61.8% | 52.55% | 60.27%
2018-02-23 01:00 | 1:00 | 61.09% | 49.37% | 59.35%
2018-02-23 02:00 | 2:00 | 61.63% | 48.38% | 59.46%
2018-02-23 03:00 | 3:00 | 59.71% | 48.2% | 59.31%
2018-02-23 04:00 | 4:00 | 60.34% | 48.46% | 59.71%
2018-02-23 05:00 | 5:00 | 61.08% | 49.18% | 59.83%
2018-02-23 06:00 | 6:00 | 60.05% | 52.52% | 59.44%
2018-02-23 07:00 | 7:00 | 58.94% | 60% | 59.35%
2018-02-23 08:00 | 8:00 | 59.49% | 63.61% | 59.81%
2018-02-23 09:00 | 9:00 | 58.62% | 64.49% | 58.88%
2018-02-23 10:00 | 10:00 | 59.41% | 64.02% | 59.08%
2018-02-23 11:00 | 11:00 | 59.53% | 63.12% | 59.39%
2018-02-23 12:00 | 12:00 | 58.5% | 62.82% | 59.48%
2018-02-23 13:00 | 13:00 | 58.41% | 61.4% | 59.15%
2018-02-23 14:00 | 14:00 | 59.84% | 61.31% | 59.21%
2018-02-23 15:00 | 15:00 | 60.02% | 61.29% | 59.85%
2018-02-23 16:00 | 16:00 | 59.74% | 62.4% | 60.37%
2018-02-23 17:00 | 17:00 | 59.97% | 64.18% | 60.34%
2018-02-23 18:00 | 18:00 | 59.9% | 66.27% | 60.31%
2018-02-23 19:00 | 19:00 | 60.87% | 65.15% | 60.19%
2018-02-23 20:00 | 20:00 | 63.23% | 62.76% | 60.65%
2018-02-23 21:00 | 21:00 | 62.15% | 59.72% | 61.81%
2018-02-23 22:00 | 22:00 | 62.05% | 56.2% | 61.94%
2018-02-23 23:00 | 23:00 | 61.91% | 56.08% | 62.1%
2018-02-24 | 0:00 | 62.11% | 52.68% | 61.68%
2018-02-24 01:00 | 1:00 | 62.55% | 49.4% | 61.77%
2018-02-24 02:00 | 2:00 | 62.37% | 48.57% | 61.98%
2018-02-24 03:00 | 3:00 | 61.76% | 48.82% | 62.01%
2018-02-24 04:00 | 4:00 | 61.98% | 49.19% | 61.65%
2018-02-24 05:00 | 5:00 | 63.42% | 49.29% | 61.31%
2018-02-24 06:00 | 6:00 | 62.9% | 50.48% | 61.7%
2018-02-24 07:00 | 7:00 | 61.63% | 53.56% | 61.08%
2018-02-24 08:00 | 8:00 | 59.98% | 57.35% | 60.85%
2018-02-24 09:00 | 9:00 | 59.21% | 62.12% | 60.84%
2018-02-24 10:00 | 10:00 | 59.39% | 64.14% | 60.77%
2018-02-24 11:00 | 11:00 | 59.73% | 64.75% | 60.28%
2018-02-24 12:00 | 12:00 | 60.27% | 64.49% | 60.73%
2018-02-24 13:00 | 13:00 | 59.17% | 64.76% | 61.17%
2018-02-24 14:00 | 14:00 | 60.44% | 64.6% | 60.83%
2018-02-24 15:00 | 15:00 | 60.16% | 63.34% | 60.91%
2018-02-24 16:00 | 16:00 | 60.56% | 62.45% | 61.51%
2018-02-24 17:00 | 17:00 | 61.36% | 62.69% | 61.09%
2018-02-24 18:00 | 18:00 | 62.38% | 64.57% | 61.64%
2018-02-24 19:00 | 19:00 | 63.01% | 64.93% | 61.67%
2018-02-24 20:00 | 20:00 | 62.99% | 62.72% | 61.82%
2018-02-24 21:00 | 21:00 | 62.82% | 59.85% | 61.39%
2018-02-24 22:00 | 22:00 | 61.72% | 55.54% | 61.55%
2018-02-24 23:00 | 23:00 | 61.69% | 55.75% | 61.67%
2018-02-25 | 0:00 | 62.01% | 50.37% | 61.05%
2018-02-25 01:00 | 1:00 | 61.67% | 46.52% | 61.13%
2018-02-25 02:00 | 2:00 | 62.68% | 44.98% | 60.18%
2018-02-25 03:00 | 3:00 | 62.46% | 44.64% | 60.5%
2018-02-25 04:00 | 4:00 | 62.93% | 44.71% | 60.87%
2018-02-25 05:00 | 5:00 | 62.74% | 45% | 60.8%
2018-02-25 06:00 | 6:00 | 63% | 45.93% | 60.52%
2018-02-25 07:00 | 7:00 | 62.26% | 48.37% | 60.25%
2018-02-25 08:00 | 8:00 | 62.63% | 51.45% | 60.97%
2018-02-25 09:00 | 9:00 | 60.9% | 55.71% | 60.87%
2018-02-25 10:00 | 10:00 | 60.28% | 59.71% | 60.43%
2018-02-25 11:00 | 11:00 | 61.63% | 60.63% | 60.49%
2018-02-25 12:00 | 12:00 | 62.25% | 61.25% | 61.31%
2018-02-25 13:00 | 13:00 | 62.58% | 61.69% | 61.29%
2018-02-25 14:00 | 14:00 | 62.3% | 59.44% | 60.83%
2018-02-25 15:00 | 15:00 | 63.17% | 59.07% | 60.99%
2018-02-25 16:00 | 16:00 | 61.49% | 58.98% | 61.22%
2018-02-25 17:00 | 17:00 | 63.3% | 60.12% | 61.16%
2018-02-25 18:00 | 18:00 | 63% | 63.28% | 60.14%
2018-02-25 19:00 | 19:00 | 62.41% | 62.58% | 60.04%
2018-02-25 20:00 | 20:00 | 62.81% | 61.77% | 59.47%
2018-02-25 21:00 | 21:00 | 63.3% | 58.07% | 60.14%
2018-02-25 22:00 | 22:00 | 63.4% | 53.72% | 59.75%
2018-02-25 23:00 | 23:00 | 63.39% | 53.28% | 59.52%
2018-02-26 | 0:00 | 61.21% | 50% | 60.08%
2018-02-26 01:00 | 1:00 | 61.88% | 46.92% | 59.93%
2018-02-26 02:00 | 2:00 | 61.78% | 46.33% | 59.74%
2018-02-26 03:00 | 3:00 | 62.28% | 45.8% | 60.27%
2018-02-26 04:00 | 4:00 | 61.15% | 45.44% | 59.9%
2018-02-26 05:00 | 5:00 | 61.76% | 45.95% | 60.14%
2018-02-26 06:00 | 6:00 | 61.96% | 49.63% | 59.66%
2018-02-26 07:00 | 7:00 | 62.05% | 58.64% | 58.78%
2018-02-26 08:00 | 8:00 | 61.9% | 63.78% | 59.46%
2018-02-26 09:00 | 9:00 | 60.43% | 64.84% | 59.77%
2018-02-26 10:00 | 10:00 | 60.86% | 64.29% | 59.09%
2018-02-26 11:00 | 11:00 | 60.2% | 63.37% | 58.64%
2018-02-26 12:00 | 12:00 | 60.86% | 62.79% | 58.71%
2018-02-26 13:00 | 13:00 | 61.56% | 61.66% | 58.01%
2018-02-26 14:00 | 14:00 | 62.63% | 61.53% | 58.21%
2018-02-26 15:00 | 15:00 | 61.67% | 62.02% | 59.19%
2018-02-26 16:00 | 16:00 | 61.82% | 62.68% | 59.19%
2018-02-26 17:00 | 17:00 | 62.96% | 63.62% | 59.09%
2018-02-26 18:00 | 18:00 | 63.4% | 64.45% | 59.22%
2018-02-26 19:00 | 19:00 | 63.33% | 63.77% | 58.54%
2018-02-26 20:00 | 20:00 | 62.71% | 61.33% | 58.89%
2018-02-26 21:00 | 21:00 | 62.29% | 59.15% | 59.5%
2018-02-26 22:00 | 22:00 | 61.78% | 55.82% | 59.99%
2018-02-26 23:00 | 23:00 | 61.43% | 54.45% | 59.53%
2018-02-27 | 0:00 | 61.38% | 49.27% | 60.17%
2018-02-27 01:00 | 1:00 | 61.55% | 46.05% | 60.83%
2018-02-27 02:00 | 2:00 | 61.64% | 45.62% | 60.66%
2018-02-27 03:00 | 3:00 | 61.52% | 47.1% | 59.72%
2018-02-27 04:00 | 4:00 | 60.32% | 46.93% | 60.33%
2018-02-27 05:00 | 5:00 | 61.75% | 46.89% | 59.8%
2018-02-27 06:00 | 6:00 | 61.84% | 49.57% | 58.86%
2018-02-27 07:00 | 7:00 | 60.38% | 57.56% | 58.01%
2018-02-27 08:00 | 8:00 | 61.59% | 61.69% | 58.49%
2018-02-27 09:00 | 9:00 | 60.35% | 61.51% | 58.45%
2018-02-27 10:00 | 10:00 | 61.03% | 61.25% | 58.9%
2018-02-27 11:00 | 11:00 | 61.86% | 61.56% | 58.63%
2018-02-27 12:00 | 12:00 | 61.65% | 61.88% | 58.95%
2018-02-27 13:00 | 13:00 | 61.09% | 60.79% | 58.62%
2018-02-27 14:00 | 14:00 | 61.11% | 60.06% | 58.91%
2018-02-27 15:00 | 15:00 | 60.94% | 60.33% | 58.89%
2018-02-27 16:00 | 16:00 | 60.87% | 60.83% | 60.17%
2018-02-27 17:00 | 17:00 | 60.88% | 62.1% | 59.92%
2018-02-27 18:00 | 18:00 | 60.57% | 63.8% | 59.66%
2018-02-27 19:00 | 19:00 | 60.61% | 63.98% | 59.34%
2018-02-27 20:00 | 20:00 | 60.82% | 62.22% | 60.66%
2018-02-27 21:00 | 21:00 | 60.87% | 60.01% | 60.87%
2018-02-27 22:00 | 22:00 | 61.5% | 55.89% | 60.74%
2018-02-27 23:00 | 23:00 | 62.04% | 55.19% | 60.48%
2018-02-28 | 0:00 | 61.6% | 48.27% | 60.02%
2018-02-28 01:00 | 1:00 | 62.03% | 44.97% | 60.93%
2018-02-28 02:00 | 2:00 | 62.35% | 44.81% | 60.56%
2018-02-28 03:00 | 3:00 | 62.07% | 44.36% | 60.42%
2018-02-28 04:00 | 4:00 | 62.5% | 43.99% | 61.05%
2018-02-28 05:00 | 5:00 | 62.38% | 44.72% | 61.19%
2018-02-28 06:00 | 6:00 | 61.77% | 47.68% | 61.11%
2018-02-28 07:00 | 7:00 | 61.49% | 56.52% | 60.47%
2018-02-28 08:00 | 8:00 | 60.55% | 61.35% | 60.59%
2018-02-28 09:00 | 9:00 | 61.03% | 61.64% | 60.11%
2018-02-28 10:00 | 10:00 | 60.68% | 60.21% | 60.37%
2018-02-28 11:00 | 11:00 | 61.51% | 58.92% | 60.73%
2018-02-28 12:00 | 12:00 | 61.37% | 58.62% | 60.25%
2018-02-28 13:00 | 13:00 | 61.57% | 58.29% | 60.85%
2018-02-28 14:00 | 14:00 | 61.04% | 58.8% | 61.09%
2018-02-28 15:00 | 15:00 | 60.99% | 60.05% | 61.06%
2018-02-28 16:00 | 16:00 | 61.18% | 61.82% | 61.27%
2018-02-28 17:00 | 17:00 | 61.49% | 62.84% | 61.99%
2018-02-28 18:00 | 18:00 | 62.5% | 64.36% | 60.3%
2018-02-28 19:00 | 19:00 | 62.52% | 64.05% | 58.93%
2018-02-28 20:00 | 20:00 | 62.52% | 62.6% | 59.28%
2018-02-28 21:00 | 21:00 | 61.49% | 59.53% | 59.12%
2018-02-28 22:00 | 22:00 | 61.61% | 55.73% | 59.65%
2018-02-28 23:00 | 23:00 | 61.04% | 55.15% | 59.93%
2018-03-01 | 0:00 | 60.93% | 50.17% | 58.15%
2018-03-01 01:00 | 1:00 | 60.78% | 47.99% | 56.55%
2018-03-01 02:00 | 2:00 | 61.22% | 47.39% | 55.99%
2018-03-01 03:00 | 3:00 | 61.62% | 47.03% | 56.42%
2018-03-01 04:00 | 4:00 | 62.13% | 46.73% | 57.19%
2018-03-01 05:00 | 5:00 | 61.48% | 46.55% | 57.91%
2018-03-01 06:00 | 6:00 | 61.13% | 49.25% | 57.1%
2018-03-01 07:00 | 7:00 | 60.69% | 57.33% | 56.89%
2018-03-01 08:00 | 8:00 | 60.54% | 62.44% | 56.53%
2018-03-01 09:00 | 9:00 | 60.38% | 63.21% | 55.39%
2018-03-01 10:00 | 10:00 | 60.26% | 63.11% | 55.56%
2018-03-01 11:00 | 11:00 | 58.62% | 62.91% | 54.79%
2018-03-01 12:00 | 12:00 | 57.65% | 62.98% | 54.86%
2018-03-01 13:00 | 13:00 | 58.23% | 62.71% | 55.12%
2018-03-01 14:00 | 14:00 | 57.17% | 62.73% | 56.54%
2018-03-01 15:00 | 15:00 | 58.72% | 63.05% | 56.45%
2018-03-01 16:00 | 16:00 | 58.6% | 63.59% | 57.49%
2018-03-01 17:00 | 17:00 | 58.26% | 63.95% | 57.42%
2018-03-01 18:00 | 18:00 | 59.5% | 65.66% | 57.58%
2018-03-01 19:00 | 19:00 | 61.39% | 65.58% | 58.06%
2018-03-01 20:00 | 20:00 | 61.64% | 63.97% | 57.97%
2018-03-01 21:00 | 21:00 | 61.55% | 60.89% | 57.34%
2018-03-01 22:00 | 22:00 | 61.18% | 57.24% | 57.94%
2018-03-01 23:00 | 23:00 | 60.69% | 57.08% | 58.67%
2018-03-02 | 0:00 | 53.64% | 52.71% | 59.09%
2018-03-02 01:00 | 1:00 | 53.85% | 49.45% | 59.29%
2018-03-02 02:00 | 2:00 | 53.38% | 48.57% | 58.97%
2018-03-02 03:00 | 3:00 | 53.84% | 48.38% | 58.93%
2018-03-02 04:00 | 4:00 | 52.99% | 48.45% | 58.96%
2018-03-02 05:00 | 5:00 | 53.48% | 49.19% | 58.68%
2018-03-02 06:00 | 6:00 | 53.05% | 52.63% | 58.91%
2018-03-02 07:00 | 7:00 | 51.49% | 60.4% | 58.58%
2018-03-02 08:00 | 8:00 | 51.69% | 63.91% | 58.34%
2018-03-02 09:00 | 9:00 | 52.57% | 64.49% | 57.02%
2018-03-02 10:00 | 10:00 | 51.54% | 63.95% | 56.52%
2018-03-02 11:00 | 11:00 | 50.7% | 63.05% | 56.69%
2018-03-02 12:00 | 12:00 | 50.94% | 62.64% | 57.64%
2018-03-02 13:00 | 13:00 | 51.29% | 61.35% | 58.22%
2018-03-02 14:00 | 14:00 | 52.1% | 61.21% | 58.29%
2018-03-02 15:00 | 15:00 | 51.62% | 61.28% | 58.77%
2018-03-02 16:00 | 16:00 | 51.83% | 62.47% | 58.44%
2018-03-02 17:00 | 17:00 | 51.25% | 64.48% | 58.47%
2018-03-02 18:00 | 18:00 | 52.81% | 66.48% | 58.86%
2018-03-02 19:00 | 19:00 | 53.54% | 65.47% | 58.23%
2018-03-02 20:00 | 20:00 | 52.66% | 63.2% | 58.65%
2018-03-02 21:00 | 21:00 | 52.66% | 60.3% | 58.94%
2018-03-02 22:00 | 22:00 | 52.09% | 56.77% | 58.79%
2018-03-02 23:00 | 23:00 | 53.31% | 56.49% | 57.93%
2018-03-03 | 0:00 | 53.66% | 53.2% | 58.81%
2018-03-03 01:00 | 1:00 | 53.38% | 49.92% | 58.96%
2018-03-03 02:00 | 2:00 | 54.18% | 48.97% | 58.26%
2018-03-03 03:00 | 3:00 | 53.8% | 49.12% | 58.58%
2018-03-03 04:00 | 4:00 | 54.34% | 49.35% | 58.51%
2018-03-03 05:00 | 5:00 | 53.72% | 49.45% | 58.49%
2018-03-03 06:00 | 6:00 | 54.7% | 50.49% | 58.13%
2018-03-03 07:00 | 7:00 | 54.13% | 53.9% | 57.95%
2018-03-03 08:00 | 8:00 | 54.78% | 57.64% | 58.25%
2018-03-03 09:00 | 9:00 | 54.15% | 62.44% | 58.06%
2018-03-03 10:00 | 10:00 | 52.27% | 64.32% | 58.79%
2018-03-03 11:00 | 11:00 | 52.1% | 65% | 58.13%
2018-03-03 12:00 | 12:00 | 51.97% | 64.79% | 57.7%
2018-03-03 13:00 | 13:00 | 52.08% | 65.25% | 57.77%
2018-03-03 14:00 | 14:00 | 52.17% | 65.2% | 57.62%
2018-03-03 15:00 | 15:00 | 52.67% | 64.08% | 58.45%
2018-03-03 16:00 | 16:00 | 53.69% | 63.13% | 58.56%
2018-03-03 17:00 | 17:00 | 53.89% | 63.15% | 58.58%
2018-03-03 18:00 | 18:00 | 54.48% | 64.74% | 58.58%
2018-03-03 19:00 | 19:00 | 53.94% | 65.06% | 57.58%
2018-03-03 20:00 | 20:00 | 53.94% | 62.89% | 57.24%
2018-03-03 21:00 | 21:00 | 54.53% | 60.05% | 57.52%
2018-03-03 22:00 | 22:00 | 54.65% | 55.52% | 57.59%
2018-03-03 23:00 | 23:00 | 53.81% | 55.71% | 58.26%
2018-03-04 | 0:00 | 56.32% | 50.29% | 58.34%
2018-03-04 01:00 | 1:00 | 55.68% | 46.63% | 58.8%
2018-03-04 02:00 | 2:00 | 55.15% | 44.99% | 58.41%
2018-03-04 03:00 | 3:00 | 55.64% | 44.62% | 58.78%
2018-03-04 04:00 | 4:00 | 55.29% | 44.63% | 57.99%
2018-03-04 05:00 | 5:00 | 54.91% | 44.77% | 57.12%
2018-03-04 06:00 | 6:00 | 54.4% | 45.51% | 56.79%
2018-03-04 07:00 | 7:00 | 55.1% | 48.28% | 56.28%
2018-03-04 08:00 | 8:00 | 55.13% | 51.43% | 56.7%
2018-03-04 09:00 | 9:00 | 55.64% | 55.74% | 56.91%
2018-03-04 10:00 | 10:00 | 56.53% | 59.72% | 57.64%
2018-03-04 11:00 | 11:00 | 55.06% | 60.63% | 57.48%
2018-03-04 12:00 | 12:00 | 54.93% | 61.21% | 57.81%
2018-03-04 13:00 | 13:00 | 57.35% | 61.74% | 58.01%
2018-03-04 14:00 | 14:00 | 57.76% | 59.76% | 57.9%
2018-03-04 15:00 | 15:00 | 57.87% | 59.3% | 58.33%
2018-03-04 16:00 | 16:00 | 57.27% | 59.16% | 58.14%
2018-03-04 17:00 | 17:00 | 57.63% | 60.1% | 58.08%
2018-03-04 18:00 | 18:00 | 58.28% | 63.22% | 57.37%
2018-03-04 19:00 | 19:00 | 58.42% | 62.6% | 56.56%
2018-03-04 20:00 | 20:00 | 58.76% | 61.75% | 56.25%
2018-03-04 21:00 | 21:00 | 58.47% | 57.95% | 56.79%
2018-03-04 22:00 | 22:00 | 58.53% | 53.41% | 57.14%
2018-03-04 23:00 | 23:00 | 58.97% | 52.74% | 57.06%
2018-03-05 | 0:00 | 58.84% | 49.78% | 56.64%
2018-03-05 01:00 | 1:00 | 58% | 46.41% | 56.92%
2018-03-05 02:00 | 2:00 | 57.78% | 46.12% | 56.67%
2018-03-05 03:00 | 3:00 | 58.3% | 45.73% | 56.3%
2018-03-05 04:00 | 4:00 | 58.03% | 45.37% | 56.56%
2018-03-05 05:00 | 5:00 | 56.49% | 45.77% | 55.72%
2018-03-05 06:00 | 6:00 | 56.19% | 49.4% | 55.76%
2018-03-05 07:00 | 7:00 | 56.85% | 58.73% | 55.52%
2018-03-05 08:00 | 8:00 | 56.15% | 63.86% | 55.58%
2018-03-05 09:00 | 9:00 | 54.93% | 64.77% | 55.46%
2018-03-05 10:00 | 10:00 | 55.64% | 64.3% | 55.24%
2018-03-05 11:00 | 11:00 | 55.26% | 63.55% | 55.32%
2018-03-05 12:00 | 12:00 | 56.27% | 63.39% | 55.66%
2018-03-05 13:00 | 13:00 | 56.38% | 62.36% | 55.84%
2018-03-05 14:00 | 14:00 | 55.63% | 62.15% | 54.19%
2018-03-05 15:00 | 15:00 | 55.73% | 62.63% | 54.34%
2018-03-05 16:00 | 16:00 | 56.38% | 63.35% | 55.36%
2018-03-05 17:00 | 17:00 | 56.08% | 64.18% | 55.37%
2018-03-05 18:00 | 18:00 | 57.55% | 65.05% | 55.89%
2018-03-05 19:00 | 19:00 | 57.32% | 64.33% | 55.24%
2018-03-05 20:00 | 20:00 | 56.97% | 61.86% | 55.36%
2018-03-05 21:00 | 21:00 | 57.35% | 59.48% | 54.96%
2018-03-05 22:00 | 22:00 | 57.19% | 56.21% | 55.69%
2018-03-05 23:00 | 23:00 | 57.12% | 54.87% | 55.62%
2018-03-06 | 0:00 | 56.94% | 49.51% | 55.29%
2018-03-06 01:00 | 1:00 | 57.58% | 46.35% | 55.38%
2018-03-06 02:00 | 2:00 | 52.18% | 45.95% | 55.34%
2018-03-06 03:00 | 3:00 | 55.4% | 47.48% | 55.75%
2018-03-06 04:00 | 4:00 | 57.71% | 47.11% | 55.85%
2018-03-06 05:00 | 5:00 | 56.9% | 47.26% | 55.69%
2018-03-06 06:00 | 6:00 | 56.95% | 50.13% | 55.67%
2018-03-06 07:00 | 7:00 | 57.02% | 58.34% | 55.9%
2018-03-06 08:00 | 8:00 | 57.65% | 62.27% | 55.41%
2018-03-06 09:00 | 9:00 | 56.99% | 61.94% | 55.79%
2018-03-06 10:00 | 10:00 | 57.33% | 61.58% | 55.83%
2018-03-06 11:00 | 11:00 | 57.07% | 61.77% | 55.98%
2018-03-06 12:00 | 12:00 | 56.6% | 62.04% | 55.84%
2018-03-06 13:00 | 13:00 | 57.18% | 60.9% | 55%
2018-03-06 14:00 | 14:00 | 56.62% | 60.24% | 55.45%
2018-03-06 15:00 | 15:00 | 57.67% | 60.2% | 56.59%
2018-03-06 16:00 | 16:00 | 57.2% | 60.4% | 56.1%
2018-03-06 17:00 | 17:00 | 57.51% | 61.65% | 55.9%
2018-03-06 18:00 | 18:00 | 56.03% | 63.28% | 56.44%
2018-03-06 19:00 | 19:00 | 55.4% | 63.54% | 56.86%
2018-03-06 20:00 | 20:00 | 55.13% | 61.76% | 56.52%
2018-03-06 21:00 | 21:00 | 54.88% | 59.57% | 56.81%
2018-03-06 22:00 | 22:00 | 54.82% | 55.39% | 56.06%
2018-03-06 23:00 | 23:00 | 55.47% | 54.77% | 55.37%
2018-03-07 | 0:00 | 54.93% | 48.11% | 57.59%
2018-03-07 01:00 | 1:00 | 55.09% | 44.71% | 57.49%
2018-03-07 02:00 | 2:00 | 56.54% | 44.54% | 56.48%
2018-03-07 03:00 | 3:00 | 56.22% | 44.06% | 56.02%
2018-03-07 04:00 | 4:00 | 57.06% | 43.71% | 55.1%
2018-03-07 05:00 | 5:00 | 55.8% | 44.43% | 54.48%
2018-03-07 06:00 | 6:00 | 56.46% | 47.35% | 54.23%
2018-03-07 07:00 | 7:00 | 57.25% | 56.31% | 54.49%
2018-03-07 08:00 | 8:00 | 56.28% | 60.86% | 54.2%
2018-03-07 09:00 | 9:00 | 56.06% | 61.3% | 55.51%
2018-03-07 10:00 | 10:00 | 54.67% | 60.08% | 56.4%
2018-03-07 11:00 | 11:00 | 53.93% | 58.77% | 56.95%
2018-03-07 12:00 | 12:00 | 54.13% | 58.71% | 57.17%
2018-03-07 13:00 | 13:00 | 55.03% | 58.57% | 56.98%
2018-03-07 14:00 | 14:00 | 54.82% | 58.91% | 57.12%
2018-03-07 15:00 | 15:00 | 55.09% | 59.9% | 57.25%
2018-03-07 16:00 | 16:00 | 54.46% | 61.44% | 56.76%
2018-03-07 17:00 | 17:00 | 54.44% | 62.56% | 57.22%
2018-03-07 18:00 | 18:00 | 54.87% | 63.97% | 58.47%
2018-03-07 19:00 | 19:00 | 54.06% | 63.64% | 58.51%
2018-03-07 20:00 | 20:00 | 54.32% | 62.53% | 57.34%
2018-03-07 21:00 | 21:00 | 53.75% | 59.39% | 56.83%
2018-03-07 22:00 | 22:00 | 54.51% | 55.68% | 56.71%
2018-03-07 23:00 | 23:00 | 54.32% | 55.2% | 57.87%
2018-03-08 | 0:00 | 53.52% | 50.17% | 58.15%
2018-03-08 01:00 | 1:00 | 53.15% | 47.99% | 56.55%
2018-03-08 02:00 | 2:00 | 53.83% | 47.39% | 55.99%
2018-03-08 03:00 | 3:00 | 53.77% | 47.03% | 56.42%
2018-03-08 04:00 | 4:00 | 54.75% | 46.73% | 57.19%
2018-03-08 05:00 | 5:00 | 53.87% | 46.55% | 57.91%
2018-03-08 06:00 | 6:00 | 52.31% | 49.25% | 57.1%
2018-03-08 07:00 | 7:00 | 52.39% | 57.33% | 56.89%
2018-03-08 08:00 | 8:00 | 53.23% | 62.44% | 56.53%
2018-03-08 09:00 | 9:00 | 53.13% | 63.21% | 55.39%
2018-03-08 10:00 | 10:00 | 53.54% | 63.11% | 55.56%
2018-03-08 11:00 | 11:00 | 52.67% | 62.91% | 54.79%
2018-03-08 12:00 | 12:00 | 52.24% | 62.98% | 54.86%
2018-03-08 13:00 | 13:00 | 51.64% | 62.71% | 55.12%
2018-03-08 14:00 | 14:00 | 53.15% | 62.73% | 56.54%
2018-03-08 15:00 | 15:00 | 52.4% | 63.05% | 56.45%
2018-03-08 16:00 | 16:00 | 52.43% | 63.59% | 57.49%
2018-03-08 17:00 | 17:00 | 52.43% | 63.95% | 57.42%
2018-03-08 18:00 | 18:00 | 52.12% | 65.66% | 57.58%
2018-03-08 19:00 | 19:00 | 53.15% | 65.58% | 58.06%
2018-03-08 20:00 | 20:00 | 54.57% | 63.97% | 57.97%
2018-03-08 21:00 | 21:00 | 54.45% | 60.89% | 57.34%
2018-03-08 22:00 | 22:00 | 53.29% | 57.24% | 57.94%
2018-03-08 23:00 | 23:00 | 53.33% | 57.08% | 58.67%
2018-03-09 | 0:00 | 53.64% | 52.71% | 59.09%
2018-03-09 01:00 | 1:00 | 53.85% | 49.45% | 59.29%
2018-03-09 02:00 | 2:00 | 53.38% | 48.57% | 58.97%
2018-03-09 03:00 | 3:00 | 53.84% | 48.38% | 58.93%
2018-03-09 04:00 | 4:00 | 52.99% | 48.45% | 58.96%
2018-03-09 05:00 | 5:00 | 53.48% | 49.19% | 58.68%
2018-03-09 06:00 | 6:00 | 53.05% | 52.63% | 58.91%
2018-03-09 07:00 | 7:00 | 51.49% | 60.4% | 58.58%
2018-03-09 08:00 | 8:00 | 51.69% | 63.91% | 58.34%
2018-03-09 09:00 | 9:00 | 52.57% | 64.49% | 57.02%
2018-03-09 10:00 | 10:00 | 51.54% | 63.95% | 56.52%
2018-03-09 11:00 | 11:00 | 50.7% | 63.05% | 56.69%
2018-03-09 12:00 | 12:00 | 50.94% | 62.64% | 57.64%
2018-03-09 13:00 | 13:00 | 51.29% | 61.35% | 58.22%
2018-03-09 14:00 | 14:00 | 52.1% | 61.21% | 58.29%
2018-03-09 15:00 | 15:00 | 51.62% | 61.28% | 58.77%
2018-03-09 16:00 | 16:00 | 51.83% | 62.47% | 58.44%
2018-03-09 17:00 | 17:00 | 51.25% | 64.48% | 58.47%
2018-03-09 18:00 | 18:00 | 52.81% | 66.48% | 58.86%
2018-03-09 19:00 | 19:00 | 53.54% | 65.47% | 58.23%
2018-03-09 20:00 | 20:00 | 52.66% | 63.2% | 58.65%
2018-03-09 21:00 | 21:00 | 52.66% | 60.3% | 58.94%
2018-03-09 22:00 | 22:00 | 52.09% | 56.77% | 58.79%
2018-03-09 23:00 | 23:00 | 53.31% | 56.49% | 57.93%
2018-03-10 | 0:00 | 53.66% | 53.2% | 58.81%
2018-03-10 01:00 | 1:00 | 53.38% | 49.92% | 58.96%
2018-03-10 02:00 | 2:00 | 54.18% | 48.97% | 58.26%
2018-03-10 03:00 | 3:00 | 53.8% | 49.12% | 58.58%
2018-03-10 04:00 | 4:00 | 54.34% | 49.35% | 58.51%
2018-03-10 05:00 | 5:00 | 53.72% | 49.45% | 58.49%
2018-03-10 06:00 | 6:00 | 54.7% | 50.49% | 58.13%
2018-03-10 07:00 | 7:00 | 54.13% | 53.9% | 57.95%
2018-03-10 08:00 | 8:00 | 54.78% | 57.64% | 58.25%
2018-03-10 09:00 | 9:00 | 54.15% | 62.44% | 58.06%
2018-03-10 10:00 | 10:00 | 52.27% | 64.32% | 58.79%
2018-03-10 11:00 | 11:00 | 52.1% | 65% | 58.13%
2018-03-10 12:00 | 12:00 | 51.97% | 64.79% | 57.7%
2018-03-10 13:00 | 13:00 | 52.08% | 65.25% | 57.77%
2018-03-10 14:00 | 14:00 | 52.17% | 65.2% | 57.62%
2018-03-10 15:00 | 15:00 | 52.67% | 64.08% | 58.45%
2018-03-10 16:00 | 16:00 | 53.69% | 63.13% | 58.56%
2018-03-10 17:00 | 17:00 | 53.89% | 63.15% | 58.58%
2018-03-10 18:00 | 18:00 | 54.48% | 64.74% | 58.58%
2018-03-10 19:00 | 19:00 | 53.94% | 65.06% | 57.58%
2018-03-10 20:00 | 20:00 | 53.94% | 62.89% | 57.24%
2018-03-10 21:00 | 21:00 | 54.53% | 60.05% | 57.52%
2018-03-10 22:00 | 22:00 | 54.65% | 55.52% | 57.59%
2018-03-10 23:00 | 23:00 | 53.81% | 55.71% | 58.26%
2018-03-11 | 0:00 | 56.32% | 50.29% | 58.34%
2018-03-11 01:00 | 1:00 | 55.68% | 46.63% | 58.8%
2018-03-11 02:00 | 2:00 | 55.15% | 44.99% | 58.41%
2018-03-11 03:00 | 3:00 | 55.64% | 44.62% | 58.78%
2018-03-11 04:00 | 4:00 | 55.29% | 44.63% | 57.99%
2018-03-11 05:00 | 5:00 | 54.91% | 44.77% | 57.12%
2018-03-11 06:00 | 6:00 | 54.4% | 45.51% | 56.79%
2018-03-11 07:00 | 7:00 | 55.1% | 48.28% | 56.28%
2018-03-11 08:00 | 8:00 | 55.13% | 51.43% | 56.7%
2018-03-11 09:00 | 9:00 | 55.64% | 55.74% | 56.91%
2018-03-11 10:00 | 10:00 | 56.53% | 59.72% | 57.64%
2018-03-11 11:00 | 11:00 | 55.06% | 60.63% | 57.48%
2018-03-11 12:00 | 12:00 | 54.93% | 61.21% | 57.81%
2018-03-11 13:00 | 13:00 | 57.35% | 61.74% | 58.01%
2018-03-11 14:00 | 14:00 | 57.76% | 59.76% | 57.9%
2018-03-11 15:00 | 15:00 | 57.87% | 59.3% | 58.33%
2018-03-11 16:00 | 16:00 | 57.27% | 59.16% | 58.14%
2018-03-11 17:00 | 17:00 | 57.63% | 60.1% | 58.08%
2018-03-11 18:00 | 18:00 | 58.28% | 63.22% | 57.37%
2018-03-11 19:00 | 19:00 | 58.42% | 62.6% | 56.56%
2018-03-11 20:00 | 20:00 | 58.76% | 61.75% | 56.25%
2018-03-11 21:00 | 21:00 | 58.47% | 57.95% | 56.79%
2018-03-11 22:00 | 22:00 | 58.53% | 53.41% | 57.14%
2018-03-11 23:00 | 23:00 | 58.97% | 52.74% | 57.06%
2018-03-12 | 0:00 | 58.84% | 49.78% | 56.64%
2018-03-12 01:00 | 1:00 | 58% | 46.41% | 56.92%
2018-03-12 02:00 | 2:00 | 57.78% | 46.12% | 56.67%
2018-03-12 03:00 | 3:00 | 58.3% | 45.73% | 56.3%
2018-03-12 04:00 | 4:00 | 58.03% | 45.37% | 56.56%
2018-03-12 05:00 | 5:00 | 56.49% | 45.77% | 55.72%
2018-03-12 06:00 | 6:00 | 56.19% | 49.4% | 55.76%
2018-03-12 07:00 | 7:00 | 56.85% | 58.73% | 55.52%
2018-03-12 08:00 | 8:00 | 56.15% | 63.86% | 55.58%
2018-03-12 09:00 | 9:00 | 54.93% | 64.77% | 55.46%
2018-03-12 10:00 | 10:00 | 55.64% | 64.3% | 55.24%
2018-03-12 11:00 | 11:00 | 55.26% | 63.55% | 55.32%
2018-03-12 12:00 | 12:00 | 56.27% | 63.39% | 55.66%
2018-03-12 13:00 | 13:00 | 56.38% | 62.36% | 55.84%
2018-03-12 14:00 | 14:00 | 55.63% | 62.15% | 54.19%
2018-03-12 15:00 | 15:00 | 55.73% | 62.63% | 54.34%
2018-03-12 16:00 | 16:00 | 56.38% | 63.35% | 55.36%
2018-03-12 17:00 | 17:00 | 56.08% | 64.18% | 55.37%
2018-03-12 18:00 | 18:00 | 57.55% | 65.05% | 55.89%
2018-03-12 19:00 | 19:00 | 57.32% | 64.33% | 55.24%
2018-03-12 20:00 | 20:00 | 56.97% | 61.86% | 55.36%
2018-03-12 21:00 | 21:00 | 57.35% | 59.48% | 54.96%
2018-03-12 22:00 | 22:00 | 57.19% | 56.21% | 55.69%
2018-03-12 23:00 | 23:00 | 57.12% | 54.87% | 55.62%
2018-03-13 | 0:00 | 56.94% | 49.51% | 55.29%
2018-03-13 01:00 | 1:00 | 57.58% | 46.35% | 55.38%
2018-03-13 02:00 | 2:00 | 52.18% | 45.95% | 55.34%
2018-03-13 03:00 | 3:00 | 55.4% | 47.48% | 55.75%
2018-03-13 04:00 | 4:00 | 57.71% | 47.11% | 55.85%
2018-03-13 05:00 | 5:00 | 56.9% | 47.26% | 55.69%
2018-03-13 06:00 | 6:00 | 56.95% | 50.13% | 55.67%
2018-03-13 07:00 | 7:00 | 57.02% | 58.34% | 55.9%
2018-03-13 08:00 | 8:00 | 57.65% | 62.27% | 55.41%
2018-03-13 09:00 | 9:00 | 56.99% | 61.94% | 55.79%
2018-03-13 10:00 | 10:00 | 57.33% | 61.58% | 55.83%
2018-03-13 11:00 | 11:00 | 57.07% | 61.77% | 55.98%
2018-03-13 12:00 | 12:00 | 56.6% | 62.04% | 55.84%
2018-03-13 13:00 | 13:00 | 57.18% | 60.9% | 55%
2018-03-13 14:00 | 14:00 | 56.62% | 60.24% | 55.45%
2018-03-13 15:00 | 15:00 | 57.67% | 60.2% | 56.59%
2018-03-13 16:00 | 16:00 | 57.2% | 60.4% | 56.1%
2018-03-13 17:00 | 17:00 | 57.51% | 61.65% | 55.9%
2018-03-13 18:00 | 18:00 | 56.03% | 63.28% | 56.44%
2018-03-13 19:00 | 19:00 | 55.4% | 63.54% | 56.86%
2018-03-13 20:00 | 20:00 | 55.13% | 61.76% | 56.52%
2018-03-13 21:00 | 21:00 | 54.88% | 59.57% | 56.81%
2018-03-13 22:00 | 22:00 | 54.82% | 55.39% | 56.06%
2018-03-13 23:00 | 23:00 | 55.47% | 54.77% | 55.37%
2018-03-14 | 0:00 | 54.93% | 48.11% | 57.59%
2018-03-14 01:00 | 1:00 | 55.09% | 44.71% | 57.49%
2018-03-14 02:00 | 2:00 | 56.54% | 44.54% | 56.48%
2018-03-14 03:00 | 3:00 | 56.22% | 44.06% | 56.02%
2018-03-14 04:00 | 4:00 | 57.06% | 43.71% | 55.1%
2018-03-14 05:00 | 5:00 | 55.8% | 44.43% | 54.48%
2018-03-14 06:00 | 6:00 | 56.46% | 47.35% | 54.23%
2018-03-14 07:00 | 7:00 | 57.25% | 56.31% | 54.49%
2018-03-14 08:00 | 8:00 | 56.28% | 60.86% | 54.2%
2018-03-14 09:00 | 9:00 | 56.06% | 61.3% | 55.51%
2018-03-14 10:00 | 10:00 | 54.67% | 60.08% | 56.4%
2018-03-14 11:00 | 11:00 | 53.93% | 58.77% | 56.95%
2018-03-14 12:00 | 12:00 | 54.13% | 58.71% | 57.17%
2018-03-14 13:00 | 13:00 | 55.03% | 58.57% | 56.98%
2018-03-14 14:00 | 14:00 | 54.82% | 58.91% | 57.12%
2018-03-14 15:00 | 15:00 | 55.09% | 59.9% | 57.25%
2018-03-14 16:00 | 16:00 | 54.46% | 61.44% | 56.76%
2018-03-14 17:00 | 17:00 | 54.44% | 62.56% | 57.22%
2018-03-14 18:00 | 18:00 | 54.87% | 63.97% | 58.47%
2018-03-14 19:00 | 19:00 | 54.06% | 63.64% | 58.51%
2018-03-14 20:00 | 20:00 | 54.32% | 62.53% | 57.34%
2018-03-14 21:00 | 21:00 | 53.75% | 59.39% | 56.83%
2018-03-14 22:00 | 22:00 | 54.51% | 55.68% | 56.71%
2018-03-14 23:00 | 23:00 | 54.32% | 55.2% | 57.87%
2018-03-15 | 0:00 | 53.52% | 50.17% | 58.15%
2018-03-15 01:00 | 1:00 | 53.15% | 47.99% | 56.55%
2018-03-15 02:00 | 2:00 | 53.83% | 47.39% | 55.99%
2018-03-15 03:00 | 3:00 | 53.77% | 47.03% | 56.42%
2018-03-15 04:00 | 4:00 | 54.75% | 46.73% | 57.19%
2018-03-15 05:00 | 5:00 | 53.87% | 46.55% | 57.91%
2018-03-15 06:00 | 6:00 | 52.31% | 49.25% | 57.1%
2018-03-15 07:00 | 7:00 | 52.39% | 57.33% | 56.89%
2018-03-15 08:00 | 8:00 | 53.23% | 62.44% | 56.53%
2018-03-15 09:00 | 9:00 | 53.13% | 63.21% | 55.39%
2018-03-15 10:00 | 10:00 | 53.54% | 63.11% | 55.56%
2018-03-15 11:00 | 11:00 | 52.67% | 62.91% | 54.79%
2018-03-15 12:00 | 12:00 | 52.24% | 62.98% | 54.86%
2018-03-15 13:00 | 13:00 | 51.64% | 62.71% | 55.12%
2018-03-15 14:00 | 14:00 | 53.15% | 62.73% | 56.54%
2018-03-15 15:00 | 15:00 | 52.4% | 63.05% | 56.45%
2018-03-15 16:00 | 16:00 | 52.43% | 63.59% | 57.49%
2018-03-15 17:00 | 17:00 | 52.43% | 63.95% | 57.42%
2018-03-15 18:00 | 18:00 | 52.12% | 65.66% | 57.58%
2018-03-15 19:00 | 19:00 | 53.15% | 65.58% | 58.06%
2018-03-15 20:00 | 20:00 | 54.57% | 63.97% | 57.97%
2018-03-15 21:00 | 21:00 | 54.45% | 60.89% | 57.34%
2018-03-15 22:00 | 22:00 | 53.29% | 57.24% | 57.94%
2018-03-15 23:00 | 23:00 | 53.33% | 57.08% | 58.67%
2018-03-16 | 0:00 | 53.64% | 52.71% | 59.09%
2018-03-16 01:00 | 1:00 | 53.85% | 49.45% | 59.29%
2018-03-16 02:00 | 2:00 | 53.38% | 48.57% | 58.97%
2018-03-16 03:00 | 3:00 | 53.84% | 48.38% | 58.93%
2018-03-16 04:00 | 4:00 | 52.99% | 48.45% | 58.96%
2018-03-16 05:00 | 5:00 | 53.48% | 49.19% | 58.68%
2018-03-16 06:00 | 6:00 | 53.05% | 52.63% | 58.91%
2018-03-16 07:00 | 7:00 | 51.49% | 60.4% | 58.58%
2018-03-16 08:00 | 8:00 | 51.69% | 63.91% | 58.34%
2018-03-16 09:00 | 9:00 | 52.57% | 64.49% | 57.02%
2018-03-16 10:00 | 10:00 | 51.54% | 63.95% | 56.52%
2018-03-16 11:00 | 11:00 | 50.7% | 63.05% | 56.69%
2018-03-16 12:00 | 12:00 | 50.94% | 62.64% | 57.64%
2018-03-16 13:00 | 13:00 | 51.29% | 61.35% | 58.22%
2018-03-16 14:00 | 14:00 | 52.1% | 61.21% | 58.29%
2018-03-16 15:00 | 15:00 | 51.62% | 61.28% | 58.77%
2018-03-16 16:00 | 16:00 | 51.83% | 62.47% | 58.44%
2018-03-16 17:00 | 17:00 | 51.25% | 64.48% | 58.47%
2018-03-16 18:00 | 18:00 | 52.81% | 66.48% | 58.86%
2018-03-16 19:00 | 19:00 | 53.54% | 65.47% | 58.23%
2018-03-16 20:00 | 20:00 | 52.66% | 63.2% | 58.65%
2018-03-16 21:00 | 21:00 | 52.66% | 60.3% | 58.94%
2018-03-16 22:00 | 22:00 | 52.09% | 56.77% | 58.79%
2018-03-16 23:00 | 23:00 | 53.31% | 56.49% | 57.93%
2018-03-17 | 0:00 | 53.66% | 53.2% | 58.81%
2018-03-17 01:00 | 1:00 | 53.38% | 49.92% | 58.96%
2018-03-17 02:00 | 2:00 | 54.18% | 48.97% | 58.26%
2018-03-17 03:00 | 3:00 | 53.8% | 49.12% | 58.58%
2018-03-17 04:00 | 4:00 | 54.34% | 49.35% | 58.51%
2018-03-17 05:00 | 5:00 | 53.72% | 49.45% | 58.49%
2018-03-17 06:00 | 6:00 | 54.7% | 50.49% | 58.13%
2018-03-17 07:00 | 7:00 | 54.13% | 53.9% | 57.95%
2018-03-17 08:00 | 8:00 | 54.78% | 57.64% | 58.25%
2018-03-17 09:00 | 9:00 | 54.15% | 62.44% | 58.06%
2018-03-17 10:00 | 10:00 | 52.27% | 64.32% | 58.79%
2018-03-17 11:00 | 11:00 | 52.1% | 65% | 58.13%
2018-03-17 12:00 | 12:00 | 51.97% | 64.79% | 57.7%
2018-03-17 13:00 | 13:00 | 52.08% | 65.25% | 57.77%
2018-03-17 14:00 | 14:00 | 52.17% | 65.2% | 57.62%
2018-03-17 15:00 | 15:00 | 52.67% | 64.08% | 58.45%
2018-03-17 16:00 | 16:00 | 53.69% | 63.13% | 58.56%
2018-03-17 17:00 | 17:00 | 53.89% | 63.15% | 58.58%
2018-03-17 18:00 | 18:00 | 54.48% | 64.74% | 58.58%
2018-03-17 19:00 | 19:00 | 53.94% | 65.06% | 57.58%
2018-03-17 20:00 | 20:00 | 53.94% | 62.89% | 57.24%
2018-03-17 21:00 | 21:00 | 54.53% | 60.05% | 57.52%
2018-03-17 22:00 | 22:00 | 54.65% | 55.52% | 57.59%
2018-03-17 23:00 | 23:00 | 53.81% | 55.71% | 58.26%
2018-03-18 | 0:00 | 56.32% | 50.29% | 58.34%
2018-03-18 01:00 | 1:00 | 55.68% | 46.63% | 58.8%
2018-03-18 02:00 | 2:00 | 55.15% | 44.99% | 58.41%
2018-03-18 03:00 | 3:00 | 55.64% | 44.62% | 58.78%
2018-03-18 04:00 | 4:00 | 55.29% | 44.63% | 57.99%
2018-03-18 05:00 | 5:00 | 54.91% | 44.77% | 57.12%
2018-03-18 06:00 | 6:00 | 54.4% | 45.51% | 56.79%
2018-03-18 07:00 | 7:00 | 55.1% | 48.28% | 56.28%
2018-03-18 08:00 | 8:00 | 55.13% | 51.43% | 56.7%
2018-03-18 09:00 | 9:00 | 55.64% | 55.74% | 56.91%
2018-03-18 10:00 | 10:00 | 56.53% | 59.72% | 57.64%
2018-03-18 11:00 | 11:00 | 55.06% | 60.63% | 57.48%
2018-03-18 12:00 | 12:00 | 54.93% | 61.21% | 57.81%
2018-03-18 13:00 | 13:00 | 57.35% | 61.74% | 58.01%
2018-03-18 14:00 | 14:00 | 57.76% | 59.76% | 57.9%
2018-03-18 15:00 | 15:00 | 57.87% | 59.3% | 58.33%
2018-03-18 16:00 | 16:00 | 57.27% | 59.16% | 58.14%
2018-03-18 17:00 | 17:00 | 57.63% | 60.1% | 58.08%
2018-03-18 18:00 | 18:00 | 58.28% | 63.22% | 57.37%
2018-03-18 19:00 | 19:00 | 58.42% | 62.6% | 56.56%
2018-03-18 20:00 | 20:00 | 58.76% | 61.75% | 56.25%
2018-03-18 21:00 | 21:00 | 58.47% | 57.95% | 56.79%
2018-03-18 22:00 | 22:00 | 58.53% | 53.41% | 57.14%
2018-03-18 23:00 | 23:00 | 58.97% | 52.74% | 57.06%
2018-03-19 | 0:00 | 58.84% | 49.78% | 56.64%
2018-03-19 01:00 | 1:00 | 58% | 46.41% | 56.92%
2018-03-19 02:00 | 2:00 | 57.78% | 46.12% | 56.67%
2018-03-19 03:00 | 3:00 | 58.3% | 45.73% | 56.3%
2018-03-19 04:00 | 4:00 | 58.03% | 45.37% | 56.56%
2018-03-19 05:00 | 5:00 | 56.49% | 45.77% | 55.72%
2018-03-19 06:00 | 6:00 | 56.19% | 49.4% | 55.76%
2018-03-19 07:00 | 7:00 | 56.85% | 58.73% | 55.52%
2018-03-19 08:00 | 8:00 | 56.15% | 63.86% | 55.58%
2018-03-19 09:00 | 9:00 | 54.93% | 64.77% | 55.46%
2018-03-19 10:00 | 10:00 | 55.64% | 64.3% | 55.24%
2018-03-19 11:00 | 11:00 | 55.26% | 63.55% | 55.32%
2018-03-19 12:00 | 12:00 | 56.27% | 63.39% | 55.66%
2018-03-19 13:00 | 13:00 | 56.38% | 62.36% | 55.84%
2018-03-19 14:00 | 14:00 | 55.63% | 62.15% | 54.19%
2018-03-19 15:00 | 15:00 | 55.73% | 62.63% | 54.34%
2018-03-19 16:00 | 16:00 | 56.38% | 63.35% | 55.36%
2018-03-19 17:00 | 17:00 | 56.08% | 64.18% | 55.37%
2018-03-19 18:00 | 18:00 | 57.55% | 65.05% | 55.89%
2018-03-19 19:00 | 19:00 | 57.32% | 64.33% | 55.24%
2018-03-19 20:00 | 20:00 | 56.97% | 61.86% | 55.36%
2018-03-19 21:00 | 21:00 | 57.35% | 59.48% | 54.96%
2018-03-19 22:00 | 22:00 | 57.19% | 56.21% | 55.69%
2018-03-19 23:00 | 23:00 | 57.12% | 54.87% | 55.62%
2018-03-20 | 0:00 | 56.94% | 49.51% | 55.29%
2018-03-20 01:00 | 1:00 | 57.58% | 46.35% | 55.38%
2018-03-20 02:00 | 2:00 | 52.18% | 45.95% | 55.34%
2018-03-20 03:00 | 3:00 | 55.4% | 47.48% | 55.75%
2018-03-20 04:00 | 4:00 | 57.71% | 47.11% | 55.85%
2018-03-20 05:00 | 5:00 | 56.9% | 47.26% | 55.69%
2018-03-20 06:00 | 6:00 | 56.95% | 50.13% | 55.67%
2018-03-20 07:00 | 7:00 | 57.02% | 58.34% | 55.9%
2018-03-20 08:00 | 8:00 | 57.65% | 62.27% | 55.41%
2018-03-20 09:00 | 9:00 | 56.99% | 61.94% | 55.79%
2018-03-20 10:00 | 10:00 | 57.33% | 61.58% | 55.83%
2018-03-20 11:00 | 11:00 | 57.07% | 61.77% | 55.98%
2018-03-20 12:00 | 12:00 | 56.6% | 62.04% | 55.84%
2018-03-20 13:00 | 13:00 | 57.18% | 60.9% | 55%
2018-03-20 14:00 | 14:00 | 56.62% | 60.24% | 55.45%
2018-03-20 15:00 | 15:00 | 57.67% | 60.2% | 56.59%
2018-03-20 16:00 | 16:00 | 57.2% | 60.4% | 56.1%
2018-03-20 17:00 | 17:00 | 57.51% | 61.65% | 55.9%
2018-03-20 18:00 | 18:00 | 56.03% | 63.28% | 56.44%
2018-03-20 19:00 | 19:00 | 55.4% | 63.54% | 56.86%
2018-03-20 20:00 | 20:00 | 55.13% | 61.76% | 56.52%
2018-03-20 21:00 | 21:00 | 54.88% | 59.57% | 56.81%
2018-03-20 22:00 | 22:00 | 54.82% | 55.39% | 56.06%
2018-03-20 23:00 | 23:00 | 55.47% | 54.77% | 55.37%
2018-03-21 | 0:00 | 54.93% | 48.11% | 57.59%
2018-03-21 01:00 | 1:00 | 55.09% | 44.71% | 57.49%
2018-03-21 02:00 | 2:00 | 56.54% | 44.54% | 56.48%
2018-03-21 03:00 | 3:00 | 56.22% | 44.06% | 56.02%
2018-03-21 04:00 | 4:00 | 57.06% | 43.71% | 55.1%
2018-03-21 05:00 | 5:00 | 55.8% | 44.43% | 54.48%
2018-03-21 06:00 | 6:00 | 56.46% | 47.35% | 54.23%
2018-03-21 07:00 | 7:00 | 57.25% | 56.31% | 54.49%
2018-03-21 08:00 | 8:00 | 56.28% | 60.86% | 54.2%
2018-03-21 09:00 | 9:00 | 56.06% | 61.3% | 55.51%
2018-03-21 10:00 | 10:00 | 54.67% | 60.08% | 56.4%
2018-03-21 11:00 | 11:00 | 53.93% | 58.77% | 56.95%
2018-03-21 12:00 | 12:00 | 54.13% | 58.71% | 57.17%
2018-03-21 13:00 | 13:00 | 55.03% | 58.57% | 56.98%
2018-03-21 14:00 | 14:00 | 54.82% | 58.91% | 57.12%
2018-03-21 15:00 | 15:00 | 55.09% | 59.9% | 57.25%
2018-03-21 16:00 | 16:00 | 54.46% | 61.44% | 56.76%
2018-03-21 17:00 | 17:00 | 54.44% | 62.56% | 57.22%
2018-03-21 18:00 | 18:00 | 54.87% | 63.97% | 58.47%
2018-03-21 19:00 | 19:00 | 54.06% | 63.64% | 58.51%
2018-03-21 20:00 | 20:00 | 54.32% | 62.53% | 57.34%
2018-03-21 21:00 | 21:00 | 53.75% | 59.39% | 56.83%
2018-03-21 22:00 | 22:00 | 54.51% | 55.68% | 56.71%
2018-03-21 23:00 | 23:00 | 54.32% | 55.2% | 57.87%
2018-03-22 | 0:00 | 53.52% | 50.17% | 58.15%
2018-03-22 01:00 | 1:00 | 53.15% | 47.99% | 56.55%
2018-03-22 02:00 | 2:00 | 53.83% | 47.39% | 55.99%
2018-03-22 03:00 | 3:00 | 53.77% | 47.03% | 56.42%
2018-03-22 04:00 | 4:00 | 54.75% | 46.73% | 57.19%
2018-03-22 05:00 | 5:00 | 53.87% | 46.55% | 57.91%
2018-03-22 06:00 | 6:00 | 52.31% | 49.25% | 57.1%
2018-03-22 07:00 | 7:00 | 52.39% | 57.33% | 56.89%
2018-03-22 08:00 | 8:00 | 53.23% | 62.44% | 56.53%
2018-03-22 09:00 | 9:00 | 53.13% | 63.21% | 55.39%
2018-03-22 10:00 | 10:00 | 53.54% | 63.11% | 55.56%
2018-03-22 11:00 | 11:00 | 52.67% | 62.91% | 54.79%
2018-03-22 12:00 | 12:00 | 52.24% | 62.98% | 54.86%
2018-03-22 13:00 | 13:00 | 51.64% | 62.71% | 55.12%
2018-03-22 14:00 | 14:00 | 53.15% | 62.73% | 56.54%
2018-03-22 15:00 | 15:00 | 52.4% | 63.05% | 56.45%
2018-03-22 16:00 | 16:00 | 52.43% | 63.59% | 57.49%
2018-03-22 17:00 | 17:00 | 52.43% | 63.95% | 57.42%
2018-03-22 18:00 | 18:00 | 52.12% | 65.66% | 57.58%
2018-03-22 19:00 | 19:00 | 53.15% | 65.58% | 58.06%
2018-03-22 20:00 | 20:00 | 54.57% | 63.97% | 57.97%
2018-03-22 21:00 | 21:00 | 54.45% | 60.89% | 57.34%
2018-03-22 22:00 | 22:00 | 53.29% | 57.24% | 57.94%
2018-03-22 23:00 | 23:00 | 53.33% | 57.08% | 58.67%
2018-03-23 | 0:00 | 53.64% | 52.71% | 59.09%
2018-03-23 01:00 | 1:00 | 53.85% | 49.45% | 59.29%
2018-03-23 02:00 | 2:00 | 53.38% | 48.57% | 58.97%
2018-03-23 03:00 | 3:00 | 53.84% | 48.38% | 58.93%
2018-03-23 04:00 | 4:00 | 52.99% | 48.45% | 58.96%
2018-03-23 05:00 | 5:00 | 53.48% | 49.19% | 58.68%
2018-03-23 06:00 | 6:00 | 53.05% | 52.63% | 58.91%
2018-03-23 07:00 | 7:00 | 51.49% | 60.4% | 58.58%
2018-03-23 08:00 | 8:00 | 51.69% | 63.91% | 58.34%
2018-03-23 09:00 | 9:00 | 52.57% | 64.49% | 57.02%
2018-03-23 10:00 | 10:00 | 51.54% | 63.95% | 56.52%
2018-03-23 11:00 | 11:00 | 50.7% | 63.05% | 56.69%
2018-03-23 12:00 | 12:00 | 50.94% | 62.64% | 57.64%
2018-03-23 13:00 | 13:00 | 51.29% | 61.35% | 58.22%
2018-03-23 14:00 | 14:00 | 52.1% | 61.21% | 58.29%
2018-03-23 15:00 | 15:00 | 51.62% | 61.28% | 58.77%
2018-03-23 16:00 | 16:00 | 51.83% | 62.47% | 58.44%
2018-03-23 17:00 | 17:00 | 51.25% | 64.48% | 58.47%
2018-03-23 18:00 | 18:00 | 52.81% | 66.48% | 58.86%
2018-03-23 19:00 | 19:00 | 53.54% | 65.47% | 58.23%
2018-03-23 20:00 | 20:00 | 52.66% | 63.2% | 58.65%
2018-03-23 21:00 | 21:00 | 52.66% | 60.3% | 58.94%
2018-03-23 22:00 | 22:00 | 52.09% | 56.77% | 58.79%
2018-03-23 23:00 | 23:00 | 53.31% | 56.49% | 57.93%
2018-03-24 | 0:00 | 53.66% | 53.2% | 58.81%
2018-03-24 01:00 | 1:00 | 53.38% | 49.92% | 58.96%
2018-03-24 02:00 | 2:00 | 54.18% | 48.97% | 58.26%
2018-03-24 03:00 | 3:00 | 53.8% | 49.12% | 58.58%
2018-03-24 04:00 | 4:00 | 54.34% | 49.35% | 58.51%
2018-03-24 05:00 | 5:00 | 53.72% | 49.45% | 58.49%
2018-03-24 06:00 | 6:00 | 54.7% | 50.49% | 58.13%
2018-03-24 07:00 | 7:00 | 54.13% | 53.9% | 57.95%
2018-03-24 08:00 | 8:00 | 54.78% | 57.64% | 58.25%
2018-03-24 09:00 | 9:00 | 54.15% | 62.44% | 58.06%
2018-03-24 10:00 | 10:00 | 52.27% | 64.32% | 58.79%
2018-03-24 11:00 | 11:00 | 52.1% | 65% | 58.13%
2018-03-24 12:00 | 12:00 | 51.97% | 64.79% | 57.7%
2018-03-24 13:00 | 13:00 | 52.08% | 65.25% | 57.77%
2018-03-24 14:00 | 14:00 | 52.17% | 65.2% | 57.62%
2018-03-24 15:00 | 15:00 | 52.67% | 64.08% | 58.45%
2018-03-24 16:00 | 16:00 | 53.69% | 63.13% | 58.56%
2018-03-24 17:00 | 17:00 | 53.89% | 63.15% | 58.58%
2018-03-24 18:00 | 18:00 | 54.48% | 64.74% | 58.58%
2018-03-24 19:00 | 19:00 | 53.94% | 65.06% | 57.58%
2018-03-24 20:00 | 20:00 | 53.94% | 62.89% | 57.24%
2018-03-24 21:00 | 21:00 | 54.53% | 60.05% | 57.52%
2018-03-24 22:00 | 22:00 | 54.65% | 55.52% | 57.59%
2018-03-24 23:00 | 23:00 | 53.81% | 55.71% | 58.26%
2018-03-25 | 0:00 | 56.32% | 50.29% | 58.34%
2018-03-25 01:00 | 1:00 | 55.68% | 46.63% | 58.8%
2018-03-25 02:00 | 2:00 | 55.15% | 44.99% | 58.41%
2018-03-25 03:00 | 3:00 | 55.64% | 44.62% | 58.78%
2018-03-25 04:00 | 4:00 | 55.29% | 44.63% | 57.99%
2018-03-25 05:00 | 5:00 | 54.91% | 44.77% | 57.12%
2018-03-25 06:00 | 6:00 | 54.4% | 45.51% | 56.79%
2018-03-25 07:00 | 7:00 | 55.1% | 48.28% | 56.28%
2018-03-25 08:00 | 8:00 | 55.13% | 51.43% | 56.7%
2018-03-25 09:00 | 9:00 | 55.64% | 55.74% | 56.91%
2018-03-25 10:00 | 10:00 | 56.53% | 59.72% | 57.64%
2018-03-25 11:00 | 11:00 | 55.06% | 60.63% | 57.48%
2018-03-25 12:00 | 12:00 | 54.93% | 61.21% | 57.81%
2018-03-25 13:00 | 13:00 | 57.35% | 61.74% | 58.01%
2018-03-25 14:00 | 14:00 | 57.76% | 59.76% | 57.9%
2018-03-25 15:00 | 15:00 | 57.87% | 59.3% | 58.33%
2018-03-25 16:00 | 16:00 | 57.27% | 59.16% | 58.14%
2018-03-25 17:00 | 17:00 | 57.63% | 60.1% | 58.08%
2018-03-25 18:00 | 18:00 | 58.28% | 63.22% | 57.37%
2018-03-25 19:00 | 19:00 | 58.42% | 62.6% | 56.56%
2018-03-25 20:00 | 20:00 | 58.76% | 61.75% | 56.25%
2018-03-25 21:00 | 21:00 | 58.47% | 57.95% | 56.79%
2018-03-25 22:00 | 22:00 | 58.53% | 53.41% | 57.14%
2018-03-25 23:00 | 23:00 | 58.97% | 52.74% | 57.06%
2018-03-26 | 0:00 | 58.84% | 49.78% | 56.64%
2018-03-26 01:00 | 1:00 | 58% | 46.41% | 56.92%
2018-03-26 02:00 | 2:00 | 57.78% | 46.12% | 56.67%
2018-03-26 03:00 | 3:00 | 58.3% | 45.73% | 56.3%
2018-03-26 04:00 | 4:00 | 58.03% | 45.37% | 56.56%
2018-03-26 05:00 | 5:00 | 56.49% | 45.77% | 55.72%
2018-03-26 06:00 | 6:00 | 56.19% | 49.4% | 55.76%
2018-03-26 07:00 | 7:00 | 56.85% | 58.73% | 55.52%
2018-03-26 08:00 | 8:00 | 56.15% | 63.86% | 55.58%
2018-03-26 09:00 | 9:00 | 54.93% | 64.77% | 55.46%
2018-03-26 10:00 | 10:00 | 55.64% | 64.3% | 55.24%
2018-03-26 11:00 | 11:00 | 55.26% | 63.55% | 55.32%
2018-03-26 12:00 | 12:00 | 56.27% | 63.39% | 55.66%
2018-03-26 13:00 | 13:00 | 56.38% | 62.36% | 55.84%
2018-03-26 14:00 | 14:00 | 55.63% | 62.15% | 54.19%
2018-03-26 15:00 | 15:00 | 55.73% | 62.63% | 54.34%
2018-03-26 16:00 | 16:00 | 56.38% | 63.35% | 55.36%
2018-03-26 17:00 | 17:00 | 56.08% | 64.18% | 55.37%
2018-03-26 18:00 | 18:00 | 57.55% | 65.05% | 55.89%
2018-03-26 19:00 | 19:00 | 57.32% | 64.33% | 55.24%
2018-03-26 20:00 | 20:00 | 56.97% | 61.86% | 55.36%
2018-03-26 21:00 | 21:00 | 57.35% | 59.48% | 54.96%
2018-03-26 22:00 | 22:00 | 57.19% | 56.21% | 55.69%
2018-03-26 23:00 | 23:00 | 57.12% | 54.87% | 55.62%
2018-03-27 | 0:00 | 56.94% | 49.51% | 55.29%
2018-03-27 01:00 | 1:00 | 57.58% | 46.35% | 55.38%
2018-03-27 02:00 | 2:00 | 52.18% | 45.95% | 55.34%
2018-03-27 03:00 | 3:00 | 55.4% | 47.48% | 55.75%
2018-03-27 04:00 | 4:00 | 57.71% | 47.11% | 55.85%
2018-03-27 05:00 | 5:00 | 56.9% | 47.26% | 55.69%
2018-03-27 06:00 | 6:00 | 56.95% | 50.13% | 55.67%
2018-03-27 07:00 | 7:00 | 57.02% | 58.34% | 55.9%
2018-03-27 08:00 | 8:00 | 57.65% | 62.27% | 55.41%
2018-03-27 09:00 | 9:00 | 56.99% | 61.94% | 55.79%
2018-03-27 10:00 | 10:00 | 57.33% | 61.58% | 55.83%
2018-03-27 11:00 | 11:00 | 57.07% | 61.77% | 55.98%
2018-03-27 12:00 | 12:00 | 56.6% | 62.04% | 55.84%
2018-03-27 13:00 | 13:00 | 57.18% | 60.9% | 55%
2018-03-27 14:00 | 14:00 | 56.62% | 60.24% | 55.45%
2018-03-27 15:00 | 15:00 | 57.67% | 60.2% | 56.59%
2018-03-27 16:00 | 16:00 | 57.2% | 60.4% | 56.1%
2018-03-27 17:00 | 17:00 | 57.51% | 61.65% | 55.9%
2018-03-27 18:00 | 18:00 | 56.03% | 63.28% | 56.44%
2018-03-27 19:00 | 19:00 | 55.4% | 63.54% | 56.86%
2018-03-27 20:00 | 20:00 | 55.13% | 61.76% | 56.52%
2018-03-27 21:00 | 21:00 | 54.88% | 59.57% | 56.81%
2018-03-27 22:00 | 22:00 | 54.82% | 55.39% | 56.06%
2018-03-27 23:00 | 23:00 | 55.47% | 54.77% | 55.37%
2018-03-28 | 0:00 | 54.93% | 48.11% | 57.59%
2018-03-28 01:00 | 1:00 | 55.09% | 44.71% | 57.49%
2018-03-28 02:00 | 2:00 | 56.54% | 44.54% | 56.48%
2018-03-28 03:00 | 3:00 | 56.22% | 44.06% | 56.02%
2018-03-28 04:00 | 4:00 | 57.06% | 43.71% | 55.1%
2018-03-28 05:00 | 5:00 | 55.8% | 44.43% | 54.48%
2018-03-28 06:00 | 6:00 | 56.46% | 47.35% | 54.23%
2018-03-28 07:00 | 7:00 | 57.25% | 56.31% | 54.49%
2018-03-28 08:00 | 8:00 | 56.28% | 60.86% | 54.2%
2018-03-28 09:00 | 9:00 | 56.06% | 61.3% | 55.51%
2018-03-28 10:00 | 10:00 | 54.67% | 60.08% | 56.4%
2018-03-28 11:00 | 11:00 | 53.93% | 58.77% | 56.95%
2018-03-28 12:00 | 12:00 | 54.13% | 58.71% | 57.17%
2018-03-28 13:00 | 13:00 | 55.03% | 58.57% | 56.98%
2018-03-28 14:00 | 14:00 | 54.82% | 58.91% | 57.12%
2018-03-28 15:00 | 15:00 | 55.09% | 59.9% | 57.25%
2018-03-28 16:00 | 16:00 | 54.46% | 61.44% | 56.76%
2018-03-28 17:00 | 17:00 | 54.44% | 62.56% | 57.22%
2018-03-28 18:00 | 18:00 | 54.87% | 63.97% | 58.47%
2018-03-28 19:00 | 19:00 | 54.06% | 63.64% | 58.51%
2018-03-28 20:00 | 20:00 | 54.32% | 62.53% | 57.34%
2018-03-28 21:00 | 21:00 | 53.75% | 59.39% | 56.83%
2018-03-28 22:00 | 22:00 | 54.51% | 55.68% | 56.71%
2018-03-28 23:00 | 23:00 | 54.32% | 55.2% | 57.87%
2018-03-29 | 0:00 | 53.52% | 50.17% | 58.15%
2018-03-29 01:00 | 1:00 | 53.15% | 47.99% | 56.55%
2018-03-29 02:00 | 2:00 | 53.83% | 47.39% | 55.99%
2018-03-29 03:00 | 3:00 | 53.77% | 47.03% | 56.42%
2018-03-29 04:00 | 4:00 | 54.75% | 46.73% | 57.19%
2018-03-29 05:00 | 5:00 | 53.87% | 46.55% | 57.91%
2018-03-29 06:00 | 6:00 | 52.31% | 49.25% | 57.1%
2018-03-29 07:00 | 7:00 | 52.39% | 57.33% | 56.89%
2018-03-29 08:00 | 8:00 | 53.23% | 62.44% | 56.53%
2018-03-29 09:00 | 9:00 | 53.13% | 63.21% | 55.39%
2018-03-29 10:00 | 10:00 | 53.54% | 63.11% | 55.56%
2018-03-29 11:00 | 11:00 | 52.67% | 62.91% | 54.79%
2018-03-29 12:00 | 12:00 | 52.24% | 62.98% | 54.86%
2018-03-29 13:00 | 13:00 | 51.64% | 62.71% | 55.12%
2018-03-29 14:00 | 14:00 | 53.15% | 62.73% | 56.54%
2018-03-29 15:00 | 15:00 | 52.4% | 63.05% | 56.45%
2018-03-29 16:00 | 16:00 | 52.43% | 63.59% | 57.49%
2018-03-29 17:00 | 17:00 | 52.43% | 63.95% | 57.42%
2018-03-29 18:00 | 18:00 | 52.12% | 65.66% | 57.58%
2018-03-29 19:00 | 19:00 | 53.15% | 65.58% | 58.06%
2018-03-29 20:00 | 20:00 | 54.57% | 63.97% | 57.97%
2018-03-29 21:00 | 21:00 | 54.45% | 60.89% | 57.34%
2018-03-29 22:00 | 22:00 | 53.29% | 57.24% | 57.94%
2018-03-29 23:00 | 23:00 | 53.33% | 57.08% | 58.67%
2018-03-30 | 0:00 | 53.64% | 52.71% | 59.09%
2018-03-30 01:00 | 1:00 | 53.85% | 49.45% | 59.29%
2018-03-30 02:00 | 2:00 | 53.38% | 48.57% | 58.97%
2018-03-30 03:00 | 3:00 | 53.84% | 48.38% | 58.93%
2018-03-30 04:00 | 4:00 | 52.99% | 48.45% | 58.96%
2018-03-30 05:00 | 5:00 | 53.48% | 49.19% | 58.68%
2018-03-30 06:00 | 6:00 | 53.05% | 52.63% | 58.91%
2018-03-30 07:00 | 7:00 | 51.49% | 60.4% | 58.58%
2018-03-30 08:00 | 8:00 | 51.69% | 63.91% | 58.34%
2018-03-30 09:00 | 9:00 | 52.57% | 64.49% | 57.02%
2018-03-30 10:00 | 10:00 | 51.54% | 63.95% | 56.52%
2018-03-30 11:00 | 11:00 | 50.7% | 63.05% | 56.69%
2018-03-30 12:00 | 12:00 | 50.94% | 62.64% | 57.64%
2018-03-30 13:00 | 13:00 | 51.29% | 61.35% | 58.22%
2018-03-30 14:00 | 14:00 | 52.1% | 61.21% | 58.29%
2018-03-30 15:00 | 15:00 | 51.62% | 61.28% | 58.77%
2018-03-30 16:00 | 16:00 | 51.83% | 62.47% | 58.44%
2018-03-30 17:00 | 17:00 | 51.25% | 64.48% | 58.47%
2018-03-30 18:00 | 18:00 | 52.81% | 66.48% | 58.86%
2018-03-30 19:00 | 19:00 | 53.54% | 65.47% | 58.23%
2018-03-30 20:00 | 20:00 | 52.66% | 63.2% | 58.65%
2018-03-30 21:00 | 21:00 | 52.66% | 60.3% | 58.94%
2018-03-30 22:00 | 22:00 | 52.09% | 56.77% | 58.79%
2018-03-30 23:00 | 23:00 | 53.31% | 56.49% | 57.93%
2018-03-31 | 0:00 | 53.66% | 53.2% | 58.81%
2018-03-31 01:00 | 1:00 | 53.38% | 49.92% | 58.96%
2018-03-31 02:00 | 2:00 | 54.18% | 48.97% | 58.26%
2018-03-31 03:00 | 3:00 | 53.8% | 49.12% | 58.58%
2018-03-31 04:00 | 4:00 | 54.34% | 49.35% | 58.51%
2018-03-31 05:00 | 5:00 | 53.72% | 49.45% | 58.49%
2018-03-31 06:00 | 6:00 | 54.7% | 50.49% | 58.13%
2018-03-31 07:00 | 7:00 | 54.13% | 53.9% | 57.95%
2018-03-31 08:00 | 8:00 | 54.78% | 57.64% | 58.25%
2018-03-31 09:00 | 9:00 | 54.15% | 62.44% | 58.06%
2018-03-31 10:00 | 10:00 | 52.27% | 64.32% | 58.79%
2018-03-31 11:00 | 11:00 | 52.1% | 65% | 58.13%
2018-03-31 12:00 | 12:00 | 51.97% | 64.79% | 57.7%
2018-03-31 13:00 | 13:00 | 52.08% | 65.25% | 57.77%
2018-03-31 14:00 | 14:00 | 52.17% | 65.2% | 57.62%
2018-03-31 15:00 | 15:00 | 52.67% | 64.08% | 58.45%
2018-03-31 16:00 | 16:00 | 53.69% | 63.13% | 58.56%
2018-03-31 17:00 | 17:00 | 53.89% | 63.15% | 58.58%
2018-03-31 18:00 | 18:00 | 54.48% | 64.74% | 58.58%
2018-03-31 19:00 | 19:00 | 53.94% | 65.06% | 57.58%
2018-03-31 20:00 | 20:00 | 53.94% | 62.89% | 57.24%
2018-03-31 21:00 | 21:00 | 54.53% | 60.05% | 57.52%
2018-03-31 22:00 | 22:00 | 54.65% | 55.52% | 57.59%
2018-03-31 23:00 | 23:00 | 53.81% | 55.71% | 58.26%

## 1.6 Forced outage rates
1.6 Forced outage rates
Average forced outage rate over 2006-2015
Nuclear | 3.7%
Classical | 9.41%
CCGT | 8.2%
GT | 15.2%
TJ | 5.3%
Waste | 1.5%
CHP | 6.4%
Pumped storage | 5%

## 2.1 Demand
2.1 Demand
|  | Historical values |  |  | Base case total demand |  | High sensitivity total demand
|  | Total demand [TWh] | Normalised total demand [TWh] | Growth rate | Growth rate | Forecast [TWh] | Growth rate | Forecast [TWh]
historical | 2010 | 90.199 | 89.2673
historical | 2011 | 87.02 | 88.1684 | -1.231%
historical | 2012 | 84.857 | 84.6645 | -3.974%
historical | 2013 | 86.239 | 85.8137 | 1.357%
historical | 2014 | 83.728 | 85.1404 | -0.7846%
historical | 2015 | 85.009 | 85.6376 | 0.584%
forecast | 2016 |  |  |  | 0% | 85.6376 | 0.54% | 86.1
forecast | 2017 |  |  |  | -0.166% | 85.4954 | 0.54% | 86.565
forecast | 2018 |  |  |  | 0.1241% | 85.6015 | 0.54% | 87.0324
forecast | 2019 |  |  |  | 0.5606% | 86.0814 | 0.5606% | 87.5203
forecast | 2020 |  |  |  | 0.6033% | 86.6007 | 0.6033% | 88.0483

## 2.2 Demand profile
2.2 Demand profile
Normalised hourly demand [MW]
Date | Hour
2017-11-01 | 0:00 | 9215
2017-11-01 01:00 | 1:00 | 8038
2017-11-01 02:00 | 2:00 | 7739
2017-11-01 03:00 | 3:00 | 7645
2017-11-01 04:00 | 4:00 | 7631
2017-11-01 05:00 | 5:00 | 7787
2017-11-01 06:00 | 6:00 | 8050
2017-11-01 07:00 | 7:00 | 8332
2017-11-01 08:00 | 8:00 | 8732
2017-11-01 09:00 | 9:00 | 9171
2017-11-01 10:00 | 10:00 | 9451
2017-11-01 11:00 | 11:00 | 9594
2017-11-01 12:00 | 12:00 | 9435
2017-11-01 13:00 | 13:00 | 9152
2017-11-01 14:00 | 14:00 | 8931
2017-11-01 15:00 | 15:00 | 8847
2017-11-01 16:00 | 16:00 | 9094
2017-11-01 17:00 | 17:00 | 9729
2017-11-01 18:00 | 18:00 | 10214
2017-11-01 19:00 | 19:00 | 10013
2017-11-01 20:00 | 20:00 | 9612
2017-11-01 21:00 | 21:00 | 9379
2017-11-01 22:00 | 22:00 | 9188
2017-11-01 23:00 | 23:00 | 8759
2017-11-02 | 0:00 | 8257
2017-11-02 01:00 | 1:00 | 7976
2017-11-02 02:00 | 2:00 | 7846
2017-11-02 03:00 | 3:00 | 7656
2017-11-02 04:00 | 4:00 | 7705
2017-11-02 05:00 | 5:00 | 8049
2017-11-02 06:00 | 6:00 | 8961
2017-11-02 07:00 | 7:00 | 10154
2017-11-02 08:00 | 8:00 | 10982
2017-11-02 09:00 | 9:00 | 11210
2017-11-02 10:00 | 10:00 | 11431
2017-11-02 11:00 | 11:00 | 11462
2017-11-02 12:00 | 12:00 | 11594
2017-11-02 13:00 | 13:00 | 11381
2017-11-02 14:00 | 14:00 | 11359
2017-11-02 15:00 | 15:00 | 11283
2017-11-02 16:00 | 16:00 | 11308
2017-11-02 17:00 | 17:00 | 11304
2017-11-02 18:00 | 18:00 | 12026
2017-11-02 19:00 | 19:00 | 12227
2017-11-02 20:00 | 20:00 | 11700
2017-11-02 21:00 | 21:00 | 11080
2017-11-02 22:00 | 22:00 | 10549
2017-11-02 23:00 | 23:00 | 10529
2017-11-03 | 0:00 | 10235
2017-11-03 01:00 | 1:00 | 9427
2017-11-03 02:00 | 2:00 | 8857
2017-11-03 03:00 | 3:00 | 8544
2017-11-03 04:00 | 4:00 | 8470
2017-11-03 05:00 | 5:00 | 8549
2017-11-03 06:00 | 6:00 | 9047
2017-11-03 07:00 | 7:00 | 10114
2017-11-03 08:00 | 8:00 | 11020
2017-11-03 09:00 | 9:00 | 11242
2017-11-03 10:00 | 10:00 | 11469
2017-11-03 11:00 | 11:00 | 11496
2017-11-03 12:00 | 12:00 | 11633
2017-11-03 13:00 | 13:00 | 11406
2017-11-03 14:00 | 14:00 | 11361
2017-11-03 15:00 | 15:00 | 11274
2017-11-03 16:00 | 16:00 | 11272
2017-11-03 17:00 | 17:00 | 11366
2017-11-03 18:00 | 18:00 | 11954
2017-11-03 19:00 | 19:00 | 11889
2017-11-03 20:00 | 20:00 | 11371
2017-11-03 21:00 | 21:00 | 10815
2017-11-03 22:00 | 22:00 | 10250
2017-11-03 23:00 | 23:00 | 10304
2017-11-04 | 0:00 | 10129
2017-11-04 01:00 | 1:00 | 9335
2017-11-04 02:00 | 2:00 | 8819
2017-11-04 03:00 | 3:00 | 8452
2017-11-04 04:00 | 4:00 | 8204
2017-11-04 05:00 | 5:00 | 8168
2017-11-04 06:00 | 6:00 | 8287
2017-11-04 07:00 | 7:00 | 8604
2017-11-04 08:00 | 8:00 | 9023
2017-11-04 09:00 | 9:00 | 9455
2017-11-04 10:00 | 10:00 | 9993
2017-11-04 11:00 | 11:00 | 10268
2017-11-04 12:00 | 12:00 | 10425
2017-11-04 13:00 | 13:00 | 10434
2017-11-04 14:00 | 14:00 | 10226
2017-11-04 15:00 | 15:00 | 10041
2017-11-04 16:00 | 16:00 | 10004
2017-11-04 17:00 | 17:00 | 10045
2017-11-04 18:00 | 18:00 | 10811
2017-11-04 19:00 | 19:00 | 10953
2017-11-04 20:00 | 20:00 | 10503
2017-11-04 21:00 | 21:00 | 9985
2017-11-04 22:00 | 22:00 | 9562
2017-11-04 23:00 | 23:00 | 9597
2017-11-05 | 0:00 | 9473
2017-11-05 01:00 | 1:00 | 8789
2017-11-05 02:00 | 2:00 | 8270
2017-11-05 03:00 | 3:00 | 7962
2017-11-05 04:00 | 4:00 | 7807
2017-11-05 05:00 | 5:00 | 7756
2017-11-05 06:00 | 6:00 | 7869
2017-11-05 07:00 | 7:00 | 8086
2017-11-05 08:00 | 8:00 | 8263
2017-11-05 09:00 | 9:00 | 8539
2017-11-05 10:00 | 10:00 | 9031
2017-11-05 11:00 | 11:00 | 9344
2017-11-05 12:00 | 12:00 | 9614
2017-11-05 13:00 | 13:00 | 9666
2017-11-05 14:00 | 14:00 | 9329
2017-11-05 15:00 | 15:00 | 9055
2017-11-05 16:00 | 16:00 | 8992
2017-11-05 17:00 | 17:00 | 9081
2017-11-05 18:00 | 18:00 | 9893
2017-11-05 19:00 | 19:00 | 10364
2017-11-05 20:00 | 20:00 | 10160
2017-11-05 21:00 | 21:00 | 9867
2017-11-05 22:00 | 22:00 | 9446
2017-11-05 23:00 | 23:00 | 9413
2017-11-06 | 0:00 | 9230
2017-11-06 01:00 | 1:00 | 8109
2017-11-06 02:00 | 2:00 | 7843
2017-11-06 03:00 | 3:00 | 7756
2017-11-06 04:00 | 4:00 | 7930
2017-11-06 05:00 | 5:00 | 8489
2017-11-06 06:00 | 6:00 | 9613
2017-11-06 07:00 | 7:00 | 10585
2017-11-06 08:00 | 8:00 | 11336
2017-11-06 09:00 | 9:00 | 11582
2017-11-06 10:00 | 10:00 | 11636
2017-11-06 11:00 | 11:00 | 11768
2017-11-06 12:00 | 12:00 | 11556
2017-11-06 13:00 | 13:00 | 11522
2017-11-06 14:00 | 14:00 | 11435
2017-11-06 15:00 | 15:00 | 11441
2017-11-06 16:00 | 16:00 | 11466
2017-11-06 17:00 | 17:00 | 12232
2017-11-06 18:00 | 18:00 | 12463
2017-11-06 19:00 | 19:00 | 11935
2017-11-06 20:00 | 20:00 | 11295
2017-11-06 21:00 | 21:00 | 10742
2017-11-06 22:00 | 22:00 | 10733
2017-11-06 23:00 | 23:00 | 10426
2017-11-07 | 0:00 | 9608
2017-11-07 01:00 | 1:00 | 9059
2017-11-07 02:00 | 2:00 | 8745
2017-11-07 03:00 | 3:00 | 8677
2017-11-07 04:00 | 4:00 | 8766
2017-11-07 05:00 | 5:00 | 9268
2017-11-07 06:00 | 6:00 | 10358
2017-11-07 07:00 | 7:00 | 11263
2017-11-07 08:00 | 8:00 | 11496
2017-11-07 09:00 | 9:00 | 11723
2017-11-07 10:00 | 10:00 | 11755
2017-11-07 11:00 | 11:00 | 11890
2017-11-07 12:00 | 12:00 | 11672
2017-11-07 13:00 | 13:00 | 11649
2017-11-07 14:00 | 14:00 | 11571
2017-11-07 15:00 | 15:00 | 11597
2017-11-07 16:00 | 16:00 | 11593
2017-11-07 17:00 | 17:00 | 12333
2017-11-07 18:00 | 18:00 | 12539
2017-11-07 19:00 | 19:00 | 11999
2017-11-07 20:00 | 20:00 | 11363
2017-11-07 21:00 | 21:00 | 10819
2017-11-07 22:00 | 22:00 | 10798
2017-11-07 23:00 | 23:00 | 10497
2017-11-08 | 0:00 | 9667
2017-11-08 01:00 | 1:00 | 9059
2017-11-08 02:00 | 2:00 | 8745
2017-11-08 03:00 | 3:00 | 8677
2017-11-08 04:00 | 4:00 | 8766
2017-11-08 05:00 | 5:00 | 9268
2017-11-08 06:00 | 6:00 | 10358
2017-11-08 07:00 | 7:00 | 11263
2017-11-08 08:00 | 8:00 | 11496
2017-11-08 09:00 | 9:00 | 11723
2017-11-08 10:00 | 10:00 | 11755
2017-11-08 11:00 | 11:00 | 11890
2017-11-08 12:00 | 12:00 | 11672
2017-11-08 13:00 | 13:00 | 11649
2017-11-08 14:00 | 14:00 | 11571
2017-11-08 15:00 | 15:00 | 11597
2017-11-08 16:00 | 16:00 | 11593
2017-11-08 17:00 | 17:00 | 12333
2017-11-08 18:00 | 18:00 | 12539
2017-11-08 19:00 | 19:00 | 11999
2017-11-08 20:00 | 20:00 | 11363
2017-11-08 21:00 | 21:00 | 10819
2017-11-08 22:00 | 22:00 | 10798
2017-11-08 23:00 | 23:00 | 10497
2017-11-09 | 0:00 | 9667
2017-11-09 01:00 | 1:00 | 9059
2017-11-09 02:00 | 2:00 | 8745
2017-11-09 03:00 | 3:00 | 8677
2017-11-09 04:00 | 4:00 | 8766
2017-11-09 05:00 | 5:00 | 9268
2017-11-09 06:00 | 6:00 | 10358
2017-11-09 07:00 | 7:00 | 11263
2017-11-09 08:00 | 8:00 | 11496
2017-11-09 09:00 | 9:00 | 11723
2017-11-09 10:00 | 10:00 | 11755
2017-11-09 11:00 | 11:00 | 11890
2017-11-09 12:00 | 12:00 | 11672
2017-11-09 13:00 | 13:00 | 11649
2017-11-09 14:00 | 14:00 | 11571
2017-11-09 15:00 | 15:00 | 11597
2017-11-09 16:00 | 16:00 | 11593
2017-11-09 17:00 | 17:00 | 12333
2017-11-09 18:00 | 18:00 | 12539
2017-11-09 19:00 | 19:00 | 11999
2017-11-09 20:00 | 20:00 | 11363
2017-11-09 21:00 | 21:00 | 10819
2017-11-09 22:00 | 22:00 | 10798
2017-11-09 23:00 | 23:00 | 10497
2017-11-10 | 0:00 | 9667
2017-11-10 01:00 | 1:00 | 9083
2017-11-10 02:00 | 2:00 | 8762
2017-11-10 03:00 | 3:00 | 8687
2017-11-10 04:00 | 4:00 | 8767
2017-11-10 05:00 | 5:00 | 9278
2017-11-10 06:00 | 6:00 | 10372
2017-11-10 07:00 | 7:00 | 11302
2017-11-10 08:00 | 8:00 | 11529
2017-11-10 09:00 | 9:00 | 11762
2017-11-10 10:00 | 10:00 | 11790
2017-11-10 11:00 | 11:00 | 11930
2017-11-10 12:00 | 12:00 | 11697
2017-11-10 13:00 | 13:00 | 11652
2017-11-10 14:00 | 14:00 | 11561
2017-11-10 15:00 | 15:00 | 11560
2017-11-10 16:00 | 16:00 | 11657
2017-11-10 17:00 | 17:00 | 12260
2017-11-10 18:00 | 18:00 | 12193
2017-11-10 19:00 | 19:00 | 11661
2017-11-10 20:00 | 20:00 | 11091
2017-11-10 21:00 | 21:00 | 10512
2017-11-10 22:00 | 22:00 | 10567
2017-11-10 23:00 | 23:00 | 10387
2017-11-11 | 0:00 | 9573
2017-11-11 01:00 | 1:00 | 8358
2017-11-11 02:00 | 2:00 | 8061
2017-11-11 03:00 | 3:00 | 7903
2017-11-11 04:00 | 4:00 | 7859
2017-11-11 05:00 | 5:00 | 7964
2017-11-11 06:00 | 6:00 | 8188
2017-11-11 07:00 | 7:00 | 8404
2017-11-11 08:00 | 8:00 | 8710
2017-11-11 09:00 | 9:00 | 9170
2017-11-11 10:00 | 10:00 | 9488
2017-11-11 11:00 | 11:00 | 9746
2017-11-11 12:00 | 12:00 | 9771
2017-11-11 13:00 | 13:00 | 9449
2017-11-11 14:00 | 14:00 | 9176
2017-11-11 15:00 | 15:00 | 9098
2017-11-11 16:00 | 16:00 | 9234
2017-11-11 17:00 | 17:00 | 10004
2017-11-11 18:00 | 18:00 | 10475
2017-11-11 19:00 | 19:00 | 10301
2017-11-11 20:00 | 20:00 | 9984
2017-11-11 21:00 | 21:00 | 9587
2017-11-11 22:00 | 22:00 | 9526
2017-11-11 23:00 | 23:00 | 9305
2017-11-12 | 0:00 | 8677
2017-11-12 01:00 | 1:00 | 8402
2017-11-12 02:00 | 2:00 | 8089
2017-11-12 03:00 | 3:00 | 7931
2017-11-12 04:00 | 4:00 | 7879
2017-11-12 05:00 | 5:00 | 7995
2017-11-12 06:00 | 6:00 | 8215
2017-11-12 07:00 | 7:00 | 8395
2017-11-12 08:00 | 8:00 | 8675
2017-11-12 09:00 | 9:00 | 9175
2017-11-12 10:00 | 10:00 | 9493
2017-11-12 11:00 | 11:00 | 9768
2017-11-12 12:00 | 12:00 | 9820
2017-11-12 13:00 | 13:00 | 9478
2017-11-12 14:00 | 14:00 | 9199
2017-11-12 15:00 | 15:00 | 9136
2017-11-12 16:00 | 16:00 | 9226
2017-11-12 17:00 | 17:00 | 10051
2017-11-12 18:00 | 18:00 | 10530
2017-11-12 19:00 | 19:00 | 10322
2017-11-12 20:00 | 20:00 | 10024
2017-11-12 21:00 | 21:00 | 9597
2017-11-12 22:00 | 22:00 | 9563
2017-11-12 23:00 | 23:00 | 9377
2017-11-13 | 0:00 | 8700
2017-11-13 01:00 | 1:00 | 8469
2017-11-13 02:00 | 2:00 | 8195
2017-11-13 03:00 | 3:00 | 8088
2017-11-13 04:00 | 4:00 | 8245
2017-11-13 05:00 | 5:00 | 8846
2017-11-13 06:00 | 6:00 | 10063
2017-11-13 07:00 | 7:00 | 11124
2017-11-13 08:00 | 8:00 | 11725
2017-11-13 09:00 | 9:00 | 11943
2017-11-13 10:00 | 10:00 | 12002
2017-11-13 11:00 | 11:00 | 12130
2017-11-13 12:00 | 12:00 | 11904
2017-11-13 13:00 | 13:00 | 11894
2017-11-13 14:00 | 14:00 | 11811
2017-11-13 15:00 | 15:00 | 11828
2017-11-13 16:00 | 16:00 | 11900
2017-11-13 17:00 | 17:00 | 12663
2017-11-13 18:00 | 18:00 | 12784
2017-11-13 19:00 | 19:00 | 12235
2017-11-13 20:00 | 20:00 | 11582
2017-11-13 21:00 | 21:00 | 10996
2017-11-13 22:00 | 22:00 | 10997
2017-11-13 23:00 | 23:00 | 10718
2017-11-14 | 0:00 | 9906
2017-11-14 01:00 | 1:00 | 9314
2017-11-14 02:00 | 2:00 | 8980
2017-11-14 03:00 | 3:00 | 8887
2017-11-14 04:00 | 4:00 | 8981
2017-11-14 05:00 | 5:00 | 9477
2017-11-14 06:00 | 6:00 | 10614
2017-11-14 07:00 | 7:00 | 11623
2017-11-14 08:00 | 8:00 | 11836
2017-11-14 09:00 | 9:00 | 12032
2017-11-14 10:00 | 10:00 | 12079
2017-11-14 11:00 | 11:00 | 12214
2017-11-14 12:00 | 12:00 | 11988
2017-11-14 13:00 | 13:00 | 11985
2017-11-14 14:00 | 14:00 | 11903
2017-11-14 15:00 | 15:00 | 11935
2017-11-14 16:00 | 16:00 | 11988
2017-11-14 17:00 | 17:00 | 12736
2017-11-14 18:00 | 18:00 | 12834
2017-11-14 19:00 | 19:00 | 12276
2017-11-14 20:00 | 20:00 | 11629
2017-11-14 21:00 | 21:00 | 11044
2017-11-14 22:00 | 22:00 | 11040
2017-11-14 23:00 | 23:00 | 10765
2017-11-15 | 0:00 | 9950
2017-11-15 01:00 | 1:00 | 9314
2017-11-15 02:00 | 2:00 | 8980
2017-11-15 03:00 | 3:00 | 8887
2017-11-15 04:00 | 4:00 | 8981
2017-11-15 05:00 | 5:00 | 9477
2017-11-15 06:00 | 6:00 | 10614
2017-11-15 07:00 | 7:00 | 11623
2017-11-15 08:00 | 8:00 | 11836
2017-11-15 09:00 | 9:00 | 12032
2017-11-15 10:00 | 10:00 | 12079
2017-11-15 11:00 | 11:00 | 12214
2017-11-15 12:00 | 12:00 | 11988
2017-11-15 13:00 | 13:00 | 11985
2017-11-15 14:00 | 14:00 | 11903
2017-11-15 15:00 | 15:00 | 11935
2017-11-15 16:00 | 16:00 | 11988
2017-11-15 17:00 | 17:00 | 12736
2017-11-15 18:00 | 18:00 | 12834
2017-11-15 19:00 | 19:00 | 12276
2017-11-15 20:00 | 20:00 | 11629
2017-11-15 21:00 | 21:00 | 11044
2017-11-15 22:00 | 22:00 | 11040
2017-11-15 23:00 | 23:00 | 10765
2017-11-16 | 0:00 | 9950
2017-11-16 01:00 | 1:00 | 9114
2017-11-16 02:00 | 2:00 | 8724
2017-11-16 03:00 | 3:00 | 8634
2017-11-16 04:00 | 4:00 | 8725
2017-11-16 05:00 | 5:00 | 9207
2017-11-16 06:00 | 6:00 | 10312
2017-11-16 07:00 | 7:00 | 11292
2017-11-16 08:00 | 8:00 | 11499
2017-11-16 09:00 | 9:00 | 11689
2017-11-16 10:00 | 10:00 | 11735
2017-11-16 11:00 | 11:00 | 11866
2017-11-16 12:00 | 12:00 | 11646
2017-11-16 13:00 | 13:00 | 11644
2017-11-16 14:00 | 14:00 | 11564
2017-11-16 15:00 | 15:00 | 11595
2017-11-16 16:00 | 16:00 | 11646
2017-11-16 17:00 | 17:00 | 12373
2017-11-16 18:00 | 18:00 | 12468
2017-11-16 19:00 | 19:00 | 11926
2017-11-16 20:00 | 20:00 | 11298
2017-11-16 21:00 | 21:00 | 10729
2017-11-16 22:00 | 22:00 | 10725
2017-11-16 23:00 | 23:00 | 10458
2017-11-17 | 0:00 | 9667
2017-11-17 01:00 | 1:00 | 9084
2017-11-17 02:00 | 2:00 | 8758
2017-11-17 03:00 | 3:00 | 8663
2017-11-17 04:00 | 4:00 | 8751
2017-11-17 05:00 | 5:00 | 9241
2017-11-17 06:00 | 6:00 | 10348
2017-11-17 07:00 | 7:00 | 11337
2017-11-17 08:00 | 8:00 | 11540
2017-11-17 09:00 | 9:00 | 11729
2017-11-17 10:00 | 10:00 | 11770
2017-11-17 11:00 | 11:00 | 11894
2017-11-17 12:00 | 12:00 | 11665
2017-11-17 13:00 | 13:00 | 11637
2017-11-17 14:00 | 14:00 | 11541
2017-11-17 15:00 | 15:00 | 11543
2017-11-17 16:00 | 16:00 | 11568
2017-11-17 17:00 | 17:00 | 12191
2017-11-17 18:00 | 18:00 | 12088
2017-11-17 19:00 | 19:00 | 11555
2017-11-17 20:00 | 20:00 | 10981
2017-11-17 21:00 | 21:00 | 10430
2017-11-17 22:00 | 22:00 | 10532
2017-11-17 23:00 | 23:00 | 10368
2017-11-18 | 0:00 | 9599
2017-11-18 01:00 | 1:00 | 9225
2017-11-18 02:00 | 2:00 | 8836
2017-11-18 03:00 | 3:00 | 8602
2017-11-18 04:00 | 4:00 | 8513
2017-11-18 05:00 | 5:00 | 8557
2017-11-18 06:00 | 6:00 | 8909
2017-11-18 07:00 | 7:00 | 9333
2017-11-18 08:00 | 8:00 | 9781
2017-11-18 09:00 | 9:00 | 10286
2017-11-18 10:00 | 10:00 | 10530
2017-11-18 11:00 | 11:00 | 10663
2017-11-18 12:00 | 12:00 | 10659
2017-11-18 13:00 | 13:00 | 10427
2017-11-18 14:00 | 14:00 | 10220
2017-11-18 15:00 | 15:00 | 10228
2017-11-18 16:00 | 16:00 | 10416
2017-11-18 17:00 | 17:00 | 11178
2017-11-18 18:00 | 18:00 | 11202
2017-11-18 19:00 | 19:00 | 10734
2017-11-18 20:00 | 20:00 | 10245
2017-11-18 21:00 | 21:00 | 9768
2017-11-18 22:00 | 22:00 | 9843
2017-11-18 23:00 | 23:00 | 9871
2017-11-19 | 0:00 | 9319
2017-11-19 01:00 | 1:00 | 8798
2017-11-19 02:00 | 2:00 | 8427
2017-11-19 03:00 | 3:00 | 8221
2017-11-19 04:00 | 4:00 | 8152
2017-11-19 05:00 | 5:00 | 8200
2017-11-19 06:00 | 6:00 | 8413
2017-11-19 07:00 | 7:00 | 8562
2017-11-19 08:00 | 8:00 | 8896
2017-11-19 09:00 | 9:00 | 9466
2017-11-19 10:00 | 10:00 | 9849
2017-11-19 11:00 | 11:00 | 10179
2017-11-19 12:00 | 12:00 | 10330
2017-11-19 13:00 | 13:00 | 10020
2017-11-19 14:00 | 14:00 | 9764
2017-11-19 15:00 | 15:00 | 9713
2017-11-19 16:00 | 16:00 | 9882
2017-11-19 17:00 | 17:00 | 10596
2017-11-19 18:00 | 18:00 | 10824
2017-11-19 19:00 | 19:00 | 10649
2017-11-19 20:00 | 20:00 | 10287
2017-11-19 21:00 | 21:00 | 9803
2017-11-19 22:00 | 22:00 | 9809
2017-11-19 23:00 | 23:00 | 9691
2017-11-20 | 0:00 | 9095
2017-11-20 01:00 | 1:00 | 8588
2017-11-20 02:00 | 2:00 | 8315
2017-11-20 03:00 | 3:00 | 8185
2017-11-20 04:00 | 4:00 | 8308
2017-11-20 05:00 | 5:00 | 8941
2017-11-20 06:00 | 6:00 | 10238
2017-11-20 07:00 | 7:00 | 11381
2017-11-20 08:00 | 8:00 | 11722
2017-11-20 09:00 | 9:00 | 11889
2017-11-20 10:00 | 10:00 | 11952
2017-11-20 11:00 | 11:00 | 12068
2017-11-20 12:00 | 12:00 | 11832
2017-11-20 13:00 | 13:00 | 11858
2017-11-20 14:00 | 14:00 | 11786
2017-11-20 15:00 | 15:00 | 11818
2017-11-20 16:00 | 16:00 | 11959
2017-11-20 17:00 | 17:00 | 12678
2017-11-20 18:00 | 18:00 | 12625
2017-11-20 19:00 | 19:00 | 12072
2017-11-20 20:00 | 20:00 | 11433
2017-11-20 21:00 | 21:00 | 10825
2017-11-20 22:00 | 22:00 | 10843
2017-11-20 23:00 | 23:00 | 10620
2017-11-21 | 0:00 | 9860
2017-11-21 01:00 | 1:00 | 9232
2017-11-21 02:00 | 2:00 | 8881
2017-11-21 03:00 | 3:00 | 8758
2017-11-21 04:00 | 4:00 | 8854
2017-11-21 05:00 | 5:00 | 9315
2017-11-21 06:00 | 6:00 | 10467
2017-11-21 07:00 | 7:00 | 11583
2017-11-21 08:00 | 8:00 | 11755
2017-11-21 09:00 | 9:00 | 11893
2017-11-21 10:00 | 10:00 | 11962
2017-11-21 11:00 | 11:00 | 12089
2017-11-21 12:00 | 12:00 | 11863
2017-11-21 13:00 | 13:00 | 11891
2017-11-21 14:00 | 14:00 | 11806
2017-11-21 15:00 | 15:00 | 11846
2017-11-21 16:00 | 16:00 | 11983
2017-11-21 17:00 | 17:00 | 12706
2017-11-21 18:00 | 18:00 | 12634
2017-11-21 19:00 | 19:00 | 12076
2017-11-21 20:00 | 20:00 | 11445
2017-11-21 21:00 | 21:00 | 10827
2017-11-21 22:00 | 22:00 | 10849
2017-11-21 23:00 | 23:00 | 10629
2017-11-22 | 0:00 | 9877
2017-11-22 01:00 | 1:00 | 9232
2017-11-22 02:00 | 2:00 | 8881
2017-11-22 03:00 | 3:00 | 8758
2017-11-22 04:00 | 4:00 | 8854
2017-11-22 05:00 | 5:00 | 9315
2017-11-22 06:00 | 6:00 | 10467
2017-11-22 07:00 | 7:00 | 11583
2017-11-22 08:00 | 8:00 | 11755
2017-11-22 09:00 | 9:00 | 11893
2017-11-22 10:00 | 10:00 | 11962
2017-11-22 11:00 | 11:00 | 12089
2017-11-22 12:00 | 12:00 | 11863
2017-11-22 13:00 | 13:00 | 11891
2017-11-22 14:00 | 14:00 | 11806
2017-11-22 15:00 | 15:00 | 11846
2017-11-22 16:00 | 16:00 | 11983
2017-11-22 17:00 | 17:00 | 12706
2017-11-22 18:00 | 18:00 | 12634
2017-11-22 19:00 | 19:00 | 12076
2017-11-22 20:00 | 20:00 | 11445
2017-11-22 21:00 | 21:00 | 10827
2017-11-22 22:00 | 22:00 | 10849
2017-11-22 23:00 | 23:00 | 10629
2017-11-23 | 0:00 | 9877
2017-11-23 01:00 | 1:00 | 9232
2017-11-23 02:00 | 2:00 | 8881
2017-11-23 03:00 | 3:00 | 8758
2017-11-23 04:00 | 4:00 | 8854
2017-11-23 05:00 | 5:00 | 9315
2017-11-23 06:00 | 6:00 | 10467
2017-11-23 07:00 | 7:00 | 11583
2017-11-23 08:00 | 8:00 | 11755
2017-11-23 09:00 | 9:00 | 11893
2017-11-23 10:00 | 10:00 | 11962
2017-11-23 11:00 | 11:00 | 12089
2017-11-23 12:00 | 12:00 | 11863
2017-11-23 13:00 | 13:00 | 11891
2017-11-23 14:00 | 14:00 | 11806
2017-11-23 15:00 | 15:00 | 11846
2017-11-23 16:00 | 16:00 | 11983
2017-11-23 17:00 | 17:00 | 12706
2017-11-23 18:00 | 18:00 | 12634
2017-11-23 19:00 | 19:00 | 12076
2017-11-23 20:00 | 20:00 | 11445
2017-11-23 21:00 | 21:00 | 10827
2017-11-23 22:00 | 22:00 | 10849
2017-11-23 23:00 | 23:00 | 10629
2017-11-24 | 0:00 | 9877
2017-11-24 01:00 | 1:00 | 9284
2017-11-24 02:00 | 2:00 | 8943
2017-11-24 03:00 | 3:00 | 8816
2017-11-24 04:00 | 4:00 | 8918
2017-11-24 05:00 | 5:00 | 9388
2017-11-24 06:00 | 6:00 | 10538
2017-11-24 07:00 | 7:00 | 11638
2017-11-24 08:00 | 8:00 | 11810
2017-11-24 09:00 | 9:00 | 11937
2017-11-24 10:00 | 10:00 | 11998
2017-11-24 11:00 | 11:00 | 12101
2017-11-24 12:00 | 12:00 | 11872
2017-11-24 13:00 | 13:00 | 11870
2017-11-24 14:00 | 14:00 | 11763
2017-11-24 15:00 | 15:00 | 11771
2017-11-24 16:00 | 16:00 | 11686
2017-11-24 17:00 | 17:00 | 12353
2017-11-24 18:00 | 18:00 | 12193
2017-11-24 19:00 | 19:00 | 11647
2017-11-24 20:00 | 20:00 | 11055
2017-11-24 21:00 | 21:00 | 10534
2017-11-24 22:00 | 22:00 | 10711
2017-11-24 23:00 | 23:00 | 10567
2017-11-25 | 0:00 | 9849
2017-11-25 01:00 | 1:00 | 9262
2017-11-25 02:00 | 2:00 | 8873
2017-11-25 03:00 | 3:00 | 8638
2017-11-25 04:00 | 4:00 | 8548
2017-11-25 05:00 | 5:00 | 8592
2017-11-25 06:00 | 6:00 | 8946
2017-11-25 07:00 | 7:00 | 9371
2017-11-25 08:00 | 8:00 | 9821
2017-11-25 09:00 | 9:00 | 10328
2017-11-25 10:00 | 10:00 | 10573
2017-11-25 11:00 | 11:00 | 10707
2017-11-25 12:00 | 12:00 | 10702
2017-11-25 13:00 | 13:00 | 10469
2017-11-25 14:00 | 14:00 | 10262
2017-11-25 15:00 | 15:00 | 10270
2017-11-25 16:00 | 16:00 | 10459
2017-11-25 17:00 | 17:00 | 11224
2017-11-25 18:00 | 18:00 | 11248
2017-11-25 19:00 | 19:00 | 10778
2017-11-25 20:00 | 20:00 | 10287
2017-11-25 21:00 | 21:00 | 9808
2017-11-25 22:00 | 22:00 | 9883
2017-11-25 23:00 | 23:00 | 9911
2017-11-26 | 0:00 | 9357
2017-11-26 01:00 | 1:00 | 8834
2017-11-26 02:00 | 2:00 | 8462
2017-11-26 03:00 | 3:00 | 8255
2017-11-26 04:00 | 4:00 | 8185
2017-11-26 05:00 | 5:00 | 8234
2017-11-26 06:00 | 6:00 | 8447
2017-11-26 07:00 | 7:00 | 8597
2017-11-26 08:00 | 8:00 | 8932
2017-11-26 09:00 | 9:00 | 9505
2017-11-26 10:00 | 10:00 | 9889
2017-11-26 11:00 | 11:00 | 10221
2017-11-26 12:00 | 12:00 | 10372
2017-11-26 13:00 | 13:00 | 10061
2017-11-26 14:00 | 14:00 | 9804
2017-11-26 15:00 | 15:00 | 9752
2017-11-26 16:00 | 16:00 | 9922
2017-11-26 17:00 | 17:00 | 10639
2017-11-26 18:00 | 18:00 | 10869
2017-11-26 19:00 | 19:00 | 10693
2017-11-26 20:00 | 20:00 | 10329
2017-11-26 21:00 | 21:00 | 9843
2017-11-26 22:00 | 22:00 | 9849
2017-11-26 23:00 | 23:00 | 9731
2017-11-27 | 0:00 | 9132
2017-11-27 01:00 | 1:00 | 8651
2017-11-27 02:00 | 2:00 | 8374
2017-11-27 03:00 | 3:00 | 8242
2017-11-27 04:00 | 4:00 | 8365
2017-11-27 05:00 | 5:00 | 9002
2017-11-27 06:00 | 6:00 | 10302
2017-11-27 07:00 | 7:00 | 11450
2017-11-27 08:00 | 8:00 | 11874
2017-11-27 09:00 | 9:00 | 12015
2017-11-27 10:00 | 10:00 | 12065
2017-11-27 11:00 | 11:00 | 12178
2017-11-27 12:00 | 12:00 | 11945
2017-11-27 13:00 | 13:00 | 11968
2017-11-27 14:00 | 14:00 | 11898
2017-11-27 15:00 | 15:00 | 11932
2017-11-27 16:00 | 16:00 | 12086
2017-11-27 17:00 | 17:00 | 12797
2017-11-27 18:00 | 18:00 | 12740
2017-11-27 19:00 | 19:00 | 12189
2017-11-27 20:00 | 20:00 | 11546
2017-11-27 21:00 | 21:00 | 10937
2017-11-27 22:00 | 22:00 | 10965
2017-11-27 23:00 | 23:00 | 10752
2017-11-28 | 0:00 | 9992
2017-11-28 01:00 | 1:00 | 9390
2017-11-28 02:00 | 2:00 | 9036
2017-11-28 03:00 | 3:00 | 8905
2017-11-28 04:00 | 4:00 | 8998
2017-11-28 05:00 | 5:00 | 9459
2017-11-28 06:00 | 6:00 | 10616
2017-11-28 07:00 | 7:00 | 11727
2017-11-28 08:00 | 8:00 | 11931
2017-11-28 09:00 | 9:00 | 12044
2017-11-28 10:00 | 10:00 | 12098
2017-11-28 11:00 | 11:00 | 12219
2017-11-28 12:00 | 12:00 | 11995
2017-11-28 13:00 | 13:00 | 12021
2017-11-28 14:00 | 14:00 | 11937
2017-11-28 15:00 | 15:00 | 11978
2017-11-28 16:00 | 16:00 | 12126
2017-11-28 17:00 | 17:00 | 12838
2017-11-28 18:00 | 18:00 | 12760
2017-11-28 19:00 | 19:00 | 12206
2017-11-28 20:00 | 20:00 | 11573
2017-11-28 21:00 | 21:00 | 10953
2017-11-28 22:00 | 22:00 | 10988
2017-11-28 23:00 | 23:00 | 10779
2017-11-29 | 0:00 | 10028
2017-11-29 01:00 | 1:00 | 9390
2017-11-29 02:00 | 2:00 | 9036
2017-11-29 03:00 | 3:00 | 8905
2017-11-29 04:00 | 4:00 | 8998
2017-11-29 05:00 | 5:00 | 9459
2017-11-29 06:00 | 6:00 | 10616
2017-11-29 07:00 | 7:00 | 11727
2017-11-29 08:00 | 8:00 | 11931
2017-11-29 09:00 | 9:00 | 12044
2017-11-29 10:00 | 10:00 | 12098
2017-11-29 11:00 | 11:00 | 12219
2017-11-29 12:00 | 12:00 | 11995
2017-11-29 13:00 | 13:00 | 12021
2017-11-29 14:00 | 14:00 | 11937
2017-11-29 15:00 | 15:00 | 11978
2017-11-29 16:00 | 16:00 | 12126
2017-11-29 17:00 | 17:00 | 12838
2017-11-29 18:00 | 18:00 | 12760
2017-11-29 19:00 | 19:00 | 12206
2017-11-29 20:00 | 20:00 | 11573
2017-11-29 21:00 | 21:00 | 10953
2017-11-29 22:00 | 22:00 | 10988
2017-11-29 23:00 | 23:00 | 10779
2017-11-30 | 0:00 | 10028
2017-11-30 01:00 | 1:00 | 9390
2017-11-30 02:00 | 2:00 | 9036
2017-11-30 03:00 | 3:00 | 8905
2017-11-30 04:00 | 4:00 | 8998
2017-11-30 05:00 | 5:00 | 9459
2017-11-30 06:00 | 6:00 | 10616
2017-11-30 07:00 | 7:00 | 11727
2017-11-30 08:00 | 8:00 | 11931
2017-11-30 09:00 | 9:00 | 12044
2017-11-30 10:00 | 10:00 | 12098
2017-11-30 11:00 | 11:00 | 12219
2017-11-30 12:00 | 12:00 | 11995
2017-11-30 13:00 | 13:00 | 12021
2017-11-30 14:00 | 14:00 | 11937
2017-11-30 15:00 | 15:00 | 11978
2017-11-30 16:00 | 16:00 | 12126
2017-11-30 17:00 | 17:00 | 12838
2017-11-30 18:00 | 18:00 | 12760
2017-11-30 19:00 | 19:00 | 12206
2017-11-30 20:00 | 20:00 | 11573
2017-11-30 21:00 | 21:00 | 10953
2017-11-30 22:00 | 22:00 | 10988
2017-11-30 23:00 | 23:00 | 10779
2017-12-01 | 0:00 | 10028
2017-12-01 01:00 | 1:00 | 9464
2017-12-01 02:00 | 2:00 | 9083
2017-12-01 03:00 | 3:00 | 8950
2017-12-01 04:00 | 4:00 | 9046
2017-12-01 05:00 | 5:00 | 9510
2017-12-01 06:00 | 6:00 | 10666
2017-12-01 07:00 | 7:00 | 11769
2017-12-01 08:00 | 8:00 | 11973
2017-12-01 09:00 | 9:00 | 12083
2017-12-01 10:00 | 10:00 | 12134
2017-12-01 11:00 | 11:00 | 12241
2017-12-01 12:00 | 12:00 | 12015
2017-12-01 13:00 | 13:00 | 12023
2017-12-01 14:00 | 14:00 | 11925
2017-12-01 15:00 | 15:00 | 11946
2017-12-01 16:00 | 16:00 | 11953
2017-12-01 17:00 | 17:00 | 12619
2017-12-01 18:00 | 18:00 | 12482
2017-12-01 19:00 | 19:00 | 11929
2017-12-01 20:00 | 20:00 | 11325
2017-12-01 21:00 | 21:00 | 10769
2017-12-01 22:00 | 22:00 | 10900
2017-12-01 23:00 | 23:00 | 10743
2017-12-02 | 0:00 | 10013
2017-12-02 01:00 | 1:00 | 9655
2017-12-02 02:00 | 2:00 | 9187
2017-12-02 03:00 | 3:00 | 8888
2017-12-02 04:00 | 4:00 | 8778
2017-12-02 05:00 | 5:00 | 8840
2017-12-02 06:00 | 6:00 | 9174
2017-12-02 07:00 | 7:00 | 9547
2017-12-02 08:00 | 8:00 | 10115
2017-12-02 09:00 | 9:00 | 10562
2017-12-02 10:00 | 10:00 | 10820
2017-12-02 11:00 | 11:00 | 10960
2017-12-02 12:00 | 12:00 | 10922
2017-12-02 13:00 | 13:00 | 10775
2017-12-02 14:00 | 14:00 | 10583
2017-12-02 15:00 | 15:00 | 10548
2017-12-02 16:00 | 16:00 | 10702
2017-12-02 17:00 | 17:00 | 11273
2017-12-02 18:00 | 18:00 | 11314
2017-12-02 19:00 | 19:00 | 10965
2017-12-02 20:00 | 20:00 | 10435
2017-12-02 21:00 | 21:00 | 10008
2017-12-02 22:00 | 22:00 | 10115
2017-12-02 23:00 | 23:00 | 10145
2017-12-03 | 0:00 | 9627
2017-12-03 01:00 | 1:00 | 9116
2017-12-03 02:00 | 2:00 | 8721
2017-12-03 03:00 | 3:00 | 8463
2017-12-03 04:00 | 4:00 | 8358
2017-12-03 05:00 | 5:00 | 8403
2017-12-03 06:00 | 6:00 | 8613
2017-12-03 07:00 | 7:00 | 8777
2017-12-03 08:00 | 8:00 | 9211
2017-12-03 09:00 | 9:00 | 9699
2017-12-03 10:00 | 10:00 | 10151
2017-12-03 11:00 | 11:00 | 10517
2017-12-03 12:00 | 12:00 | 10648
2017-12-03 13:00 | 13:00 | 10384
2017-12-03 14:00 | 14:00 | 10107
2017-12-03 15:00 | 15:00 | 10034
2017-12-03 16:00 | 16:00 | 10217
2017-12-03 17:00 | 17:00 | 10859
2017-12-03 18:00 | 18:00 | 11023
2017-12-03 19:00 | 19:00 | 10904
2017-12-03 20:00 | 20:00 | 10532
2017-12-03 21:00 | 21:00 | 10109
2017-12-03 22:00 | 22:00 | 10140
2017-12-03 23:00 | 23:00 | 10050
2017-12-04 | 0:00 | 9475
2017-12-04 01:00 | 1:00 | 8684
2017-12-04 02:00 | 2:00 | 8396
2017-12-04 03:00 | 3:00 | 8264
2017-12-04 04:00 | 4:00 | 8382
2017-12-04 05:00 | 5:00 | 9021
2017-12-04 06:00 | 6:00 | 10298
2017-12-04 07:00 | 7:00 | 11435
2017-12-04 08:00 | 8:00 | 12192
2017-12-04 09:00 | 9:00 | 12225
2017-12-04 10:00 | 10:00 | 12217
2017-12-04 11:00 | 11:00 | 12313
2017-12-04 12:00 | 12:00 | 12099
2017-12-04 13:00 | 13:00 | 12113
2017-12-04 14:00 | 14:00 | 12048
2017-12-04 15:00 | 15:00 | 12093
2017-12-04 16:00 | 16:00 | 12295
2017-12-04 17:00 | 17:00 | 12952
2017-12-04 18:00 | 18:00 | 12879
2017-12-04 19:00 | 19:00 | 12353
2017-12-04 20:00 | 20:00 | 11714
2017-12-04 21:00 | 21:00 | 11114
2017-12-04 22:00 | 22:00 | 11181
2017-12-04 23:00 | 23:00 | 11017
2017-12-05 | 0:00 | 10275
2017-12-05 01:00 | 1:00 | 9801
2017-12-05 02:00 | 2:00 | 9441
2017-12-05 03:00 | 3:00 | 9280
2017-12-05 04:00 | 4:00 | 9360
2017-12-05 05:00 | 5:00 | 9809
2017-12-05 06:00 | 6:00 | 10956
2017-12-05 07:00 | 7:00 | 12016
2017-12-05 08:00 | 8:00 | 12348
2017-12-05 09:00 | 9:00 | 12353
2017-12-05 10:00 | 10:00 | 12345
2017-12-05 11:00 | 11:00 | 12435
2017-12-05 12:00 | 12:00 | 12227
2017-12-05 13:00 | 13:00 | 12246
2017-12-05 14:00 | 14:00 | 12168
2017-12-05 15:00 | 15:00 | 12212
2017-12-05 16:00 | 16:00 | 12404
2017-12-05 17:00 | 17:00 | 13047
2017-12-05 18:00 | 18:00 | 12951
2017-12-05 19:00 | 19:00 | 12422
2017-12-05 20:00 | 20:00 | 11798
2017-12-05 21:00 | 21:00 | 11185
2017-12-05 22:00 | 22:00 | 11273
2017-12-05 23:00 | 23:00 | 11119
2017-12-06 | 0:00 | 10391
2017-12-06 01:00 | 1:00 | 9801
2017-12-06 02:00 | 2:00 | 9441
2017-12-06 03:00 | 3:00 | 9280
2017-12-06 04:00 | 4:00 | 9360
2017-12-06 05:00 | 5:00 | 9809
2017-12-06 06:00 | 6:00 | 10956
2017-12-06 07:00 | 7:00 | 12016
2017-12-06 08:00 | 8:00 | 12348
2017-12-06 09:00 | 9:00 | 12353
2017-12-06 10:00 | 10:00 | 12345
2017-12-06 11:00 | 11:00 | 12435
2017-12-06 12:00 | 12:00 | 12227
2017-12-06 13:00 | 13:00 | 12246
2017-12-06 14:00 | 14:00 | 12168
2017-12-06 15:00 | 15:00 | 12212
2017-12-06 16:00 | 16:00 | 12404
2017-12-06 17:00 | 17:00 | 13047
2017-12-06 18:00 | 18:00 | 12951
2017-12-06 19:00 | 19:00 | 12422
2017-12-06 20:00 | 20:00 | 11798
2017-12-06 21:00 | 21:00 | 11185
2017-12-06 22:00 | 22:00 | 11273
2017-12-06 23:00 | 23:00 | 11119
2017-12-07 | 0:00 | 10391
2017-12-07 01:00 | 1:00 | 9801
2017-12-07 02:00 | 2:00 | 9441
2017-12-07 03:00 | 3:00 | 9280
2017-12-07 04:00 | 4:00 | 9360
2017-12-07 05:00 | 5:00 | 9809
2017-12-07 06:00 | 6:00 | 10956
2017-12-07 07:00 | 7:00 | 12016
2017-12-07 08:00 | 8:00 | 12348
2017-12-07 09:00 | 9:00 | 12353
2017-12-07 10:00 | 10:00 | 12345
2017-12-07 11:00 | 11:00 | 12435
2017-12-07 12:00 | 12:00 | 12227
2017-12-07 13:00 | 13:00 | 12246
2017-12-07 14:00 | 14:00 | 12168
2017-12-07 15:00 | 15:00 | 12212
2017-12-07 16:00 | 16:00 | 12404
2017-12-07 17:00 | 17:00 | 13047
2017-12-07 18:00 | 18:00 | 12951
2017-12-07 19:00 | 19:00 | 12422
2017-12-07 20:00 | 20:00 | 11798
2017-12-07 21:00 | 21:00 | 11185
2017-12-07 22:00 | 22:00 | 11273
2017-12-07 23:00 | 23:00 | 11119
2017-12-08 | 0:00 | 10391
2017-12-08 01:00 | 1:00 | 9823
2017-12-08 02:00 | 2:00 | 9452
2017-12-08 03:00 | 3:00 | 9293
2017-12-08 04:00 | 4:00 | 9369
2017-12-08 05:00 | 5:00 | 9799
2017-12-08 06:00 | 6:00 | 10934
2017-12-08 07:00 | 7:00 | 11984
2017-12-08 08:00 | 8:00 | 12314
2017-12-08 09:00 | 9:00 | 12343
2017-12-08 10:00 | 10:00 | 12343
2017-12-08 11:00 | 11:00 | 12421
2017-12-08 12:00 | 12:00 | 12208
2017-12-08 13:00 | 13:00 | 12209
2017-12-08 14:00 | 14:00 | 12115
2017-12-08 15:00 | 15:00 | 12133
2017-12-08 16:00 | 16:00 | 12137
2017-12-08 17:00 | 17:00 | 12649
2017-12-08 18:00 | 18:00 | 12452
2017-12-08 19:00 | 19:00 | 11892
2017-12-08 20:00 | 20:00 | 11337
2017-12-08 21:00 | 21:00 | 10838
2017-12-08 22:00 | 22:00 | 11034
2017-12-08 23:00 | 23:00 | 10971
2017-12-09 | 0:00 | 10277
2017-12-09 01:00 | 1:00 | 9685
2017-12-09 02:00 | 2:00 | 9217
2017-12-09 03:00 | 3:00 | 8917
2017-12-09 04:00 | 4:00 | 8805
2017-12-09 05:00 | 5:00 | 8868
2017-12-09 06:00 | 6:00 | 9204
2017-12-09 07:00 | 7:00 | 9577
2017-12-09 08:00 | 8:00 | 10147
2017-12-09 09:00 | 9:00 | 10596
2017-12-09 10:00 | 10:00 | 10854
2017-12-09 11:00 | 11:00 | 10995
2017-12-09 12:00 | 12:00 | 10957
2017-12-09 13:00 | 13:00 | 10809
2017-12-09 14:00 | 14:00 | 10617
2017-12-09 15:00 | 15:00 | 10582
2017-12-09 16:00 | 16:00 | 10736
2017-12-09 17:00 | 17:00 | 11309
2017-12-09 18:00 | 18:00 | 11350
2017-12-09 19:00 | 19:00 | 11000
2017-12-09 20:00 | 20:00 | 10468
2017-12-09 21:00 | 21:00 | 10039
2017-12-09 22:00 | 22:00 | 10147
2017-12-09 23:00 | 23:00 | 10177
2017-12-10 | 0:00 | 9658
2017-12-10 01:00 | 1:00 | 9145
2017-12-10 02:00 | 2:00 | 8749
2017-12-10 03:00 | 3:00 | 8490
2017-12-10 04:00 | 4:00 | 8385
2017-12-10 05:00 | 5:00 | 8430
2017-12-10 06:00 | 6:00 | 8641
2017-12-10 07:00 | 7:00 | 8805
2017-12-10 08:00 | 8:00 | 9241
2017-12-10 09:00 | 9:00 | 9730
2017-12-10 10:00 | 10:00 | 10183
2017-12-10 11:00 | 11:00 | 10550
2017-12-10 12:00 | 12:00 | 10681
2017-12-10 13:00 | 13:00 | 10417
2017-12-10 14:00 | 14:00 | 10140
2017-12-10 15:00 | 15:00 | 10066
2017-12-10 16:00 | 16:00 | 10249
2017-12-10 17:00 | 17:00 | 10894
2017-12-10 18:00 | 18:00 | 11058
2017-12-10 19:00 | 19:00 | 10939
2017-12-10 20:00 | 20:00 | 10566
2017-12-10 21:00 | 21:00 | 10141
2017-12-10 22:00 | 22:00 | 10173
2017-12-10 23:00 | 23:00 | 10082
2017-12-11 | 0:00 | 9505
2017-12-11 01:00 | 1:00 | 8698
2017-12-11 02:00 | 2:00 | 8410
2017-12-11 03:00 | 3:00 | 8278
2017-12-11 04:00 | 4:00 | 8396
2017-12-11 05:00 | 5:00 | 9036
2017-12-11 06:00 | 6:00 | 10315
2017-12-11 07:00 | 7:00 | 11454
2017-12-11 08:00 | 8:00 | 12213
2017-12-11 09:00 | 9:00 | 12246
2017-12-11 10:00 | 10:00 | 12238
2017-12-11 11:00 | 11:00 | 12333
2017-12-11 12:00 | 12:00 | 12120
2017-12-11 13:00 | 13:00 | 12133
2017-12-11 14:00 | 14:00 | 12068
2017-12-11 15:00 | 15:00 | 12113
2017-12-11 16:00 | 16:00 | 12315
2017-12-11 17:00 | 17:00 | 12974
2017-12-11 18:00 | 18:00 | 12901
2017-12-11 19:00 | 19:00 | 12373
2017-12-11 20:00 | 20:00 | 11733
2017-12-11 21:00 | 21:00 | 11132
2017-12-11 22:00 | 22:00 | 11199
2017-12-11 23:00 | 23:00 | 11036
2017-12-12 | 0:00 | 10292
2017-12-12 01:00 | 1:00 | 9818
2017-12-12 02:00 | 2:00 | 9457
2017-12-12 03:00 | 3:00 | 9295
2017-12-12 04:00 | 4:00 | 9376
2017-12-12 05:00 | 5:00 | 9826
2017-12-12 06:00 | 6:00 | 10975
2017-12-12 07:00 | 7:00 | 12036
2017-12-12 08:00 | 8:00 | 12369
2017-12-12 09:00 | 9:00 | 12374
2017-12-12 10:00 | 10:00 | 12366
2017-12-12 11:00 | 11:00 | 12456
2017-12-12 12:00 | 12:00 | 12247
2017-12-12 13:00 | 13:00 | 12266
2017-12-12 14:00 | 14:00 | 12188
2017-12-12 15:00 | 15:00 | 12232
2017-12-12 16:00 | 16:00 | 12425
2017-12-12 17:00 | 17:00 | 13069
2017-12-12 18:00 | 18:00 | 12972
2017-12-12 19:00 | 19:00 | 12443
2017-12-12 20:00 | 20:00 | 11818
2017-12-12 21:00 | 21:00 | 11204
2017-12-12 22:00 | 22:00 | 11292
2017-12-12 23:00 | 23:00 | 11138
2017-12-13 | 0:00 | 10408
2017-12-13 01:00 | 1:00 | 9818
2017-12-13 02:00 | 2:00 | 9457
2017-12-13 03:00 | 3:00 | 9295
2017-12-13 04:00 | 4:00 | 9376
2017-12-13 05:00 | 5:00 | 9826
2017-12-13 06:00 | 6:00 | 10975
2017-12-13 07:00 | 7:00 | 12036
2017-12-13 08:00 | 8:00 | 12369
2017-12-13 09:00 | 9:00 | 12374
2017-12-13 10:00 | 10:00 | 12366
2017-12-13 11:00 | 11:00 | 12456
2017-12-13 12:00 | 12:00 | 12247
2017-12-13 13:00 | 13:00 | 12266
2017-12-13 14:00 | 14:00 | 12188
2017-12-13 15:00 | 15:00 | 12232
2017-12-13 16:00 | 16:00 | 12425
2017-12-13 17:00 | 17:00 | 13069
2017-12-13 18:00 | 18:00 | 12972
2017-12-13 19:00 | 19:00 | 12443
2017-12-13 20:00 | 20:00 | 11818
2017-12-13 21:00 | 21:00 | 11204
2017-12-13 22:00 | 22:00 | 11292
2017-12-13 23:00 | 23:00 | 11138
2017-12-14 | 0:00 | 10408
2017-12-14 01:00 | 1:00 | 9818
2017-12-14 02:00 | 2:00 | 9457
2017-12-14 03:00 | 3:00 | 9295
2017-12-14 04:00 | 4:00 | 9376
2017-12-14 05:00 | 5:00 | 9826
2017-12-14 06:00 | 6:00 | 10975
2017-12-14 07:00 | 7:00 | 12036
2017-12-14 08:00 | 8:00 | 12369
2017-12-14 09:00 | 9:00 | 12374
2017-12-14 10:00 | 10:00 | 12366
2017-12-14 11:00 | 11:00 | 12456
2017-12-14 12:00 | 12:00 | 12247
2017-12-14 13:00 | 13:00 | 12266
2017-12-14 14:00 | 14:00 | 12188
2017-12-14 15:00 | 15:00 | 12232
2017-12-14 16:00 | 16:00 | 12425
2017-12-14 17:00 | 17:00 | 13069
2017-12-14 18:00 | 18:00 | 12972
2017-12-14 19:00 | 19:00 | 12443
2017-12-14 20:00 | 20:00 | 11818
2017-12-14 21:00 | 21:00 | 11204
2017-12-14 22:00 | 22:00 | 11292
2017-12-14 23:00 | 23:00 | 11138
2017-12-15 | 0:00 | 10408
2017-12-15 01:00 | 1:00 | 9839
2017-12-15 02:00 | 2:00 | 9468
2017-12-15 03:00 | 3:00 | 9309
2017-12-15 04:00 | 4:00 | 9384
2017-12-15 05:00 | 5:00 | 9815
2017-12-15 06:00 | 6:00 | 10952
2017-12-15 07:00 | 7:00 | 12004
2017-12-15 08:00 | 8:00 | 12335
2017-12-15 09:00 | 9:00 | 12363
2017-12-15 10:00 | 10:00 | 12364
2017-12-15 11:00 | 11:00 | 12442
2017-12-15 12:00 | 12:00 | 12229
2017-12-15 13:00 | 13:00 | 12230
2017-12-15 14:00 | 14:00 | 12135
2017-12-15 15:00 | 15:00 | 12153
2017-12-15 16:00 | 16:00 | 12157
2017-12-15 17:00 | 17:00 | 12670
2017-12-15 18:00 | 18:00 | 12473
2017-12-15 19:00 | 19:00 | 11912
2017-12-15 20:00 | 20:00 | 11356
2017-12-15 21:00 | 21:00 | 10856
2017-12-15 22:00 | 22:00 | 11052
2017-12-15 23:00 | 23:00 | 10990
2017-12-16 | 0:00 | 10295
2017-12-16 01:00 | 1:00 | 9577
2017-12-16 02:00 | 2:00 | 9067
2017-12-16 03:00 | 3:00 | 8830
2017-12-16 04:00 | 4:00 | 8730
2017-12-16 05:00 | 5:00 | 8763
2017-12-16 06:00 | 6:00 | 9147
2017-12-16 07:00 | 7:00 | 9485
2017-12-16 08:00 | 8:00 | 10204
2017-12-16 09:00 | 9:00 | 10600
2017-12-16 10:00 | 10:00 | 10822
2017-12-16 11:00 | 11:00 | 11001
2017-12-16 12:00 | 12:00 | 10939
2017-12-16 13:00 | 13:00 | 10759
2017-12-16 14:00 | 14:00 | 10499
2017-12-16 15:00 | 15:00 | 10426
2017-12-16 16:00 | 16:00 | 10599
2017-12-16 17:00 | 17:00 | 11353
2017-12-16 18:00 | 18:00 | 11379
2017-12-16 19:00 | 19:00 | 11054
2017-12-16 20:00 | 20:00 | 10537
2017-12-16 21:00 | 21:00 | 10071
2017-12-16 22:00 | 22:00 | 10150
2017-12-16 23:00 | 23:00 | 10198
2017-12-17 | 0:00 | 9569
2017-12-17 01:00 | 1:00 | 8989
2017-12-17 02:00 | 2:00 | 8547
2017-12-17 03:00 | 3:00 | 8342
2017-12-17 04:00 | 4:00 | 8255
2017-12-17 05:00 | 5:00 | 8350
2017-12-17 06:00 | 6:00 | 8561
2017-12-17 07:00 | 7:00 | 8741
2017-12-17 08:00 | 8:00 | 9234
2017-12-17 09:00 | 9:00 | 9709
2017-12-17 10:00 | 10:00 | 10133
2017-12-17 11:00 | 11:00 | 10488
2017-12-17 12:00 | 12:00 | 10639
2017-12-17 13:00 | 13:00 | 10403
2017-12-17 14:00 | 14:00 | 10115
2017-12-17 15:00 | 15:00 | 10045
2017-12-17 16:00 | 16:00 | 10276
2017-12-17 17:00 | 17:00 | 10882
2017-12-17 18:00 | 18:00 | 11004
2017-12-17 19:00 | 19:00 | 10868
2017-12-17 20:00 | 20:00 | 10526
2017-12-17 21:00 | 21:00 | 10089
2017-12-17 22:00 | 22:00 | 10189
2017-12-17 23:00 | 23:00 | 10115
2017-12-18 | 0:00 | 9454
2017-12-18 01:00 | 1:00 | 8958
2017-12-18 02:00 | 2:00 | 8628
2017-12-18 03:00 | 3:00 | 8478
2017-12-18 04:00 | 4:00 | 8599
2017-12-18 05:00 | 5:00 | 9206
2017-12-18 06:00 | 6:00 | 10435
2017-12-18 07:00 | 7:00 | 11498
2017-12-18 08:00 | 8:00 | 12339
2017-12-18 09:00 | 9:00 | 12380
2017-12-18 10:00 | 10:00 | 12390
2017-12-18 11:00 | 11:00 | 12500
2017-12-18 12:00 | 12:00 | 12293
2017-12-18 13:00 | 13:00 | 12287
2017-12-18 14:00 | 14:00 | 12191
2017-12-18 15:00 | 15:00 | 12218
2017-12-18 16:00 | 16:00 | 12430
2017-12-18 17:00 | 17:00 | 13071
2017-12-18 18:00 | 18:00 | 12983
2017-12-18 19:00 | 19:00 | 12458
2017-12-18 20:00 | 20:00 | 11803
2017-12-18 21:00 | 21:00 | 11210
2017-12-18 22:00 | 22:00 | 11271
2017-12-18 23:00 | 23:00 | 11113
2017-12-19 | 0:00 | 10325
2017-12-19 01:00 | 1:00 | 9789
2017-12-19 02:00 | 2:00 | 9402
2017-12-19 03:00 | 3:00 | 9248
2017-12-19 04:00 | 4:00 | 9301
2017-12-19 05:00 | 5:00 | 9783
2017-12-19 06:00 | 6:00 | 10963
2017-12-19 07:00 | 7:00 | 12044
2017-12-19 08:00 | 8:00 | 12483
2017-12-19 09:00 | 9:00 | 12493
2017-12-19 10:00 | 10:00 | 12496
2017-12-19 11:00 | 11:00 | 12600
2017-12-19 12:00 | 12:00 | 12386
2017-12-19 13:00 | 13:00 | 12387
2017-12-19 14:00 | 14:00 | 12286
2017-12-19 15:00 | 15:00 | 12312
2017-12-19 16:00 | 16:00 | 12520
2017-12-19 17:00 | 17:00 | 13149
2017-12-19 18:00 | 18:00 | 13031
2017-12-19 19:00 | 19:00 | 12509
2017-12-19 20:00 | 20:00 | 11863
2017-12-19 21:00 | 21:00 | 11258
2017-12-19 22:00 | 22:00 | 11330
2017-12-19 23:00 | 23:00 | 11175
2017-12-20 | 0:00 | 10390
2017-12-20 01:00 | 1:00 | 9789
2017-12-20 02:00 | 2:00 | 9402
2017-12-20 03:00 | 3:00 | 9248
2017-12-20 04:00 | 4:00 | 9301
2017-12-20 05:00 | 5:00 | 9783
2017-12-20 06:00 | 6:00 | 10963
2017-12-20 07:00 | 7:00 | 12044
2017-12-20 08:00 | 8:00 | 12483
2017-12-20 09:00 | 9:00 | 12493
2017-12-20 10:00 | 10:00 | 12496
2017-12-20 11:00 | 11:00 | 12600
2017-12-20 12:00 | 12:00 | 12386
2017-12-20 13:00 | 13:00 | 12387
2017-12-20 14:00 | 14:00 | 12286
2017-12-20 15:00 | 15:00 | 12312
2017-12-20 16:00 | 16:00 | 12520
2017-12-20 17:00 | 17:00 | 13149
2017-12-20 18:00 | 18:00 | 13031
2017-12-20 19:00 | 19:00 | 12509
2017-12-20 20:00 | 20:00 | 11863
2017-12-20 21:00 | 21:00 | 11258
2017-12-20 22:00 | 22:00 | 11330
2017-12-20 23:00 | 23:00 | 11175
2017-12-21 | 0:00 | 10390
2017-12-21 01:00 | 1:00 | 9789
2017-12-21 02:00 | 2:00 | 9402
2017-12-21 03:00 | 3:00 | 9248
2017-12-21 04:00 | 4:00 | 9301
2017-12-21 05:00 | 5:00 | 9783
2017-12-21 06:00 | 6:00 | 10963
2017-12-21 07:00 | 7:00 | 12044
2017-12-21 08:00 | 8:00 | 12483
2017-12-21 09:00 | 9:00 | 12493
2017-12-21 10:00 | 10:00 | 12496
2017-12-21 11:00 | 11:00 | 12600
2017-12-21 12:00 | 12:00 | 12386
2017-12-21 13:00 | 13:00 | 12387
2017-12-21 14:00 | 14:00 | 12286
2017-12-21 15:00 | 15:00 | 12312
2017-12-21 16:00 | 16:00 | 12520
2017-12-21 17:00 | 17:00 | 13149
2017-12-21 18:00 | 18:00 | 13031
2017-12-21 19:00 | 19:00 | 12509
2017-12-21 20:00 | 20:00 | 11863
2017-12-21 21:00 | 21:00 | 11258
2017-12-21 22:00 | 22:00 | 11330
2017-12-21 23:00 | 23:00 | 11175
2017-12-22 | 0:00 | 10390
2017-12-22 01:00 | 1:00 | 9783
2017-12-22 02:00 | 2:00 | 9390
2017-12-22 03:00 | 3:00 | 9231
2017-12-22 04:00 | 4:00 | 9287
2017-12-22 05:00 | 5:00 | 9757
2017-12-22 06:00 | 6:00 | 10924
2017-12-22 07:00 | 7:00 | 12000
2017-12-22 08:00 | 8:00 | 12438
2017-12-22 09:00 | 9:00 | 12467
2017-12-22 10:00 | 10:00 | 12480
2017-12-22 11:00 | 11:00 | 12573
2017-12-22 12:00 | 12:00 | 12363
2017-12-22 13:00 | 13:00 | 12344
2017-12-22 14:00 | 14:00 | 12213
2017-12-22 15:00 | 15:00 | 12201
2017-12-22 16:00 | 16:00 | 12061
2017-12-22 17:00 | 17:00 | 12601
2017-12-22 18:00 | 18:00 | 12436
2017-12-22 19:00 | 19:00 | 11871
2017-12-22 20:00 | 20:00 | 11276
2017-12-22 21:00 | 21:00 | 10753
2017-12-22 22:00 | 22:00 | 10955
2017-12-22 23:00 | 23:00 | 10951
2017-12-23 | 0:00 | 10246
2017-12-23 01:00 | 1:00 | 8752
2017-12-23 02:00 | 2:00 | 8498
2017-12-23 03:00 | 3:00 | 8242
2017-12-23 04:00 | 4:00 | 8179
2017-12-23 05:00 | 5:00 | 8232
2017-12-23 06:00 | 6:00 | 8520
2017-12-23 07:00 | 7:00 | 8782
2017-12-23 08:00 | 8:00 | 9351
2017-12-23 09:00 | 9:00 | 9757
2017-12-23 10:00 | 10:00 | 10090
2017-12-23 11:00 | 11:00 | 10313
2017-12-23 12:00 | 12:00 | 10293
2017-12-23 13:00 | 13:00 | 10156
2017-12-23 14:00 | 14:00 | 9959
2017-12-23 15:00 | 15:00 | 9908
2017-12-23 16:00 | 16:00 | 10040
2017-12-23 17:00 | 17:00 | 10761
2017-12-23 18:00 | 18:00 | 10823
2017-12-23 19:00 | 19:00 | 10550
2017-12-23 20:00 | 20:00 | 10105
2017-12-23 21:00 | 21:00 | 9657
2017-12-23 22:00 | 22:00 | 9798
2017-12-23 23:00 | 23:00 | 9803
2017-12-24 | 0:00 | 9264
2017-12-24 01:00 | 1:00 | 8584
2017-12-24 02:00 | 2:00 | 8183
2017-12-24 03:00 | 3:00 | 7938
2017-12-24 04:00 | 4:00 | 7843
2017-12-24 05:00 | 5:00 | 7906
2017-12-24 06:00 | 6:00 | 8099
2017-12-24 07:00 | 7:00 | 8228
2017-12-24 08:00 | 8:00 | 8657
2017-12-24 09:00 | 9:00 | 9085
2017-12-24 10:00 | 10:00 | 9520
2017-12-24 11:00 | 11:00 | 9874
2017-12-24 12:00 | 12:00 | 10021
2017-12-24 13:00 | 13:00 | 9795
2017-12-24 14:00 | 14:00 | 9591
2017-12-24 15:00 | 15:00 | 9513
2017-12-24 16:00 | 16:00 | 9700
2017-12-24 17:00 | 17:00 | 10313
2017-12-24 18:00 | 18:00 | 10439
2017-12-24 19:00 | 19:00 | 10297
2017-12-24 20:00 | 20:00 | 9925
2017-12-24 21:00 | 21:00 | 9569
2017-12-24 22:00 | 22:00 | 9697
2017-12-24 23:00 | 23:00 | 9648
2017-12-25 | 0:00 | 9038
2017-12-25 01:00 | 1:00 | 8694
2017-12-25 02:00 | 2:00 | 8223
2017-12-25 03:00 | 3:00 | 7892
2017-12-25 04:00 | 4:00 | 7742
2017-12-25 05:00 | 5:00 | 7770
2017-12-25 06:00 | 6:00 | 7883
2017-12-25 07:00 | 7:00 | 7929
2017-12-25 08:00 | 8:00 | 8184
2017-12-25 09:00 | 9:00 | 8517
2017-12-25 10:00 | 10:00 | 8917
2017-12-25 11:00 | 11:00 | 9225
2017-12-25 12:00 | 12:00 | 9375
2017-12-25 13:00 | 13:00 | 9241
2017-12-25 14:00 | 14:00 | 9066
2017-12-25 15:00 | 15:00 | 8987
2017-12-25 16:00 | 16:00 | 9108
2017-12-25 17:00 | 17:00 | 9575
2017-12-25 18:00 | 18:00 | 9711
2017-12-25 19:00 | 19:00 | 9597
2017-12-25 20:00 | 20:00 | 9326
2017-12-25 21:00 | 21:00 | 9136
2017-12-25 22:00 | 22:00 | 9452
2017-12-25 23:00 | 23:00 | 9495
2017-12-26 | 0:00 | 8947
2017-12-26 01:00 | 1:00 | 8081
2017-12-26 02:00 | 2:00 | 7640
2017-12-26 03:00 | 3:00 | 7407
2017-12-26 04:00 | 4:00 | 7329
2017-12-26 05:00 | 5:00 | 7380
2017-12-26 06:00 | 6:00 | 7459
2017-12-26 07:00 | 7:00 | 9673
2017-12-26 08:00 | 8:00 | 10292
2017-12-26 09:00 | 9:00 | 10551
2017-12-26 10:00 | 10:00 | 10710
2017-12-26 11:00 | 11:00 | 10867
2017-12-26 12:00 | 12:00 | 10854
2017-12-26 13:00 | 13:00 | 10757
2017-12-26 14:00 | 14:00 | 10587
2017-12-26 15:00 | 15:00 | 10594
2017-12-26 16:00 | 16:00 | 10765
2017-12-26 17:00 | 17:00 | 11430
2017-12-26 18:00 | 18:00 | 11396
2017-12-26 19:00 | 19:00 | 10972
2017-12-26 20:00 | 20:00 | 10360
2017-12-26 21:00 | 21:00 | 9891
2017-12-26 22:00 | 22:00 | 10116
2017-12-26 23:00 | 23:00 | 10064
2017-12-27 | 0:00 | 9312
2017-12-27 01:00 | 1:00 | 8664
2017-12-27 02:00 | 2:00 | 8235
2017-12-27 03:00 | 3:00 | 8066
2017-12-27 04:00 | 4:00 | 8098
2017-12-27 05:00 | 5:00 | 8444
2017-12-27 06:00 | 6:00 | 9180
2017-12-27 07:00 | 7:00 | 9710
2017-12-27 08:00 | 8:00 | 10326
2017-12-27 09:00 | 9:00 | 10582
2017-12-27 10:00 | 10:00 | 10738
2017-12-27 11:00 | 11:00 | 10894
2017-12-27 12:00 | 12:00 | 10878
2017-12-27 13:00 | 13:00 | 10783
2017-12-27 14:00 | 14:00 | 10614
2017-12-27 15:00 | 15:00 | 10622
2017-12-27 16:00 | 16:00 | 10793
2017-12-27 17:00 | 17:00 | 11457
2017-12-27 18:00 | 18:00 | 11423
2017-12-27 19:00 | 19:00 | 10997
2017-12-27 20:00 | 20:00 | 10384
2017-12-27 21:00 | 21:00 | 9913
2017-12-27 22:00 | 22:00 | 10136
2017-12-27 23:00 | 23:00 | 10082
2017-12-28 | 0:00 | 9329
2017-12-28 01:00 | 1:00 | 8664
2017-12-28 02:00 | 2:00 | 8235
2017-12-28 03:00 | 3:00 | 8066
2017-12-28 04:00 | 4:00 | 8098
2017-12-28 05:00 | 5:00 | 8444
2017-12-28 06:00 | 6:00 | 9180
2017-12-28 07:00 | 7:00 | 9710
2017-12-28 08:00 | 8:00 | 10326
2017-12-28 09:00 | 9:00 | 10582
2017-12-28 10:00 | 10:00 | 10738
2017-12-28 11:00 | 11:00 | 10894
2017-12-28 12:00 | 12:00 | 10878
2017-12-28 13:00 | 13:00 | 10783
2017-12-28 14:00 | 14:00 | 10614
2017-12-28 15:00 | 15:00 | 10622
2017-12-28 16:00 | 16:00 | 10793
2017-12-28 17:00 | 17:00 | 11457
2017-12-28 18:00 | 18:00 | 11423
2017-12-28 19:00 | 19:00 | 10997
2017-12-28 20:00 | 20:00 | 10384
2017-12-28 21:00 | 21:00 | 9913
2017-12-28 22:00 | 22:00 | 10136
2017-12-28 23:00 | 23:00 | 10082
2017-12-29 | 0:00 | 9329
2017-12-29 01:00 | 1:00 | 8510
2017-12-29 02:00 | 2:00 | 8126
2017-12-29 03:00 | 3:00 | 7970
2017-12-29 04:00 | 4:00 | 8056
2017-12-29 05:00 | 5:00 | 8390
2017-12-29 06:00 | 6:00 | 9068
2017-12-29 07:00 | 7:00 | 9698
2017-12-29 08:00 | 8:00 | 10305
2017-12-29 09:00 | 9:00 | 10449
2017-12-29 10:00 | 10:00 | 10550
2017-12-29 11:00 | 11:00 | 10646
2017-12-29 12:00 | 12:00 | 10588
2017-12-29 13:00 | 13:00 | 10511
2017-12-29 14:00 | 14:00 | 10327
2017-12-29 15:00 | 15:00 | 10259
2017-12-29 16:00 | 16:00 | 10310
2017-12-29 17:00 | 17:00 | 10935
2017-12-29 18:00 | 18:00 | 10858
2017-12-29 19:00 | 19:00 | 10377
2017-12-29 20:00 | 20:00 | 9857
2017-12-29 21:00 | 21:00 | 9517
2017-12-29 22:00 | 22:00 | 9739
2017-12-29 23:00 | 23:00 | 9662
2017-12-30 | 0:00 | 8960
2017-12-30 01:00 | 1:00 | 8768
2017-12-30 02:00 | 2:00 | 8513
2017-12-30 03:00 | 3:00 | 8257
2017-12-30 04:00 | 4:00 | 8194
2017-12-30 05:00 | 5:00 | 8247
2017-12-30 06:00 | 6:00 | 8535
2017-12-30 07:00 | 7:00 | 8798
2017-12-30 08:00 | 8:00 | 9368
2017-12-30 09:00 | 9:00 | 9774
2017-12-30 10:00 | 10:00 | 10108
2017-12-30 11:00 | 11:00 | 10332
2017-12-30 12:00 | 12:00 | 10312
2017-12-30 13:00 | 13:00 | 10174
2017-12-30 14:00 | 14:00 | 9977
2017-12-30 15:00 | 15:00 | 9925
2017-12-30 16:00 | 16:00 | 10058
2017-12-30 17:00 | 17:00 | 10780
2017-12-30 18:00 | 18:00 | 10842
2017-12-30 19:00 | 19:00 | 10568
2017-12-30 20:00 | 20:00 | 10123
2017-12-30 21:00 | 21:00 | 9675
2017-12-30 22:00 | 22:00 | 9816
2017-12-30 23:00 | 23:00 | 9821
2017-12-31 | 0:00 | 9280
2017-12-31 01:00 | 1:00 | 8617
2017-12-31 02:00 | 2:00 | 8215
2017-12-31 03:00 | 3:00 | 7969
2017-12-31 04:00 | 4:00 | 7874
2017-12-31 05:00 | 5:00 | 7937
2017-12-31 06:00 | 6:00 | 8131
2017-12-31 07:00 | 7:00 | 8260
2017-12-31 08:00 | 8:00 | 8691
2017-12-31 09:00 | 9:00 | 9121
2017-12-31 10:00 | 10:00 | 9557
2017-12-31 11:00 | 11:00 | 9913
2017-12-31 12:00 | 12:00 | 10060
2017-12-31 13:00 | 13:00 | 9833
2017-12-31 14:00 | 14:00 | 9629
2017-12-31 15:00 | 15:00 | 9551
2017-12-31 16:00 | 16:00 | 9737
2017-12-31 17:00 | 17:00 | 10353
2017-12-31 18:00 | 18:00 | 10480
2017-12-31 19:00 | 19:00 | 10337
2017-12-31 20:00 | 20:00 | 9964
2017-12-31 21:00 | 21:00 | 9606
2017-12-31 22:00 | 22:00 | 9735
2017-12-31 23:00 | 23:00 | 9686
2018-01-01 | 0:00 | 8939
2018-01-01 01:00 | 1:00 | 8572
2018-01-01 02:00 | 2:00 | 8132
2018-01-01 03:00 | 3:00 | 7802
2018-01-01 04:00 | 4:00 | 7606
2018-01-01 05:00 | 5:00 | 7593
2018-01-01 06:00 | 6:00 | 7662
2018-01-01 07:00 | 7:00 | 7579
2018-01-01 08:00 | 8:00 | 7661
2018-01-01 09:00 | 9:00 | 7858
2018-01-01 10:00 | 10:00 | 8202
2018-01-01 11:00 | 11:00 | 8562
2018-01-01 12:00 | 12:00 | 8797
2018-01-01 13:00 | 13:00 | 8800
2018-01-01 14:00 | 14:00 | 8686
2018-01-01 15:00 | 15:00 | 8660
2018-01-01 16:00 | 16:00 | 8843
2018-01-01 17:00 | 17:00 | 9281
2018-01-01 18:00 | 18:00 | 9313
2018-01-01 19:00 | 19:00 | 9205
2018-01-01 20:00 | 20:00 | 8964
2018-01-01 21:00 | 21:00 | 8839
2018-01-01 22:00 | 22:00 | 9210
2018-01-01 23:00 | 23:00 | 9285
2018-01-02 | 0:00 | 8761
2018-01-02 01:00 | 1:00 | 8845
2018-01-02 02:00 | 2:00 | 8379
2018-01-02 03:00 | 3:00 | 8125
2018-01-02 04:00 | 4:00 | 8101
2018-01-02 05:00 | 5:00 | 8176
2018-01-02 06:00 | 6:00 | 8313
2018-01-02 07:00 | 7:00 | 10913
2018-01-02 08:00 | 8:00 | 11615
2018-01-02 09:00 | 9:00 | 11881
2018-01-02 10:00 | 10:00 | 12055
2018-01-02 11:00 | 11:00 | 12211
2018-01-02 12:00 | 12:00 | 12074
2018-01-02 13:00 | 13:00 | 12058
2018-01-02 14:00 | 14:00 | 11945
2018-01-02 15:00 | 15:00 | 11888
2018-01-02 16:00 | 16:00 | 11932
2018-01-02 17:00 | 17:00 | 12623
2018-01-02 18:00 | 18:00 | 12679
2018-01-02 19:00 | 19:00 | 12194
2018-01-02 20:00 | 20:00 | 11548
2018-01-02 21:00 | 21:00 | 11022
2018-01-02 22:00 | 22:00 | 11245
2018-01-02 23:00 | 23:00 | 11197
2018-01-03 | 0:00 | 10569
2018-01-03 01:00 | 1:00 | 9683
2018-01-03 02:00 | 2:00 | 9224
2018-01-03 03:00 | 3:00 | 8998
2018-01-03 04:00 | 4:00 | 9065
2018-01-03 05:00 | 5:00 | 9417
2018-01-03 06:00 | 6:00 | 10220
2018-01-03 07:00 | 7:00 | 10913
2018-01-03 08:00 | 8:00 | 11615
2018-01-03 09:00 | 9:00 | 11881
2018-01-03 10:00 | 10:00 | 12055
2018-01-03 11:00 | 11:00 | 12211
2018-01-03 12:00 | 12:00 | 12074
2018-01-03 13:00 | 13:00 | 12058
2018-01-03 14:00 | 14:00 | 11945
2018-01-03 15:00 | 15:00 | 11888
2018-01-03 16:00 | 16:00 | 11932
2018-01-03 17:00 | 17:00 | 12623
2018-01-03 18:00 | 18:00 | 12679
2018-01-03 19:00 | 19:00 | 12194
2018-01-03 20:00 | 20:00 | 11548
2018-01-03 21:00 | 21:00 | 11022
2018-01-03 22:00 | 22:00 | 11245
2018-01-03 23:00 | 23:00 | 11197
2018-01-04 | 0:00 | 10569
2018-01-04 01:00 | 1:00 | 9683
2018-01-04 02:00 | 2:00 | 9224
2018-01-04 03:00 | 3:00 | 8998
2018-01-04 04:00 | 4:00 | 9065
2018-01-04 05:00 | 5:00 | 9417
2018-01-04 06:00 | 6:00 | 10220
2018-01-04 07:00 | 7:00 | 10913
2018-01-04 08:00 | 8:00 | 11615
2018-01-04 09:00 | 9:00 | 11881
2018-01-04 10:00 | 10:00 | 12055
2018-01-04 11:00 | 11:00 | 12211
2018-01-04 12:00 | 12:00 | 12074
2018-01-04 13:00 | 13:00 | 12058
2018-01-04 14:00 | 14:00 | 11945
2018-01-04 15:00 | 15:00 | 11888
2018-01-04 16:00 | 16:00 | 11932
2018-01-04 17:00 | 17:00 | 12623
2018-01-04 18:00 | 18:00 | 12679
2018-01-04 19:00 | 19:00 | 12194
2018-01-04 20:00 | 20:00 | 11548
2018-01-04 21:00 | 21:00 | 11022
2018-01-04 22:00 | 22:00 | 11245
2018-01-04 23:00 | 23:00 | 11197
2018-01-05 | 0:00 | 10569
2018-01-05 01:00 | 1:00 | 9799
2018-01-05 02:00 | 2:00 | 9360
2018-01-05 03:00 | 3:00 | 9120
2018-01-05 04:00 | 4:00 | 9094
2018-01-05 05:00 | 5:00 | 9382
2018-01-05 06:00 | 6:00 | 10189
2018-01-05 07:00 | 7:00 | 10854
2018-01-05 08:00 | 8:00 | 11474
2018-01-05 09:00 | 9:00 | 11820
2018-01-05 10:00 | 10:00 | 11895
2018-01-05 11:00 | 11:00 | 12010
2018-01-05 12:00 | 12:00 | 11930
2018-01-05 13:00 | 13:00 | 11774
2018-01-05 14:00 | 14:00 | 11567
2018-01-05 15:00 | 15:00 | 11400
2018-01-05 16:00 | 16:00 | 11678
2018-01-05 17:00 | 17:00 | 12255
2018-01-05 18:00 | 18:00 | 12180
2018-01-05 19:00 | 19:00 | 11683
2018-01-05 20:00 | 20:00 | 11071
2018-01-05 21:00 | 21:00 | 10646
2018-01-05 22:00 | 22:00 | 10784
2018-01-05 23:00 | 23:00 | 10799
2018-01-06 | 0:00 | 10204
2018-01-06 01:00 | 1:00 | 9006
2018-01-06 02:00 | 2:00 | 8599
2018-01-06 03:00 | 3:00 | 8325
2018-01-06 04:00 | 4:00 | 8246
2018-01-06 05:00 | 5:00 | 8276
2018-01-06 06:00 | 6:00 | 8562
2018-01-06 07:00 | 7:00 | 8750
2018-01-06 08:00 | 8:00 | 9355
2018-01-06 09:00 | 9:00 | 9854
2018-01-06 10:00 | 10:00 | 10259
2018-01-06 11:00 | 11:00 | 10577
2018-01-06 12:00 | 12:00 | 10634
2018-01-06 13:00 | 13:00 | 10481
2018-01-06 14:00 | 14:00 | 10304
2018-01-06 15:00 | 15:00 | 10315
2018-01-06 16:00 | 16:00 | 10450
2018-01-06 17:00 | 17:00 | 11046
2018-01-06 18:00 | 18:00 | 11156
2018-01-06 19:00 | 19:00 | 10742
2018-01-06 20:00 | 20:00 | 10258
2018-01-06 21:00 | 21:00 | 9807
2018-01-06 22:00 | 22:00 | 9959
2018-01-06 23:00 | 23:00 | 10010
2018-01-07 | 0:00 | 9478
2018-01-07 01:00 | 1:00 | 8756
2018-01-07 02:00 | 2:00 | 8296
2018-01-07 03:00 | 3:00 | 8050
2018-01-07 04:00 | 4:00 | 7942
2018-01-07 05:00 | 5:00 | 7962
2018-01-07 06:00 | 6:00 | 8156
2018-01-07 07:00 | 7:00 | 8271
2018-01-07 08:00 | 8:00 | 8645
2018-01-07 09:00 | 9:00 | 9136
2018-01-07 10:00 | 10:00 | 9599
2018-01-07 11:00 | 11:00 | 10046
2018-01-07 12:00 | 12:00 | 10262
2018-01-07 13:00 | 13:00 | 10084
2018-01-07 14:00 | 14:00 | 9810
2018-01-07 15:00 | 15:00 | 9744
2018-01-07 16:00 | 16:00 | 9855
2018-01-07 17:00 | 17:00 | 10660
2018-01-07 18:00 | 18:00 | 10912
2018-01-07 19:00 | 19:00 | 10820
2018-01-07 20:00 | 20:00 | 10442
2018-01-07 21:00 | 21:00 | 10023
2018-01-07 22:00 | 22:00 | 10159
2018-01-07 23:00 | 23:00 | 10114
2018-01-08 | 0:00 | 9457
2018-01-08 01:00 | 1:00 | 9519
2018-01-08 02:00 | 2:00 | 9206
2018-01-08 03:00 | 3:00 | 8984
2018-01-08 04:00 | 4:00 | 9067
2018-01-08 05:00 | 5:00 | 9616
2018-01-08 06:00 | 6:00 | 10918
2018-01-08 07:00 | 7:00 | 11975
2018-01-08 08:00 | 8:00 | 12630
2018-01-08 09:00 | 9:00 | 12714
2018-01-08 10:00 | 10:00 | 12671
2018-01-08 11:00 | 11:00 | 12751
2018-01-08 12:00 | 12:00 | 12459
2018-01-08 13:00 | 13:00 | 12428
2018-01-08 14:00 | 14:00 | 12246
2018-01-08 15:00 | 15:00 | 12147
2018-01-08 16:00 | 16:00 | 12238
2018-01-08 17:00 | 17:00 | 13020
2018-01-08 18:00 | 18:00 | 13299
2018-01-08 19:00 | 19:00 | 12743
2018-01-08 20:00 | 20:00 | 12037
2018-01-08 21:00 | 21:00 | 11410
2018-01-08 22:00 | 22:00 | 11556
2018-01-08 23:00 | 23:00 | 11479
2018-01-09 | 0:00 | 10743
2018-01-09 01:00 | 1:00 | 10057
2018-01-09 02:00 | 2:00 | 9715
2018-01-09 03:00 | 3:00 | 9506
2018-01-09 04:00 | 4:00 | 9540
2018-01-09 05:00 | 5:00 | 9989
2018-01-09 06:00 | 6:00 | 11147
2018-01-09 07:00 | 7:00 | 12181
2018-01-09 08:00 | 8:00 | 12612
2018-01-09 09:00 | 9:00 | 12672
2018-01-09 10:00 | 10:00 | 12681
2018-01-09 11:00 | 11:00 | 12801
2018-01-09 12:00 | 12:00 | 12534
2018-01-09 13:00 | 13:00 | 12514
2018-01-09 14:00 | 14:00 | 12351
2018-01-09 15:00 | 15:00 | 12293
2018-01-09 16:00 | 16:00 | 12259
2018-01-09 17:00 | 17:00 | 12921
2018-01-09 18:00 | 18:00 | 13132
2018-01-09 19:00 | 19:00 | 12621
2018-01-09 20:00 | 20:00 | 11991
2018-01-09 21:00 | 21:00 | 11383
2018-01-09 22:00 | 22:00 | 11510
2018-01-09 23:00 | 23:00 | 11419
2018-01-10 | 0:00 | 10802
2018-01-10 01:00 | 1:00 | 10244
2018-01-10 02:00 | 2:00 | 9848
2018-01-10 03:00 | 3:00 | 9646
2018-01-10 04:00 | 4:00 | 9668
2018-01-10 05:00 | 5:00 | 10106
2018-01-10 06:00 | 6:00 | 11252
2018-01-10 07:00 | 7:00 | 12269
2018-01-10 08:00 | 8:00 | 12651
2018-01-10 09:00 | 9:00 | 12711
2018-01-10 10:00 | 10:00 | 12734
2018-01-10 11:00 | 11:00 | 12850
2018-01-10 12:00 | 12:00 | 12571
2018-01-10 13:00 | 13:00 | 12544
2018-01-10 14:00 | 14:00 | 12395
2018-01-10 15:00 | 15:00 | 12315
2018-01-10 16:00 | 16:00 | 12309
2018-01-10 17:00 | 17:00 | 12953
2018-01-10 18:00 | 18:00 | 13196
2018-01-10 19:00 | 19:00 | 12668
2018-01-10 20:00 | 20:00 | 12020
2018-01-10 21:00 | 21:00 | 11414
2018-01-10 22:00 | 22:00 | 11550
2018-01-10 23:00 | 23:00 | 11490
2018-01-11 | 0:00 | 10866
2018-01-11 01:00 | 1:00 | 10244
2018-01-11 02:00 | 2:00 | 9848
2018-01-11 03:00 | 3:00 | 9646
2018-01-11 04:00 | 4:00 | 9668
2018-01-11 05:00 | 5:00 | 10106
2018-01-11 06:00 | 6:00 | 11252
2018-01-11 07:00 | 7:00 | 12269
2018-01-11 08:00 | 8:00 | 12651
2018-01-11 09:00 | 9:00 | 12711
2018-01-11 10:00 | 10:00 | 12734
2018-01-11 11:00 | 11:00 | 12850
2018-01-11 12:00 | 12:00 | 12571
2018-01-11 13:00 | 13:00 | 12544
2018-01-11 14:00 | 14:00 | 12395
2018-01-11 15:00 | 15:00 | 12315
2018-01-11 16:00 | 16:00 | 12309
2018-01-11 17:00 | 17:00 | 12953
2018-01-11 18:00 | 18:00 | 13196
2018-01-11 19:00 | 19:00 | 12668
2018-01-11 20:00 | 20:00 | 12020
2018-01-11 21:00 | 21:00 | 11414
2018-01-11 22:00 | 22:00 | 11550
2018-01-11 23:00 | 23:00 | 11490
2018-01-12 | 0:00 | 10866
2018-01-12 01:00 | 1:00 | 10305
2018-01-12 02:00 | 2:00 | 9920
2018-01-12 03:00 | 3:00 | 9713
2018-01-12 04:00 | 4:00 | 9711
2018-01-12 05:00 | 5:00 | 10141
2018-01-12 06:00 | 6:00 | 11278
2018-01-12 07:00 | 7:00 | 12283
2018-01-12 08:00 | 8:00 | 12669
2018-01-12 09:00 | 9:00 | 12741
2018-01-12 10:00 | 10:00 | 12767
2018-01-12 11:00 | 11:00 | 12870
2018-01-12 12:00 | 12:00 | 12581
2018-01-12 13:00 | 13:00 | 12547
2018-01-12 14:00 | 14:00 | 12381
2018-01-12 15:00 | 15:00 | 12291
2018-01-12 16:00 | 16:00 | 12300
2018-01-12 17:00 | 17:00 | 12806
2018-01-12 18:00 | 18:00 | 12818
2018-01-12 19:00 | 19:00 | 12245
2018-01-12 20:00 | 20:00 | 11648
2018-01-12 21:00 | 21:00 | 11126
2018-01-12 22:00 | 22:00 | 11362
2018-01-12 23:00 | 23:00 | 11395
2018-01-13 | 0:00 | 10791
2018-01-13 01:00 | 1:00 | 9861
2018-01-13 02:00 | 2:00 | 9400
2018-01-13 03:00 | 3:00 | 9138
2018-01-13 04:00 | 4:00 | 8909
2018-01-13 05:00 | 5:00 | 8965
2018-01-13 06:00 | 6:00 | 9169
2018-01-13 07:00 | 7:00 | 9534
2018-01-13 08:00 | 8:00 | 10259
2018-01-13 09:00 | 9:00 | 10751
2018-01-13 10:00 | 10:00 | 11085
2018-01-13 11:00 | 11:00 | 11209
2018-01-13 12:00 | 12:00 | 11253
2018-01-13 13:00 | 13:00 | 11041
2018-01-13 14:00 | 14:00 | 10810
2018-01-13 15:00 | 15:00 | 10790
2018-01-13 16:00 | 16:00 | 10820
2018-01-13 17:00 | 17:00 | 11436
2018-01-13 18:00 | 18:00 | 11658
2018-01-13 19:00 | 19:00 | 11185
2018-01-13 20:00 | 20:00 | 10587
2018-01-13 21:00 | 21:00 | 9948
2018-01-13 22:00 | 22:00 | 10291
2018-01-13 23:00 | 23:00 | 10363
2018-01-14 | 0:00 | 9792
2018-01-14 01:00 | 1:00 | 9296
2018-01-14 02:00 | 2:00 | 8857
2018-01-14 03:00 | 3:00 | 8665
2018-01-14 04:00 | 4:00 | 8624
2018-01-14 05:00 | 5:00 | 8602
2018-01-14 06:00 | 6:00 | 8782
2018-01-14 07:00 | 7:00 | 8883
2018-01-14 08:00 | 8:00 | 9277
2018-01-14 09:00 | 9:00 | 9763
2018-01-14 10:00 | 10:00 | 10097
2018-01-14 11:00 | 11:00 | 10464
2018-01-14 12:00 | 12:00 | 10640
2018-01-14 13:00 | 13:00 | 10449
2018-01-14 14:00 | 14:00 | 10230
2018-01-14 15:00 | 15:00 | 10168
2018-01-14 16:00 | 16:00 | 10309
2018-01-14 17:00 | 17:00 | 11104
2018-01-14 18:00 | 18:00 | 11390
2018-01-14 19:00 | 19:00 | 11244
2018-01-14 20:00 | 20:00 | 10865
2018-01-14 21:00 | 21:00 | 10355
2018-01-14 22:00 | 22:00 | 10506
2018-01-14 23:00 | 23:00 | 10467
2018-01-15 | 0:00 | 9864
2018-01-15 01:00 | 1:00 | 9617
2018-01-15 02:00 | 2:00 | 9316
2018-01-15 03:00 | 3:00 | 9080
2018-01-15 04:00 | 4:00 | 9171
2018-01-15 05:00 | 5:00 | 9691
2018-01-15 06:00 | 6:00 | 10952
2018-01-15 07:00 | 7:00 | 12020
2018-01-15 08:00 | 8:00 | 12554
2018-01-15 09:00 | 9:00 | 12625
2018-01-15 10:00 | 10:00 | 12629
2018-01-15 11:00 | 11:00 | 12717
2018-01-15 12:00 | 12:00 | 12441
2018-01-15 13:00 | 13:00 | 12425
2018-01-15 14:00 | 14:00 | 12281
2018-01-15 15:00 | 15:00 | 12191
2018-01-15 16:00 | 16:00 | 12185
2018-01-15 17:00 | 17:00 | 12821
2018-01-15 18:00 | 18:00 | 13098
2018-01-15 19:00 | 19:00 | 12586
2018-01-15 20:00 | 20:00 | 11949
2018-01-15 21:00 | 21:00 | 11351
2018-01-15 22:00 | 22:00 | 11491
2018-01-15 23:00 | 23:00 | 11433
2018-01-16 | 0:00 | 10840
2018-01-16 01:00 | 1:00 | 10317
2018-01-16 02:00 | 2:00 | 9921
2018-01-16 03:00 | 3:00 | 9714
2018-01-16 04:00 | 4:00 | 9728
2018-01-16 05:00 | 5:00 | 10144
2018-01-16 06:00 | 6:00 | 11275
2018-01-16 07:00 | 7:00 | 12278
2018-01-16 08:00 | 8:00 | 12609
2018-01-16 09:00 | 9:00 | 12653
2018-01-16 10:00 | 10:00 | 12657
2018-01-16 11:00 | 11:00 | 12744
2018-01-16 12:00 | 12:00 | 12466
2018-01-16 13:00 | 13:00 | 12446
2018-01-16 14:00 | 14:00 | 12303
2018-01-16 15:00 | 15:00 | 12209
2018-01-16 16:00 | 16:00 | 12198
2018-01-16 17:00 | 17:00 | 12835
2018-01-16 18:00 | 18:00 | 13116
2018-01-16 19:00 | 19:00 | 12607
2018-01-16 20:00 | 20:00 | 11967
2018-01-16 21:00 | 21:00 | 11374
2018-01-16 22:00 | 22:00 | 11513
2018-01-16 23:00 | 23:00 | 11457
2018-01-17 | 0:00 | 10868
2018-01-17 01:00 | 1:00 | 10301
2018-01-17 02:00 | 2:00 | 9921
2018-01-17 03:00 | 3:00 | 9714
2018-01-17 04:00 | 4:00 | 9728
2018-01-17 05:00 | 5:00 | 10144
2018-01-17 06:00 | 6:00 | 11275
2018-01-17 07:00 | 7:00 | 12278
2018-01-17 08:00 | 8:00 | 12609
2018-01-17 09:00 | 9:00 | 12653
2018-01-17 10:00 | 10:00 | 12657
2018-01-17 11:00 | 11:00 | 12744
2018-01-17 12:00 | 12:00 | 12466
2018-01-17 13:00 | 13:00 | 12446
2018-01-17 14:00 | 14:00 | 12303
2018-01-17 15:00 | 15:00 | 12209
2018-01-17 16:00 | 16:00 | 12198
2018-01-17 17:00 | 17:00 | 12835
2018-01-17 18:00 | 18:00 | 13116
2018-01-17 19:00 | 19:00 | 12607
2018-01-17 20:00 | 20:00 | 11967
2018-01-17 21:00 | 21:00 | 11374
2018-01-17 22:00 | 22:00 | 11513
2018-01-17 23:00 | 23:00 | 11457
2018-01-18 | 0:00 | 10868
2018-01-18 01:00 | 1:00 | 10301
2018-01-18 02:00 | 2:00 | 9921
2018-01-18 03:00 | 3:00 | 9714
2018-01-18 04:00 | 4:00 | 9728
2018-01-18 05:00 | 5:00 | 10144
2018-01-18 06:00 | 6:00 | 11275
2018-01-18 07:00 | 7:00 | 12278
2018-01-18 08:00 | 8:00 | 12609
2018-01-18 09:00 | 9:00 | 12653
2018-01-18 10:00 | 10:00 | 12657
2018-01-18 11:00 | 11:00 | 12744
2018-01-18 12:00 | 12:00 | 12466
2018-01-18 13:00 | 13:00 | 12446
2018-01-18 14:00 | 14:00 | 12303
2018-01-18 15:00 | 15:00 | 12209
2018-01-18 16:00 | 16:00 | 12198
2018-01-18 17:00 | 17:00 | 12835
2018-01-18 18:00 | 18:00 | 13116
2018-01-18 19:00 | 19:00 | 12607
2018-01-18 20:00 | 20:00 | 11967
2018-01-18 21:00 | 21:00 | 11374
2018-01-18 22:00 | 22:00 | 11513
2018-01-18 23:00 | 23:00 | 11457
2018-01-19 | 0:00 | 10868
2018-01-19 01:00 | 1:00 | 10334
2018-01-19 02:00 | 2:00 | 9959
2018-01-19 03:00 | 3:00 | 9748
2018-01-19 04:00 | 4:00 | 9748
2018-01-19 05:00 | 5:00 | 10155
2018-01-19 06:00 | 6:00 | 11276
2018-01-19 07:00 | 7:00 | 12270
2018-01-19 08:00 | 8:00 | 12603
2018-01-19 09:00 | 9:00 | 12663
2018-01-19 10:00 | 10:00 | 12668
2018-01-19 11:00 | 11:00 | 12748
2018-01-19 12:00 | 12:00 | 12462
2018-01-19 13:00 | 13:00 | 12435
2018-01-19 14:00 | 14:00 | 12280
2018-01-19 15:00 | 15:00 | 12173
2018-01-19 16:00 | 16:00 | 12114
2018-01-19 17:00 | 17:00 | 12619
2018-01-19 18:00 | 18:00 | 12690
2018-01-19 19:00 | 19:00 | 12126
2018-01-19 20:00 | 20:00 | 11556
2018-01-19 21:00 | 21:00 | 11028
2018-01-19 22:00 | 22:00 | 11290
2018-01-19 23:00 | 23:00 | 11334
2018-01-20 | 0:00 | 10720
2018-01-20 01:00 | 1:00 | 10201
2018-01-20 02:00 | 2:00 | 9767
2018-01-20 03:00 | 3:00 | 9458
2018-01-20 04:00 | 4:00 | 9274
2018-01-20 05:00 | 5:00 | 9258
2018-01-20 06:00 | 6:00 | 9498
2018-01-20 07:00 | 7:00 | 9791
2018-01-20 08:00 | 8:00 | 10397
2018-01-20 09:00 | 9:00 | 10911
2018-01-20 10:00 | 10:00 | 11201
2018-01-20 11:00 | 11:00 | 11354
2018-01-20 12:00 | 12:00 | 11333
2018-01-20 13:00 | 13:00 | 11140
2018-01-20 14:00 | 14:00 | 10937
2018-01-20 15:00 | 15:00 | 10835
2018-01-20 16:00 | 16:00 | 10791
2018-01-20 17:00 | 17:00 | 11379
2018-01-20 18:00 | 18:00 | 11763
2018-01-20 19:00 | 19:00 | 11361
2018-01-20 20:00 | 20:00 | 10861
2018-01-20 21:00 | 21:00 | 10379
2018-01-20 22:00 | 22:00 | 10546
2018-01-20 23:00 | 23:00 | 10717
2018-01-21 | 0:00 | 10202
2018-01-21 01:00 | 1:00 | 9681
2018-01-21 02:00 | 2:00 | 9327
2018-01-21 03:00 | 3:00 | 9037
2018-01-21 04:00 | 4:00 | 8881
2018-01-21 05:00 | 5:00 | 8850
2018-01-21 06:00 | 6:00 | 8981
2018-01-21 07:00 | 7:00 | 9099
2018-01-21 08:00 | 8:00 | 9512
2018-01-21 09:00 | 9:00 | 10085
2018-01-21 10:00 | 10:00 | 10516
2018-01-21 11:00 | 11:00 | 10897
2018-01-21 12:00 | 12:00 | 11032
2018-01-21 13:00 | 13:00 | 10721
2018-01-21 14:00 | 14:00 | 10374
2018-01-21 15:00 | 15:00 | 10263
2018-01-21 16:00 | 16:00 | 10249
2018-01-21 17:00 | 17:00 | 10871
2018-01-21 18:00 | 18:00 | 11408
2018-01-21 19:00 | 19:00 | 11276
2018-01-21 20:00 | 20:00 | 10912
2018-01-21 21:00 | 21:00 | 10407
2018-01-21 22:00 | 22:00 | 10517
2018-01-21 23:00 | 23:00 | 10501
2018-01-22 | 0:00 | 9932
2018-01-22 01:00 | 1:00 | 9641
2018-01-22 02:00 | 2:00 | 9348
2018-01-22 03:00 | 3:00 | 9102
2018-01-22 04:00 | 4:00 | 9193
2018-01-22 05:00 | 5:00 | 9718
2018-01-22 06:00 | 6:00 | 10948
2018-01-22 07:00 | 7:00 | 11995
2018-01-22 08:00 | 8:00 | 12504
2018-01-22 09:00 | 9:00 | 12557
2018-01-22 10:00 | 10:00 | 12547
2018-01-22 11:00 | 11:00 | 12619
2018-01-22 12:00 | 12:00 | 12343
2018-01-22 13:00 | 13:00 | 12333
2018-01-22 14:00 | 14:00 | 12190
2018-01-22 15:00 | 15:00 | 12100
2018-01-22 16:00 | 16:00 | 12097
2018-01-22 17:00 | 17:00 | 12726
2018-01-22 18:00 | 18:00 | 13035
2018-01-22 19:00 | 19:00 | 12530
2018-01-22 20:00 | 20:00 | 11905
2018-01-22 21:00 | 21:00 | 11305
2018-01-22 22:00 | 22:00 | 11455
2018-01-22 23:00 | 23:00 | 11399
2018-01-23 | 0:00 | 10820
2018-01-23 01:00 | 1:00 | 10311
2018-01-23 02:00 | 2:00 | 9943
2018-01-23 03:00 | 3:00 | 9733
2018-01-23 04:00 | 4:00 | 9743
2018-01-23 05:00 | 5:00 | 10142
2018-01-23 06:00 | 6:00 | 11260
2018-01-23 07:00 | 7:00 | 12249
2018-01-23 08:00 | 8:00 | 12546
2018-01-23 09:00 | 9:00 | 12580
2018-01-23 10:00 | 10:00 | 12570
2018-01-23 11:00 | 11:00 | 12638
2018-01-23 12:00 | 12:00 | 12362
2018-01-23 13:00 | 13:00 | 12346
2018-01-23 14:00 | 14:00 | 12207
2018-01-23 15:00 | 15:00 | 12104
2018-01-23 16:00 | 16:00 | 12090
2018-01-23 17:00 | 17:00 | 12721
2018-01-23 18:00 | 18:00 | 13027
2018-01-23 19:00 | 19:00 | 12532
2018-01-23 20:00 | 20:00 | 11899
2018-01-23 21:00 | 21:00 | 11316
2018-01-23 22:00 | 22:00 | 11456
2018-01-23 23:00 | 23:00 | 11404
2018-01-24 | 0:00 | 10839
2018-01-24 01:00 | 1:00 | 10311
2018-01-24 02:00 | 2:00 | 9943
2018-01-24 03:00 | 3:00 | 9733
2018-01-24 04:00 | 4:00 | 9743
2018-01-24 05:00 | 5:00 | 10142
2018-01-24 06:00 | 6:00 | 11260
2018-01-24 07:00 | 7:00 | 12249
2018-01-24 08:00 | 8:00 | 12546
2018-01-24 09:00 | 9:00 | 12580
2018-01-24 10:00 | 10:00 | 12570
2018-01-24 11:00 | 11:00 | 12638
2018-01-24 12:00 | 12:00 | 12362
2018-01-24 13:00 | 13:00 | 12346
2018-01-24 14:00 | 14:00 | 12207
2018-01-24 15:00 | 15:00 | 12104
2018-01-24 16:00 | 16:00 | 12090
2018-01-24 17:00 | 17:00 | 12721
2018-01-24 18:00 | 18:00 | 13027
2018-01-24 19:00 | 19:00 | 12532
2018-01-24 20:00 | 20:00 | 11899
2018-01-24 21:00 | 21:00 | 11316
2018-01-24 22:00 | 22:00 | 11456
2018-01-24 23:00 | 23:00 | 11404
2018-01-25 | 0:00 | 10839
2018-01-25 01:00 | 1:00 | 10311
2018-01-25 02:00 | 2:00 | 9943
2018-01-25 03:00 | 3:00 | 9733
2018-01-25 04:00 | 4:00 | 9743
2018-01-25 05:00 | 5:00 | 10142
2018-01-25 06:00 | 6:00 | 11260
2018-01-25 07:00 | 7:00 | 12249
2018-01-25 08:00 | 8:00 | 12546
2018-01-25 09:00 | 9:00 | 12580
2018-01-25 10:00 | 10:00 | 12570
2018-01-25 11:00 | 11:00 | 12638
2018-01-25 12:00 | 12:00 | 12362
2018-01-25 13:00 | 13:00 | 12346
2018-01-25 14:00 | 14:00 | 12207
2018-01-25 15:00 | 15:00 | 12104
2018-01-25 16:00 | 16:00 | 12090
2018-01-25 17:00 | 17:00 | 12721
2018-01-25 18:00 | 18:00 | 13027
2018-01-25 19:00 | 19:00 | 12532
2018-01-25 20:00 | 20:00 | 11899
2018-01-25 21:00 | 21:00 | 11316
2018-01-25 22:00 | 22:00 | 11456
2018-01-25 23:00 | 23:00 | 11404
2018-01-26 | 0:00 | 10839
2018-01-26 01:00 | 1:00 | 10325
2018-01-26 02:00 | 2:00 | 9957
2018-01-26 03:00 | 3:00 | 9745
2018-01-26 04:00 | 4:00 | 9746
2018-01-26 05:00 | 5:00 | 10137
2018-01-26 06:00 | 6:00 | 11245
2018-01-26 07:00 | 7:00 | 12227
2018-01-26 08:00 | 8:00 | 12524
2018-01-26 09:00 | 9:00 | 12577
2018-01-26 10:00 | 10:00 | 12567
2018-01-26 11:00 | 11:00 | 12631
2018-01-26 12:00 | 12:00 | 12348
2018-01-26 13:00 | 13:00 | 12327
2018-01-26 14:00 | 14:00 | 12178
2018-01-26 15:00 | 15:00 | 12061
2018-01-26 16:00 | 16:00 | 11956
2018-01-26 17:00 | 17:00 | 12459
2018-01-26 18:00 | 18:00 | 12570
2018-01-26 19:00 | 19:00 | 12014
2018-01-26 20:00 | 20:00 | 11463
2018-01-26 21:00 | 21:00 | 10933
2018-01-26 22:00 | 22:00 | 11211
2018-01-26 23:00 | 23:00 | 11262
2018-01-27 | 0:00 | 10643
2018-01-27 01:00 | 1:00 | 10162
2018-01-27 02:00 | 2:00 | 9730
2018-01-27 03:00 | 3:00 | 9421
2018-01-27 04:00 | 4:00 | 9238
2018-01-27 05:00 | 5:00 | 9222
2018-01-27 06:00 | 6:00 | 9461
2018-01-27 07:00 | 7:00 | 9753
2018-01-27 08:00 | 8:00 | 10357
2018-01-27 09:00 | 9:00 | 10869
2018-01-27 10:00 | 10:00 | 11157
2018-01-27 11:00 | 11:00 | 11310
2018-01-27 12:00 | 12:00 | 11289
2018-01-27 13:00 | 13:00 | 11097
2018-01-27 14:00 | 14:00 | 10895
2018-01-27 15:00 | 15:00 | 10793
2018-01-27 16:00 | 16:00 | 10750
2018-01-27 17:00 | 17:00 | 11335
2018-01-27 18:00 | 18:00 | 11718
2018-01-27 19:00 | 19:00 | 11317
2018-01-27 20:00 | 20:00 | 10819
2018-01-27 21:00 | 21:00 | 10338
2018-01-27 22:00 | 22:00 | 10506
2018-01-27 23:00 | 23:00 | 10675
2018-01-28 | 0:00 | 10163
2018-01-28 01:00 | 1:00 | 9644
2018-01-28 02:00 | 2:00 | 9291
2018-01-28 03:00 | 3:00 | 9002
2018-01-28 04:00 | 4:00 | 8846
2018-01-28 05:00 | 5:00 | 8815
2018-01-28 06:00 | 6:00 | 8947
2018-01-28 07:00 | 7:00 | 9063
2018-01-28 08:00 | 8:00 | 9475
2018-01-28 09:00 | 9:00 | 10046
2018-01-28 10:00 | 10:00 | 10475
2018-01-28 11:00 | 11:00 | 10854
2018-01-28 12:00 | 12:00 | 10990
2018-01-28 13:00 | 13:00 | 10680
2018-01-28 14:00 | 14:00 | 10334
2018-01-28 15:00 | 15:00 | 10223
2018-01-28 16:00 | 16:00 | 10209
2018-01-28 17:00 | 17:00 | 10829
2018-01-28 18:00 | 18:00 | 11363
2018-01-28 19:00 | 19:00 | 11232
2018-01-28 20:00 | 20:00 | 10869
2018-01-28 21:00 | 21:00 | 10366
2018-01-28 22:00 | 22:00 | 10477
2018-01-28 23:00 | 23:00 | 10460
2018-01-29 | 0:00 | 9894
2018-01-29 01:00 | 1:00 | 9638
2018-01-29 02:00 | 2:00 | 9324
2018-01-29 03:00 | 3:00 | 9103
2018-01-29 04:00 | 4:00 | 9182
2018-01-29 05:00 | 5:00 | 9706
2018-01-29 06:00 | 6:00 | 10944
2018-01-29 07:00 | 7:00 | 11980
2018-01-29 08:00 | 8:00 | 12475
2018-01-29 09:00 | 9:00 | 12595
2018-01-29 10:00 | 10:00 | 12601
2018-01-29 11:00 | 11:00 | 12688
2018-01-29 12:00 | 12:00 | 12417
2018-01-29 13:00 | 13:00 | 12414
2018-01-29 14:00 | 14:00 | 12276
2018-01-29 15:00 | 15:00 | 12208
2018-01-29 16:00 | 16:00 | 12174
2018-01-29 17:00 | 17:00 | 12665
2018-01-29 18:00 | 18:00 | 13070
2018-01-29 19:00 | 19:00 | 12601
2018-01-29 20:00 | 20:00 | 11974
2018-01-29 21:00 | 21:00 | 11372
2018-01-29 22:00 | 22:00 | 11543
2018-01-29 23:00 | 23:00 | 11477
2018-01-30 | 0:00 | 10878
2018-01-30 01:00 | 1:00 | 10328
2018-01-30 02:00 | 2:00 | 9950
2018-01-30 03:00 | 3:00 | 9744
2018-01-30 04:00 | 4:00 | 9773
2018-01-30 05:00 | 5:00 | 10186
2018-01-30 06:00 | 6:00 | 11298
2018-01-30 07:00 | 7:00 | 12260
2018-01-30 08:00 | 8:00 | 12530
2018-01-30 09:00 | 9:00 | 12639
2018-01-30 10:00 | 10:00 | 12647
2018-01-30 11:00 | 11:00 | 12732
2018-01-30 12:00 | 12:00 | 12456
2018-01-30 13:00 | 13:00 | 12445
2018-01-30 14:00 | 14:00 | 12312
2018-01-30 15:00 | 15:00 | 12236
2018-01-30 16:00 | 16:00 | 12187
2018-01-30 17:00 | 17:00 | 12665
2018-01-30 18:00 | 18:00 | 13077
2018-01-30 19:00 | 19:00 | 12615
2018-01-30 20:00 | 20:00 | 11981
2018-01-30 21:00 | 21:00 | 11395
2018-01-30 22:00 | 22:00 | 11563
2018-01-30 23:00 | 23:00 | 11502
2018-01-31 | 0:00 | 10912
2018-01-31 01:00 | 1:00 | 10328
2018-01-31 02:00 | 2:00 | 9950
2018-01-31 03:00 | 3:00 | 9744
2018-01-31 04:00 | 4:00 | 9773
2018-01-31 05:00 | 5:00 | 10186
2018-01-31 06:00 | 6:00 | 11298
2018-01-31 07:00 | 7:00 | 12260
2018-01-31 08:00 | 8:00 | 12530
2018-01-31 09:00 | 9:00 | 12639
2018-01-31 10:00 | 10:00 | 12647
2018-01-31 11:00 | 11:00 | 12732
2018-01-31 12:00 | 12:00 | 12456
2018-01-31 13:00 | 13:00 | 12445
2018-01-31 14:00 | 14:00 | 12312
2018-01-31 15:00 | 15:00 | 12236
2018-01-31 16:00 | 16:00 | 12187
2018-01-31 17:00 | 17:00 | 12665
2018-01-31 18:00 | 18:00 | 13077
2018-01-31 19:00 | 19:00 | 12615
2018-01-31 20:00 | 20:00 | 11981
2018-01-31 21:00 | 21:00 | 11395
2018-01-31 22:00 | 22:00 | 11563
2018-01-31 23:00 | 23:00 | 11502
2018-02-01 | 0:00 | 10912
2018-02-01 01:00 | 1:00 | 10350
2018-02-01 02:00 | 2:00 | 9932
2018-02-01 03:00 | 3:00 | 9726
2018-02-01 04:00 | 4:00 | 9755
2018-02-01 05:00 | 5:00 | 10167
2018-02-01 06:00 | 6:00 | 11277
2018-02-01 07:00 | 7:00 | 12237
2018-02-01 08:00 | 8:00 | 12506
2018-02-01 09:00 | 9:00 | 12615
2018-02-01 10:00 | 10:00 | 12624
2018-02-01 11:00 | 11:00 | 12708
2018-02-01 12:00 | 12:00 | 12432
2018-02-01 13:00 | 13:00 | 12422
2018-02-01 14:00 | 14:00 | 12289
2018-02-01 15:00 | 15:00 | 12213
2018-02-01 16:00 | 16:00 | 12164
2018-02-01 17:00 | 17:00 | 12641
2018-02-01 18:00 | 18:00 | 13052
2018-02-01 19:00 | 19:00 | 12591
2018-02-01 20:00 | 20:00 | 11959
2018-02-01 21:00 | 21:00 | 11374
2018-02-01 22:00 | 22:00 | 11541
2018-02-01 23:00 | 23:00 | 11480
2018-02-02 | 0:00 | 10891
2018-02-02 01:00 | 1:00 | 10345
2018-02-02 02:00 | 2:00 | 9967
2018-02-02 03:00 | 3:00 | 9755
2018-02-02 04:00 | 4:00 | 9773
2018-02-02 05:00 | 5:00 | 10174
2018-02-02 06:00 | 6:00 | 11270
2018-02-02 07:00 | 7:00 | 12227
2018-02-02 08:00 | 8:00 | 12492
2018-02-02 09:00 | 9:00 | 12609
2018-02-02 10:00 | 10:00 | 12614
2018-02-02 11:00 | 11:00 | 12689
2018-02-02 12:00 | 12:00 | 12407
2018-02-02 13:00 | 13:00 | 12382
2018-02-02 14:00 | 14:00 | 12236
2018-02-02 15:00 | 15:00 | 12138
2018-02-02 16:00 | 16:00 | 11897
2018-02-02 17:00 | 17:00 | 12276
2018-02-02 18:00 | 18:00 | 12566
2018-02-02 19:00 | 19:00 | 12074
2018-02-02 20:00 | 20:00 | 11519
2018-02-02 21:00 | 21:00 | 10972
2018-02-02 22:00 | 22:00 | 11244
2018-02-02 23:00 | 23:00 | 11294
2018-02-03 | 0:00 | 10667
2018-02-03 01:00 | 1:00 | 10060
2018-02-03 02:00 | 2:00 | 9602
2018-02-03 03:00 | 3:00 | 9322
2018-02-03 04:00 | 4:00 | 9155
2018-02-03 05:00 | 5:00 | 9183
2018-02-03 06:00 | 6:00 | 9437
2018-02-03 07:00 | 7:00 | 9701
2018-02-03 08:00 | 8:00 | 10203
2018-02-03 09:00 | 9:00 | 10757
2018-02-03 10:00 | 10:00 | 11041
2018-02-03 11:00 | 11:00 | 11215
2018-02-03 12:00 | 12:00 | 11183
2018-02-03 13:00 | 13:00 | 10977
2018-02-03 14:00 | 14:00 | 10700
2018-02-03 15:00 | 15:00 | 10602
2018-02-03 16:00 | 16:00 | 10591
2018-02-03 17:00 | 17:00 | 10828
2018-02-03 18:00 | 18:00 | 11463
2018-02-03 19:00 | 19:00 | 11178
2018-02-03 20:00 | 20:00 | 10664
2018-02-03 21:00 | 21:00 | 10192
2018-02-03 22:00 | 22:00 | 10328
2018-02-03 23:00 | 23:00 | 10426
2018-02-04 | 0:00 | 9920
2018-02-04 01:00 | 1:00 | 9503
2018-02-04 02:00 | 2:00 | 9082
2018-02-04 03:00 | 3:00 | 8803
2018-02-04 04:00 | 4:00 | 8718
2018-02-04 05:00 | 5:00 | 8754
2018-02-04 06:00 | 6:00 | 8916
2018-02-04 07:00 | 7:00 | 9031
2018-02-04 08:00 | 8:00 | 9332
2018-02-04 09:00 | 9:00 | 9860
2018-02-04 10:00 | 10:00 | 10267
2018-02-04 11:00 | 11:00 | 10611
2018-02-04 12:00 | 12:00 | 10697
2018-02-04 13:00 | 13:00 | 10417
2018-02-04 14:00 | 14:00 | 10145
2018-02-04 15:00 | 15:00 | 9990
2018-02-04 16:00 | 16:00 | 9913
2018-02-04 17:00 | 17:00 | 10261
2018-02-04 18:00 | 18:00 | 11098
2018-02-04 19:00 | 19:00 | 11136
2018-02-04 20:00 | 20:00 | 10762
2018-02-04 21:00 | 21:00 | 10355
2018-02-04 22:00 | 22:00 | 10461
2018-02-04 23:00 | 23:00 | 10474
2018-02-05 | 0:00 | 9942
2018-02-05 01:00 | 1:00 | 9536
2018-02-05 02:00 | 2:00 | 9195
2018-02-05 03:00 | 3:00 | 9015
2018-02-05 04:00 | 4:00 | 9075
2018-02-05 05:00 | 5:00 | 9590
2018-02-05 06:00 | 6:00 | 10828
2018-02-05 07:00 | 7:00 | 11836
2018-02-05 08:00 | 8:00 | 12307
2018-02-05 09:00 | 9:00 | 12527
2018-02-05 10:00 | 10:00 | 12556
2018-02-05 11:00 | 11:00 | 12663
2018-02-05 12:00 | 12:00 | 12405
2018-02-05 13:00 | 13:00 | 12412
2018-02-05 14:00 | 14:00 | 12283
2018-02-05 15:00 | 15:00 | 12248
2018-02-05 16:00 | 16:00 | 12169
2018-02-05 17:00 | 17:00 | 12445
2018-02-05 18:00 | 18:00 | 12992
2018-02-05 19:00 | 19:00 | 12581
2018-02-05 20:00 | 20:00 | 11958
2018-02-05 21:00 | 21:00 | 11360
2018-02-05 22:00 | 22:00 | 11560
2018-02-05 23:00 | 23:00 | 11480
2018-02-06 | 0:00 | 10857
2018-02-06 01:00 | 1:00 | 10251
2018-02-06 02:00 | 2:00 | 9862
2018-02-06 03:00 | 3:00 | 9663
2018-02-06 04:00 | 4:00 | 9721
2018-02-06 05:00 | 5:00 | 10151
2018-02-06 06:00 | 6:00 | 11243
2018-02-06 07:00 | 7:00 | 12153
2018-02-06 08:00 | 8:00 | 12380
2018-02-06 09:00 | 9:00 | 12602
2018-02-06 10:00 | 10:00 | 12636
2018-02-06 11:00 | 11:00 | 12746
2018-02-06 12:00 | 12:00 | 12473
2018-02-06 13:00 | 13:00 | 12470
2018-02-06 14:00 | 14:00 | 12347
2018-02-06 15:00 | 15:00 | 12312
2018-02-06 16:00 | 16:00 | 12211
2018-02-06 17:00 | 17:00 | 12455
2018-02-06 18:00 | 18:00 | 13022
2018-02-06 19:00 | 19:00 | 12614
2018-02-06 20:00 | 20:00 | 11986
2018-02-06 21:00 | 21:00 | 11401
2018-02-06 22:00 | 22:00 | 11607
2018-02-06 23:00 | 23:00 | 11534
2018-02-07 | 0:00 | 10912
2018-02-07 01:00 | 1:00 | 10251
2018-02-07 02:00 | 2:00 | 9862
2018-02-07 03:00 | 3:00 | 9663
2018-02-07 04:00 | 4:00 | 9721
2018-02-07 05:00 | 5:00 | 10151
2018-02-07 06:00 | 6:00 | 11243
2018-02-07 07:00 | 7:00 | 12153
2018-02-07 08:00 | 8:00 | 12380
2018-02-07 09:00 | 9:00 | 12602
2018-02-07 10:00 | 10:00 | 12636
2018-02-07 11:00 | 11:00 | 12746
2018-02-07 12:00 | 12:00 | 12473
2018-02-07 13:00 | 13:00 | 12470
2018-02-07 14:00 | 14:00 | 12347
2018-02-07 15:00 | 15:00 | 12312
2018-02-07 16:00 | 16:00 | 12211
2018-02-07 17:00 | 17:00 | 12455
2018-02-07 18:00 | 18:00 | 13022
2018-02-07 19:00 | 19:00 | 12614
2018-02-07 20:00 | 20:00 | 11986
2018-02-07 21:00 | 21:00 | 11401
2018-02-07 22:00 | 22:00 | 11607
2018-02-07 23:00 | 23:00 | 11534
2018-02-08 | 0:00 | 10912
2018-02-08 01:00 | 1:00 | 10251
2018-02-08 02:00 | 2:00 | 9862
2018-02-08 03:00 | 3:00 | 9663
2018-02-08 04:00 | 4:00 | 9721
2018-02-08 05:00 | 5:00 | 10151
2018-02-08 06:00 | 6:00 | 11243
2018-02-08 07:00 | 7:00 | 12153
2018-02-08 08:00 | 8:00 | 12380
2018-02-08 09:00 | 9:00 | 12602
2018-02-08 10:00 | 10:00 | 12636
2018-02-08 11:00 | 11:00 | 12746
2018-02-08 12:00 | 12:00 | 12473
2018-02-08 13:00 | 13:00 | 12470
2018-02-08 14:00 | 14:00 | 12347
2018-02-08 15:00 | 15:00 | 12312
2018-02-08 16:00 | 16:00 | 12211
2018-02-08 17:00 | 17:00 | 12455
2018-02-08 18:00 | 18:00 | 13022
2018-02-08 19:00 | 19:00 | 12614
2018-02-08 20:00 | 20:00 | 11986
2018-02-08 21:00 | 21:00 | 11401
2018-02-08 22:00 | 22:00 | 11607
2018-02-08 23:00 | 23:00 | 11534
2018-02-09 | 0:00 | 10912
2018-02-09 01:00 | 1:00 | 10321
2018-02-09 02:00 | 2:00 | 9929
2018-02-09 03:00 | 3:00 | 9718
2018-02-09 04:00 | 4:00 | 9762
2018-02-09 05:00 | 5:00 | 10175
2018-02-09 06:00 | 6:00 | 11248
2018-02-09 07:00 | 7:00 | 12161
2018-02-09 08:00 | 8:00 | 12378
2018-02-09 09:00 | 9:00 | 12590
2018-02-09 10:00 | 10:00 | 12618
2018-02-09 11:00 | 11:00 | 12707
2018-02-09 12:00 | 12:00 | 12429
2018-02-09 13:00 | 13:00 | 12399
2018-02-09 14:00 | 14:00 | 12258
2018-02-09 15:00 | 15:00 | 12189
2018-02-09 16:00 | 16:00 | 11744
2018-02-09 17:00 | 17:00 | 11936
2018-02-09 18:00 | 18:00 | 12495
2018-02-09 19:00 | 19:00 | 12101
2018-02-09 20:00 | 20:00 | 11541
2018-02-09 21:00 | 21:00 | 10973
2018-02-09 22:00 | 22:00 | 11234
2018-02-09 23:00 | 23:00 | 11284
2018-02-10 | 0:00 | 10645
2018-02-10 01:00 | 1:00 | 10056
2018-02-10 02:00 | 2:00 | 9598
2018-02-10 03:00 | 3:00 | 9318
2018-02-10 04:00 | 4:00 | 9151
2018-02-10 05:00 | 5:00 | 9179
2018-02-10 06:00 | 6:00 | 9433
2018-02-10 07:00 | 7:00 | 9697
2018-02-10 08:00 | 8:00 | 10199
2018-02-10 09:00 | 9:00 | 10753
2018-02-10 10:00 | 10:00 | 11037
2018-02-10 11:00 | 11:00 | 11210
2018-02-10 12:00 | 12:00 | 11179
2018-02-10 13:00 | 13:00 | 10973
2018-02-10 14:00 | 14:00 | 10695
2018-02-10 15:00 | 15:00 | 10597
2018-02-10 16:00 | 16:00 | 10587
2018-02-10 17:00 | 17:00 | 10823
2018-02-10 18:00 | 18:00 | 11459
2018-02-10 19:00 | 19:00 | 11173
2018-02-10 20:00 | 20:00 | 10659
2018-02-10 21:00 | 21:00 | 10188
2018-02-10 22:00 | 22:00 | 10324
2018-02-10 23:00 | 23:00 | 10422
2018-02-11 | 0:00 | 9915
2018-02-11 01:00 | 1:00 | 9500
2018-02-11 02:00 | 2:00 | 9078
2018-02-11 03:00 | 3:00 | 8799
2018-02-11 04:00 | 4:00 | 8714
2018-02-11 05:00 | 5:00 | 8751
2018-02-11 06:00 | 6:00 | 8913
2018-02-11 07:00 | 7:00 | 9027
2018-02-11 08:00 | 8:00 | 9328
2018-02-11 09:00 | 9:00 | 9856
2018-02-11 10:00 | 10:00 | 10263
2018-02-11 11:00 | 11:00 | 10607
2018-02-11 12:00 | 12:00 | 10693
2018-02-11 13:00 | 13:00 | 10413
2018-02-11 14:00 | 14:00 | 10141
2018-02-11 15:00 | 15:00 | 9986
2018-02-11 16:00 | 16:00 | 9909
2018-02-11 17:00 | 17:00 | 10257
2018-02-11 18:00 | 18:00 | 11094
2018-02-11 19:00 | 19:00 | 11132
2018-02-11 20:00 | 20:00 | 10757
2018-02-11 21:00 | 21:00 | 10351
2018-02-11 22:00 | 22:00 | 10456
2018-02-11 23:00 | 23:00 | 10469
2018-02-12 | 0:00 | 9938
2018-02-12 01:00 | 1:00 | 9472
2018-02-12 02:00 | 2:00 | 9130
2018-02-12 03:00 | 3:00 | 8957
2018-02-12 04:00 | 4:00 | 9031
2018-02-12 05:00 | 5:00 | 9550
2018-02-12 06:00 | 6:00 | 10798
2018-02-12 07:00 | 7:00 | 11769
2018-02-12 08:00 | 8:00 | 12267
2018-02-12 09:00 | 9:00 | 12486
2018-02-12 10:00 | 10:00 | 12517
2018-02-12 11:00 | 11:00 | 12616
2018-02-12 12:00 | 12:00 | 12357
2018-02-12 13:00 | 13:00 | 12362
2018-02-12 14:00 | 14:00 | 12230
2018-02-12 15:00 | 15:00 | 12188
2018-02-12 16:00 | 16:00 | 12106
2018-02-12 17:00 | 17:00 | 12361
2018-02-12 18:00 | 18:00 | 12918
2018-02-12 19:00 | 19:00 | 12567
2018-02-12 20:00 | 20:00 | 11949
2018-02-12 21:00 | 21:00 | 11352
2018-02-12 22:00 | 22:00 | 11542
2018-02-12 23:00 | 23:00 | 11463
2018-02-13 | 0:00 | 10840
2018-02-13 01:00 | 1:00 | 10263
2018-02-13 02:00 | 2:00 | 9882
2018-02-13 03:00 | 3:00 | 9678
2018-02-13 04:00 | 4:00 | 9732
2018-02-13 05:00 | 5:00 | 10160
2018-02-13 06:00 | 6:00 | 11256
2018-02-13 07:00 | 7:00 | 12141
2018-02-13 08:00 | 8:00 | 12349
2018-02-13 09:00 | 9:00 | 12565
2018-02-13 10:00 | 10:00 | 12602
2018-02-13 11:00 | 11:00 | 12698
2018-02-13 12:00 | 12:00 | 12427
2018-02-13 13:00 | 13:00 | 12421
2018-02-13 14:00 | 14:00 | 12291
2018-02-13 15:00 | 15:00 | 12248
2018-02-13 16:00 | 16:00 | 12149
2018-02-13 17:00 | 17:00 | 12375
2018-02-13 18:00 | 18:00 | 12945
2018-02-13 19:00 | 19:00 | 12599
2018-02-13 20:00 | 20:00 | 11980
2018-02-13 21:00 | 21:00 | 11398
2018-02-13 22:00 | 22:00 | 11593
2018-02-13 23:00 | 23:00 | 11521
2018-02-14 | 0:00 | 10896
2018-02-14 01:00 | 1:00 | 10263
2018-02-14 02:00 | 2:00 | 9882
2018-02-14 03:00 | 3:00 | 9678
2018-02-14 04:00 | 4:00 | 9732
2018-02-14 05:00 | 5:00 | 10160
2018-02-14 06:00 | 6:00 | 11256
2018-02-14 07:00 | 7:00 | 12141
2018-02-14 08:00 | 8:00 | 12349
2018-02-14 09:00 | 9:00 | 12565
2018-02-14 10:00 | 10:00 | 12602
2018-02-14 11:00 | 11:00 | 12698
2018-02-14 12:00 | 12:00 | 12427
2018-02-14 13:00 | 13:00 | 12421
2018-02-14 14:00 | 14:00 | 12291
2018-02-14 15:00 | 15:00 | 12248
2018-02-14 16:00 | 16:00 | 12149
2018-02-14 17:00 | 17:00 | 12375
2018-02-14 18:00 | 18:00 | 12945
2018-02-14 19:00 | 19:00 | 12599
2018-02-14 20:00 | 20:00 | 11980
2018-02-14 21:00 | 21:00 | 11398
2018-02-14 22:00 | 22:00 | 11593
2018-02-14 23:00 | 23:00 | 11521
2018-02-15 | 0:00 | 10896
2018-02-15 01:00 | 1:00 | 10263
2018-02-15 02:00 | 2:00 | 9882
2018-02-15 03:00 | 3:00 | 9678
2018-02-15 04:00 | 4:00 | 9732
2018-02-15 05:00 | 5:00 | 10160
2018-02-15 06:00 | 6:00 | 11256
2018-02-15 07:00 | 7:00 | 12141
2018-02-15 08:00 | 8:00 | 12349
2018-02-15 09:00 | 9:00 | 12565
2018-02-15 10:00 | 10:00 | 12602
2018-02-15 11:00 | 11:00 | 12698
2018-02-15 12:00 | 12:00 | 12427
2018-02-15 13:00 | 13:00 | 12421
2018-02-15 14:00 | 14:00 | 12291
2018-02-15 15:00 | 15:00 | 12248
2018-02-15 16:00 | 16:00 | 12149
2018-02-15 17:00 | 17:00 | 12375
2018-02-15 18:00 | 18:00 | 12945
2018-02-15 19:00 | 19:00 | 12599
2018-02-15 20:00 | 20:00 | 11980
2018-02-15 21:00 | 21:00 | 11398
2018-02-15 22:00 | 22:00 | 11593
2018-02-15 23:00 | 23:00 | 11521
2018-02-16 | 0:00 | 10896
2018-02-16 01:00 | 1:00 | 10364
2018-02-16 02:00 | 2:00 | 9989
2018-02-16 03:00 | 3:00 | 9778
2018-02-16 04:00 | 4:00 | 9824
2018-02-16 05:00 | 5:00 | 10246
2018-02-16 06:00 | 6:00 | 11341
2018-02-16 07:00 | 7:00 | 12233
2018-02-16 08:00 | 8:00 | 12438
2018-02-16 09:00 | 9:00 | 12653
2018-02-16 10:00 | 10:00 | 12686
2018-02-16 11:00 | 11:00 | 12772
2018-02-16 12:00 | 12:00 | 12495
2018-02-16 13:00 | 13:00 | 12473
2018-02-16 14:00 | 14:00 | 12332
2018-02-16 15:00 | 15:00 | 12266
2018-02-16 16:00 | 16:00 | 11951
2018-02-16 17:00 | 17:00 | 12144
2018-02-16 18:00 | 18:00 | 12698
2018-02-16 19:00 | 19:00 | 12351
2018-02-16 20:00 | 20:00 | 11763
2018-02-16 21:00 | 21:00 | 11191
2018-02-16 22:00 | 22:00 | 11429
2018-02-16 23:00 | 23:00 | 11434
2018-02-17 | 0:00 | 10789
2018-02-17 01:00 | 1:00 | 10088
2018-02-17 02:00 | 2:00 | 9613
2018-02-17 03:00 | 3:00 | 9345
2018-02-17 04:00 | 4:00 | 9244
2018-02-17 05:00 | 5:00 | 9247
2018-02-17 06:00 | 6:00 | 9514
2018-02-17 07:00 | 7:00 | 9716
2018-02-17 08:00 | 8:00 | 10188
2018-02-17 09:00 | 9:00 | 10782
2018-02-17 10:00 | 10:00 | 11027
2018-02-17 11:00 | 11:00 | 11137
2018-02-17 12:00 | 12:00 | 11013
2018-02-17 13:00 | 13:00 | 10795
2018-02-17 14:00 | 14:00 | 10563
2018-02-17 15:00 | 15:00 | 10482
2018-02-17 16:00 | 16:00 | 10467
2018-02-17 17:00 | 17:00 | 10756
2018-02-17 18:00 | 18:00 | 11349
2018-02-17 19:00 | 19:00 | 11263
2018-02-17 20:00 | 20:00 | 10711
2018-02-17 21:00 | 21:00 | 10224
2018-02-17 22:00 | 22:00 | 10412
2018-02-17 23:00 | 23:00 | 10482
2018-02-18 | 0:00 | 9973
2018-02-18 01:00 | 1:00 | 9664
2018-02-18 02:00 | 2:00 | 9212
2018-02-18 03:00 | 3:00 | 8965
2018-02-18 04:00 | 4:00 | 8828
2018-02-18 05:00 | 5:00 | 8852
2018-02-18 06:00 | 6:00 | 9027
2018-02-18 07:00 | 7:00 | 9003
2018-02-18 08:00 | 8:00 | 9343
2018-02-18 09:00 | 9:00 | 9950
2018-02-18 10:00 | 10:00 | 10287
2018-02-18 11:00 | 11:00 | 10559
2018-02-18 12:00 | 12:00 | 10605
2018-02-18 13:00 | 13:00 | 10220
2018-02-18 14:00 | 14:00 | 9900
2018-02-18 15:00 | 15:00 | 9759
2018-02-18 16:00 | 16:00 | 9660
2018-02-18 17:00 | 17:00 | 10001
2018-02-18 18:00 | 18:00 | 10926
2018-02-18 19:00 | 19:00 | 11179
2018-02-18 20:00 | 20:00 | 10808
2018-02-18 21:00 | 21:00 | 10279
2018-02-18 22:00 | 22:00 | 10371
2018-02-18 23:00 | 23:00 | 10327
2018-02-19 | 0:00 | 9742
2018-02-19 01:00 | 1:00 | 9328
2018-02-19 02:00 | 2:00 | 8978
2018-02-19 03:00 | 3:00 | 8828
2018-02-19 04:00 | 4:00 | 8961
2018-02-19 05:00 | 5:00 | 9501
2018-02-19 06:00 | 6:00 | 10801
2018-02-19 07:00 | 7:00 | 11638
2018-02-19 08:00 | 8:00 | 12251
2018-02-19 09:00 | 9:00 | 12465
2018-02-19 10:00 | 10:00 | 12508
2018-02-19 11:00 | 11:00 | 12573
2018-02-19 12:00 | 12:00 | 12308
2018-02-19 13:00 | 13:00 | 12305
2018-02-19 14:00 | 14:00 | 12159
2018-02-19 15:00 | 15:00 | 12089
2018-02-19 16:00 | 16:00 | 11997
2018-02-19 17:00 | 17:00 | 12171
2018-02-19 18:00 | 18:00 | 12773
2018-02-19 19:00 | 19:00 | 12658
2018-02-19 20:00 | 20:00 | 12055
2018-02-19 21:00 | 21:00 | 11454
2018-02-19 22:00 | 22:00 | 11606
2018-02-19 23:00 | 23:00 | 11530
2018-02-20 | 0:00 | 10896
2018-02-20 01:00 | 1:00 | 10431
2018-02-20 02:00 | 2:00 | 10077
2018-02-20 03:00 | 3:00 | 9853
2018-02-20 04:00 | 4:00 | 9891
2018-02-20 05:00 | 5:00 | 10314
2018-02-20 06:00 | 6:00 | 11441
2018-02-20 07:00 | 7:00 | 12237
2018-02-20 08:00 | 8:00 | 12368
2018-02-20 09:00 | 9:00 | 12561
2018-02-20 10:00 | 10:00 | 12611
2018-02-20 11:00 | 11:00 | 12654
2018-02-20 12:00 | 12:00 | 12387
2018-02-20 13:00 | 13:00 | 12372
2018-02-20 14:00 | 14:00 | 12214
2018-02-20 15:00 | 15:00 | 12134
2018-02-20 16:00 | 16:00 | 12044
2018-02-20 17:00 | 17:00 | 12201
2018-02-20 18:00 | 18:00 | 12788
2018-02-20 19:00 | 19:00 | 12689
2018-02-20 20:00 | 20:00 | 12098
2018-02-20 21:00 | 21:00 | 11519
2018-02-20 22:00 | 22:00 | 11670
2018-02-20 23:00 | 23:00 | 11603
2018-02-21 | 0:00 | 10959
2018-02-21 01:00 | 1:00 | 10431
2018-02-21 02:00 | 2:00 | 10077
2018-02-21 03:00 | 3:00 | 9853
2018-02-21 04:00 | 4:00 | 9891
2018-02-21 05:00 | 5:00 | 10314
2018-02-21 06:00 | 6:00 | 11441
2018-02-21 07:00 | 7:00 | 12237
2018-02-21 08:00 | 8:00 | 12368
2018-02-21 09:00 | 9:00 | 12561
2018-02-21 10:00 | 10:00 | 12611
2018-02-21 11:00 | 11:00 | 12654
2018-02-21 12:00 | 12:00 | 12387
2018-02-21 13:00 | 13:00 | 12372
2018-02-21 14:00 | 14:00 | 12214
2018-02-21 15:00 | 15:00 | 12134
2018-02-21 16:00 | 16:00 | 12044
2018-02-21 17:00 | 17:00 | 12201
2018-02-21 18:00 | 18:00 | 12788
2018-02-21 19:00 | 19:00 | 12689
2018-02-21 20:00 | 20:00 | 12098
2018-02-21 21:00 | 21:00 | 11519
2018-02-21 22:00 | 22:00 | 11670
2018-02-21 23:00 | 23:00 | 11603
2018-02-22 | 0:00 | 10959
2018-02-22 01:00 | 1:00 | 10431
2018-02-22 02:00 | 2:00 | 10077
2018-02-22 03:00 | 3:00 | 9853
2018-02-22 04:00 | 4:00 | 9891
2018-02-22 05:00 | 5:00 | 10314
2018-02-22 06:00 | 6:00 | 11441
2018-02-22 07:00 | 7:00 | 12237
2018-02-22 08:00 | 8:00 | 12368
2018-02-22 09:00 | 9:00 | 12561
2018-02-22 10:00 | 10:00 | 12611
2018-02-22 11:00 | 11:00 | 12654
2018-02-22 12:00 | 12:00 | 12387
2018-02-22 13:00 | 13:00 | 12372
2018-02-22 14:00 | 14:00 | 12214
2018-02-22 15:00 | 15:00 | 12134
2018-02-22 16:00 | 16:00 | 12044
2018-02-22 17:00 | 17:00 | 12201
2018-02-22 18:00 | 18:00 | 12788
2018-02-22 19:00 | 19:00 | 12689
2018-02-22 20:00 | 20:00 | 12098
2018-02-22 21:00 | 21:00 | 11519
2018-02-22 22:00 | 22:00 | 11670
2018-02-22 23:00 | 23:00 | 11603
2018-02-23 | 0:00 | 10959
2018-02-23 01:00 | 1:00 | 10422
2018-02-23 02:00 | 2:00 | 10051
2018-02-23 03:00 | 3:00 | 9836
2018-02-23 04:00 | 4:00 | 9867
2018-02-23 05:00 | 5:00 | 10286
2018-02-23 06:00 | 6:00 | 11416
2018-02-23 07:00 | 7:00 | 12199
2018-02-23 08:00 | 8:00 | 12341
2018-02-23 09:00 | 9:00 | 12558
2018-02-23 10:00 | 10:00 | 12596
2018-02-23 11:00 | 11:00 | 12639
2018-02-23 12:00 | 12:00 | 12360
2018-02-23 13:00 | 13:00 | 12328
2018-02-23 14:00 | 14:00 | 12167
2018-02-23 15:00 | 15:00 | 12058
2018-02-23 16:00 | 16:00 | 11694
2018-02-23 17:00 | 17:00 | 11800
2018-02-23 18:00 | 18:00 | 12260
2018-02-23 19:00 | 19:00 | 12114
2018-02-23 20:00 | 20:00 | 11530
2018-02-23 21:00 | 21:00 | 10995
2018-02-23 22:00 | 22:00 | 11242
2018-02-23 23:00 | 23:00 | 11270
2018-02-24 | 0:00 | 10583
2018-02-24 01:00 | 1:00 | 10028
2018-02-24 02:00 | 2:00 | 9557
2018-02-24 03:00 | 3:00 | 9290
2018-02-24 04:00 | 4:00 | 9190
2018-02-24 05:00 | 5:00 | 9193
2018-02-24 06:00 | 6:00 | 9458
2018-02-24 07:00 | 7:00 | 9659
2018-02-24 08:00 | 8:00 | 10128
2018-02-24 09:00 | 9:00 | 10719
2018-02-24 10:00 | 10:00 | 10962
2018-02-24 11:00 | 11:00 | 11072
2018-02-24 12:00 | 12:00 | 10948
2018-02-24 13:00 | 13:00 | 10732
2018-02-24 14:00 | 14:00 | 10501
2018-02-24 15:00 | 15:00 | 10420
2018-02-24 16:00 | 16:00 | 10406
2018-02-24 17:00 | 17:00 | 10693
2018-02-24 18:00 | 18:00 | 11282
2018-02-24 19:00 | 19:00 | 11197
2018-02-24 20:00 | 20:00 | 10648
2018-02-24 21:00 | 21:00 | 10164
2018-02-24 22:00 | 22:00 | 10351
2018-02-24 23:00 | 23:00 | 10421
2018-02-25 | 0:00 | 9915
2018-02-25 01:00 | 1:00 | 9607
2018-02-25 02:00 | 2:00 | 9158
2018-02-25 03:00 | 3:00 | 8912
2018-02-25 04:00 | 4:00 | 8777
2018-02-25 05:00 | 5:00 | 8800
2018-02-25 06:00 | 6:00 | 8974
2018-02-25 07:00 | 7:00 | 8950
2018-02-25 08:00 | 8:00 | 9288
2018-02-25 09:00 | 9:00 | 9891
2018-02-25 10:00 | 10:00 | 10226
2018-02-25 11:00 | 11:00 | 10497
2018-02-25 12:00 | 12:00 | 10543
2018-02-25 13:00 | 13:00 | 10160
2018-02-25 14:00 | 14:00 | 9842
2018-02-25 15:00 | 15:00 | 9702
2018-02-25 16:00 | 16:00 | 9603
2018-02-25 17:00 | 17:00 | 9942
2018-02-25 18:00 | 18:00 | 10862
2018-02-25 19:00 | 19:00 | 11114
2018-02-25 20:00 | 20:00 | 10745
2018-02-25 21:00 | 21:00 | 10219
2018-02-25 22:00 | 22:00 | 10310
2018-02-25 23:00 | 23:00 | 10266
2018-02-26 | 0:00 | 9685
2018-02-26 01:00 | 1:00 | 9191
2018-02-26 02:00 | 2:00 | 8861
2018-02-26 03:00 | 3:00 | 8728
2018-02-26 04:00 | 4:00 | 8870
2018-02-26 05:00 | 5:00 | 9446
2018-02-26 06:00 | 6:00 | 10760
2018-02-26 07:00 | 7:00 | 11558
2018-02-26 08:00 | 8:00 | 12097
2018-02-26 09:00 | 9:00 | 12313
2018-02-26 10:00 | 10:00 | 12329
2018-02-26 11:00 | 11:00 | 12390
2018-02-26 12:00 | 12:00 | 12111
2018-02-26 13:00 | 13:00 | 12100
2018-02-26 14:00 | 14:00 | 11969
2018-02-26 15:00 | 15:00 | 11892
2018-02-26 16:00 | 16:00 | 11784
2018-02-26 17:00 | 17:00 | 11938
2018-02-26 18:00 | 18:00 | 12445
2018-02-26 19:00 | 19:00 | 12491
2018-02-26 20:00 | 20:00 | 11898
2018-02-26 21:00 | 21:00 | 11286
2018-02-26 22:00 | 22:00 | 11395
2018-02-26 23:00 | 23:00 | 11305
2018-02-27 | 0:00 | 10677
2018-02-27 01:00 | 1:00 | 10215
2018-02-27 02:00 | 2:00 | 9855
2018-02-27 03:00 | 3:00 | 9660
2018-02-27 04:00 | 4:00 | 9714
2018-02-27 05:00 | 5:00 | 10152
2018-02-27 06:00 | 6:00 | 11299
2018-02-27 07:00 | 7:00 | 12046
2018-02-27 08:00 | 8:00 | 12190
2018-02-27 09:00 | 9:00 | 12388
2018-02-27 10:00 | 10:00 | 12402
2018-02-27 11:00 | 11:00 | 12440
2018-02-27 12:00 | 12:00 | 12159
2018-02-27 13:00 | 13:00 | 12137
2018-02-27 14:00 | 14:00 | 12002
2018-02-27 15:00 | 15:00 | 11927
2018-02-27 16:00 | 16:00 | 11822
2018-02-27 17:00 | 17:00 | 11966
2018-02-27 18:00 | 18:00 | 12464
2018-02-27 19:00 | 19:00 | 12505
2018-02-27 20:00 | 20:00 | 11917
2018-02-27 21:00 | 21:00 | 11327
2018-02-27 22:00 | 22:00 | 11431
2018-02-27 23:00 | 23:00 | 11348
2018-02-28 | 0:00 | 10715
2018-02-28 01:00 | 1:00 | 10215
2018-02-28 02:00 | 2:00 | 9855
2018-02-28 03:00 | 3:00 | 9660
2018-02-28 04:00 | 4:00 | 9714
2018-02-28 05:00 | 5:00 | 10152
2018-02-28 06:00 | 6:00 | 11299
2018-02-28 07:00 | 7:00 | 12046
2018-02-28 08:00 | 8:00 | 12190
2018-02-28 09:00 | 9:00 | 12388
2018-02-28 10:00 | 10:00 | 12402
2018-02-28 11:00 | 11:00 | 12440
2018-02-28 12:00 | 12:00 | 12159
2018-02-28 13:00 | 13:00 | 12137
2018-02-28 14:00 | 14:00 | 12002
2018-02-28 15:00 | 15:00 | 11927
2018-02-28 16:00 | 16:00 | 11822
2018-02-28 17:00 | 17:00 | 11966
2018-02-28 18:00 | 18:00 | 12464
2018-02-28 19:00 | 19:00 | 12505
2018-02-28 20:00 | 20:00 | 11917
2018-02-28 21:00 | 21:00 | 11327
2018-02-28 22:00 | 22:00 | 11431
2018-02-28 23:00 | 23:00 | 11348
2018-03-01 | 0:00 | 10715
2018-03-01 01:00 | 1:00 | 10240
2018-03-01 02:00 | 2:00 | 9862
2018-03-01 03:00 | 3:00 | 9667
2018-03-01 04:00 | 4:00 | 9721
2018-03-01 05:00 | 5:00 | 10160
2018-03-01 06:00 | 6:00 | 11307
2018-03-01 07:00 | 7:00 | 12055
2018-03-01 08:00 | 8:00 | 12199
2018-03-01 09:00 | 9:00 | 12397
2018-03-01 10:00 | 10:00 | 12411
2018-03-01 11:00 | 11:00 | 12450
2018-03-01 12:00 | 12:00 | 12168
2018-03-01 13:00 | 13:00 | 12145
2018-03-01 14:00 | 14:00 | 12011
2018-03-01 15:00 | 15:00 | 11936
2018-03-01 16:00 | 16:00 | 11830
2018-03-01 17:00 | 17:00 | 11975
2018-03-01 18:00 | 18:00 | 12473
2018-03-01 19:00 | 19:00 | 12515
2018-03-01 20:00 | 20:00 | 11926
2018-03-01 21:00 | 21:00 | 11335
2018-03-01 22:00 | 22:00 | 11440
2018-03-01 23:00 | 23:00 | 11357
2018-03-02 | 0:00 | 10723
2018-03-02 01:00 | 1:00 | 10210
2018-03-02 02:00 | 2:00 | 9839
2018-03-02 03:00 | 3:00 | 9647
2018-03-02 04:00 | 4:00 | 9698
2018-03-02 05:00 | 5:00 | 10134
2018-03-02 06:00 | 6:00 | 11274
2018-03-02 07:00 | 7:00 | 12015
2018-03-02 08:00 | 8:00 | 12175
2018-03-02 09:00 | 9:00 | 12384
2018-03-02 10:00 | 10:00 | 12395
2018-03-02 11:00 | 11:00 | 12432
2018-03-02 12:00 | 12:00 | 12140
2018-03-02 13:00 | 13:00 | 12103
2018-03-02 14:00 | 14:00 | 11954
2018-03-02 15:00 | 15:00 | 11852
2018-03-02 16:00 | 16:00 | 11467
2018-03-02 17:00 | 17:00 | 11559
2018-03-02 18:00 | 18:00 | 11952
2018-03-02 19:00 | 19:00 | 11975
2018-03-02 20:00 | 20:00 | 11419
2018-03-02 21:00 | 21:00 | 10870
2018-03-02 22:00 | 22:00 | 11104
2018-03-02 23:00 | 23:00 | 11113
2018-03-03 | 0:00 | 10460
2018-03-03 01:00 | 1:00 | 9793
2018-03-03 02:00 | 2:00 | 9332
2018-03-03 03:00 | 3:00 | 9114
2018-03-03 04:00 | 4:00 | 8985
2018-03-03 05:00 | 5:00 | 9004
2018-03-03 06:00 | 6:00 | 9291
2018-03-03 07:00 | 7:00 | 9461
2018-03-03 08:00 | 8:00 | 10043
2018-03-03 09:00 | 9:00 | 10598
2018-03-03 10:00 | 10:00 | 10686
2018-03-03 11:00 | 11:00 | 10733
2018-03-03 12:00 | 12:00 | 10617
2018-03-03 13:00 | 13:00 | 10325
2018-03-03 14:00 | 14:00 | 10158
2018-03-03 15:00 | 15:00 | 9990
2018-03-03 16:00 | 16:00 | 9928
2018-03-03 17:00 | 17:00 | 10147
2018-03-03 18:00 | 18:00 | 10626
2018-03-03 19:00 | 19:00 | 10946
2018-03-03 20:00 | 20:00 | 10456
2018-03-03 21:00 | 21:00 | 10005
2018-03-03 22:00 | 22:00 | 10139
2018-03-03 23:00 | 23:00 | 10185
2018-03-04 | 0:00 | 9653
2018-03-04 01:00 | 1:00 | 9171
2018-03-04 02:00 | 2:00 | 8777
2018-03-04 03:00 | 3:00 | 8538
2018-03-04 04:00 | 4:00 | 8478
2018-03-04 05:00 | 5:00 | 8488
2018-03-04 06:00 | 6:00 | 8690
2018-03-04 07:00 | 7:00 | 8619
2018-03-04 08:00 | 8:00 | 9055
2018-03-04 09:00 | 9:00 | 9620
2018-03-04 10:00 | 10:00 | 9906
2018-03-04 11:00 | 11:00 | 10134
2018-03-04 12:00 | 12:00 | 10210
2018-03-04 13:00 | 13:00 | 9831
2018-03-04 14:00 | 14:00 | 9536
2018-03-04 15:00 | 15:00 | 9393
2018-03-04 16:00 | 16:00 | 9289
2018-03-04 17:00 | 17:00 | 9608
2018-03-04 18:00 | 18:00 | 10251
2018-03-04 19:00 | 19:00 | 10870
2018-03-04 20:00 | 20:00 | 10597
2018-03-04 21:00 | 21:00 | 10127
2018-03-04 22:00 | 22:00 | 10126
2018-03-04 23:00 | 23:00 | 10035
2018-03-05 | 0:00 | 9512
2018-03-05 01:00 | 1:00 | 9011
2018-03-05 02:00 | 2:00 | 8709
2018-03-05 03:00 | 3:00 | 8602
2018-03-05 04:00 | 4:00 | 8754
2018-03-05 05:00 | 5:00 | 9383
2018-03-05 06:00 | 6:00 | 10721
2018-03-05 07:00 | 7:00 | 11463
2018-03-05 08:00 | 8:00 | 11899
2018-03-05 09:00 | 9:00 | 12117
2018-03-05 10:00 | 10:00 | 12095
2018-03-05 11:00 | 11:00 | 12149
2018-03-05 12:00 | 12:00 | 11850
2018-03-05 13:00 | 13:00 | 11827
2018-03-05 14:00 | 14:00 | 11719
2018-03-05 15:00 | 15:00 | 11631
2018-03-05 16:00 | 16:00 | 11500
2018-03-05 17:00 | 17:00 | 11625
2018-03-05 18:00 | 18:00 | 11997
2018-03-05 19:00 | 19:00 | 12275
2018-03-05 20:00 | 20:00 | 11695
2018-03-05 21:00 | 21:00 | 11066
2018-03-05 22:00 | 22:00 | 11114
2018-03-05 23:00 | 23:00 | 11002
2018-03-06 | 0:00 | 10383
2018-03-06 01:00 | 1:00 | 9923
2018-03-06 02:00 | 2:00 | 9555
2018-03-06 03:00 | 3:00 | 9399
2018-03-06 04:00 | 4:00 | 9477
2018-03-06 05:00 | 5:00 | 9939
2018-03-06 06:00 | 6:00 | 11116
2018-03-06 07:00 | 7:00 | 11793
2018-03-06 08:00 | 8:00 | 11958
2018-03-06 09:00 | 9:00 | 12163
2018-03-06 10:00 | 10:00 | 12124
2018-03-06 11:00 | 11:00 | 12157
2018-03-06 12:00 | 12:00 | 11854
2018-03-06 13:00 | 13:00 | 11821
2018-03-06 14:00 | 14:00 | 11720
2018-03-06 15:00 | 15:00 | 11652
2018-03-06 16:00 | 16:00 | 11525
2018-03-06 17:00 | 17:00 | 11650
2018-03-06 18:00 | 18:00 | 12021
2018-03-06 19:00 | 19:00 | 12265
2018-03-06 20:00 | 20:00 | 11679
2018-03-06 21:00 | 21:00 | 11071
2018-03-06 22:00 | 22:00 | 11110
2018-03-06 23:00 | 23:00 | 11003
2018-03-07 | 0:00 | 10384
2018-03-07 01:00 | 1:00 | 9923
2018-03-07 02:00 | 2:00 | 9555
2018-03-07 03:00 | 3:00 | 9399
2018-03-07 04:00 | 4:00 | 9477
2018-03-07 05:00 | 5:00 | 9939
2018-03-07 06:00 | 6:00 | 11116
2018-03-07 07:00 | 7:00 | 11793
2018-03-07 08:00 | 8:00 | 11958
2018-03-07 09:00 | 9:00 | 12163
2018-03-07 10:00 | 10:00 | 12124
2018-03-07 11:00 | 11:00 | 12157
2018-03-07 12:00 | 12:00 | 11854
2018-03-07 13:00 | 13:00 | 11821
2018-03-07 14:00 | 14:00 | 11720
2018-03-07 15:00 | 15:00 | 11652
2018-03-07 16:00 | 16:00 | 11525
2018-03-07 17:00 | 17:00 | 11650
2018-03-07 18:00 | 18:00 | 12021
2018-03-07 19:00 | 19:00 | 12265
2018-03-07 20:00 | 20:00 | 11679
2018-03-07 21:00 | 21:00 | 11071
2018-03-07 22:00 | 22:00 | 11110
2018-03-07 23:00 | 23:00 | 11003
2018-03-08 | 0:00 | 10384
2018-03-08 01:00 | 1:00 | 9923
2018-03-08 02:00 | 2:00 | 9555
2018-03-08 03:00 | 3:00 | 9399
2018-03-08 04:00 | 4:00 | 9477
2018-03-08 05:00 | 5:00 | 9939
2018-03-08 06:00 | 6:00 | 11116
2018-03-08 07:00 | 7:00 | 11793
2018-03-08 08:00 | 8:00 | 11958
2018-03-08 09:00 | 9:00 | 12163
2018-03-08 10:00 | 10:00 | 12124
2018-03-08 11:00 | 11:00 | 12157
2018-03-08 12:00 | 12:00 | 11854
2018-03-08 13:00 | 13:00 | 11821
2018-03-08 14:00 | 14:00 | 11720
2018-03-08 15:00 | 15:00 | 11652
2018-03-08 16:00 | 16:00 | 11525
2018-03-08 17:00 | 17:00 | 11650
2018-03-08 18:00 | 18:00 | 12021
2018-03-08 19:00 | 19:00 | 12265
2018-03-08 20:00 | 20:00 | 11679
2018-03-08 21:00 | 21:00 | 11071
2018-03-08 22:00 | 22:00 | 11110
2018-03-08 23:00 | 23:00 | 11003
2018-03-09 | 0:00 | 10384
2018-03-09 01:00 | 1:00 | 9906
2018-03-09 02:00 | 2:00 | 9534
2018-03-09 03:00 | 3:00 | 9375
2018-03-09 04:00 | 4:00 | 9455
2018-03-09 05:00 | 5:00 | 9914
2018-03-09 06:00 | 6:00 | 11071
2018-03-09 07:00 | 7:00 | 11751
2018-03-09 08:00 | 8:00 | 11936
2018-03-09 09:00 | 9:00 | 12136
2018-03-09 10:00 | 10:00 | 12106
2018-03-09 11:00 | 11:00 | 12136
2018-03-09 12:00 | 12:00 | 11824
2018-03-09 13:00 | 13:00 | 11779
2018-03-09 14:00 | 14:00 | 11648
2018-03-09 15:00 | 15:00 | 11558
2018-03-09 16:00 | 16:00 | 11141
2018-03-09 17:00 | 17:00 | 11214
2018-03-09 18:00 | 18:00 | 11509
2018-03-09 19:00 | 19:00 | 11776
2018-03-09 20:00 | 20:00 | 11261
2018-03-09 21:00 | 21:00 | 10690
2018-03-09 22:00 | 22:00 | 10906
2018-03-09 23:00 | 23:00 | 10888
2018-03-10 | 0:00 | 10283
2018-03-10 01:00 | 1:00 | 9731
2018-03-10 02:00 | 2:00 | 9272
2018-03-10 03:00 | 3:00 | 9056
2018-03-10 04:00 | 4:00 | 8928
2018-03-10 05:00 | 5:00 | 8947
2018-03-10 06:00 | 6:00 | 9232
2018-03-10 07:00 | 7:00 | 9401
2018-03-10 08:00 | 8:00 | 9979
2018-03-10 09:00 | 9:00 | 10531
2018-03-10 10:00 | 10:00 | 10618
2018-03-10 11:00 | 11:00 | 10665
2018-03-10 12:00 | 12:00 | 10550
2018-03-10 13:00 | 13:00 | 10260
2018-03-10 14:00 | 14:00 | 10093
2018-03-10 15:00 | 15:00 | 9927
2018-03-10 16:00 | 16:00 | 9865
2018-03-10 17:00 | 17:00 | 10082
2018-03-10 18:00 | 18:00 | 10559
2018-03-10 19:00 | 19:00 | 10876
2018-03-10 20:00 | 20:00 | 10390
2018-03-10 21:00 | 21:00 | 9941
2018-03-10 22:00 | 22:00 | 10075
2018-03-10 23:00 | 23:00 | 10120
2018-03-11 | 0:00 | 9591
2018-03-11 01:00 | 1:00 | 9113
2018-03-11 02:00 | 2:00 | 8721
2018-03-11 03:00 | 3:00 | 8484
2018-03-11 04:00 | 4:00 | 8424
2018-03-11 05:00 | 5:00 | 8434
2018-03-11 06:00 | 6:00 | 8635
2018-03-11 07:00 | 7:00 | 8564
2018-03-11 08:00 | 8:00 | 8998
2018-03-11 09:00 | 9:00 | 9559
2018-03-11 10:00 | 10:00 | 9843
2018-03-11 11:00 | 11:00 | 10070
2018-03-11 12:00 | 12:00 | 10145
2018-03-11 13:00 | 13:00 | 9769
2018-03-11 14:00 | 14:00 | 9476
2018-03-11 15:00 | 15:00 | 9333
2018-03-11 16:00 | 16:00 | 9230
2018-03-11 17:00 | 17:00 | 9547
2018-03-11 18:00 | 18:00 | 10186
2018-03-11 19:00 | 19:00 | 10801
2018-03-11 20:00 | 20:00 | 10530
2018-03-11 21:00 | 21:00 | 10063
2018-03-11 22:00 | 22:00 | 10062
2018-03-11 23:00 | 23:00 | 9971
2018-03-12 | 0:00 | 9451
2018-03-12 01:00 | 1:00 | 8954
2018-03-12 02:00 | 2:00 | 8660
2018-03-12 03:00 | 3:00 | 8547
2018-03-12 04:00 | 4:00 | 8697
2018-03-12 05:00 | 5:00 | 9301
2018-03-12 06:00 | 6:00 | 10612
2018-03-12 07:00 | 7:00 | 11330
2018-03-12 08:00 | 8:00 | 11745
2018-03-12 09:00 | 9:00 | 11954
2018-03-12 10:00 | 10:00 | 11928
2018-03-12 11:00 | 11:00 | 11980
2018-03-12 12:00 | 12:00 | 11692
2018-03-12 13:00 | 13:00 | 11666
2018-03-12 14:00 | 14:00 | 11567
2018-03-12 15:00 | 15:00 | 11475
2018-03-12 16:00 | 16:00 | 11346
2018-03-12 17:00 | 17:00 | 11471
2018-03-12 18:00 | 18:00 | 11815
2018-03-12 19:00 | 19:00 | 12118
2018-03-12 20:00 | 20:00 | 11568
2018-03-12 21:00 | 21:00 | 10946
2018-03-12 22:00 | 22:00 | 10992
2018-03-12 23:00 | 23:00 | 10876
2018-03-13 | 0:00 | 10258
2018-03-13 01:00 | 1:00 | 9779
2018-03-13 02:00 | 2:00 | 9406
2018-03-13 03:00 | 3:00 | 9255
2018-03-13 04:00 | 4:00 | 9336
2018-03-13 05:00 | 5:00 | 9807
2018-03-13 06:00 | 6:00 | 10949
2018-03-13 07:00 | 7:00 | 11609
2018-03-13 08:00 | 8:00 | 11793
2018-03-13 09:00 | 9:00 | 11982
2018-03-13 10:00 | 10:00 | 11942
2018-03-13 11:00 | 11:00 | 11978
2018-03-13 12:00 | 12:00 | 11692
2018-03-13 13:00 | 13:00 | 11661
2018-03-13 14:00 | 14:00 | 11572
2018-03-13 15:00 | 15:00 | 11496
2018-03-13 16:00 | 16:00 | 11370
2018-03-13 17:00 | 17:00 | 11494
2018-03-13 18:00 | 18:00 | 11833
2018-03-13 19:00 | 19:00 | 12105
2018-03-13 20:00 | 20:00 | 11554
2018-03-13 21:00 | 21:00 | 10950
2018-03-13 22:00 | 22:00 | 10984
2018-03-13 23:00 | 23:00 | 10872
2018-03-14 | 0:00 | 10252
2018-03-14 01:00 | 1:00 | 9779
2018-03-14 02:00 | 2:00 | 9406
2018-03-14 03:00 | 3:00 | 9255
2018-03-14 04:00 | 4:00 | 9336
2018-03-14 05:00 | 5:00 | 9807
2018-03-14 06:00 | 6:00 | 10949
2018-03-14 07:00 | 7:00 | 11609
2018-03-14 08:00 | 8:00 | 11793
2018-03-14 09:00 | 9:00 | 11982
2018-03-14 10:00 | 10:00 | 11942
2018-03-14 11:00 | 11:00 | 11978
2018-03-14 12:00 | 12:00 | 11692
2018-03-14 13:00 | 13:00 | 11661
2018-03-14 14:00 | 14:00 | 11572
2018-03-14 15:00 | 15:00 | 11496
2018-03-14 16:00 | 16:00 | 11370
2018-03-14 17:00 | 17:00 | 11494
2018-03-14 18:00 | 18:00 | 11833
2018-03-14 19:00 | 19:00 | 12105
2018-03-14 20:00 | 20:00 | 11554
2018-03-14 21:00 | 21:00 | 10950
2018-03-14 22:00 | 22:00 | 10984
2018-03-14 23:00 | 23:00 | 10872
2018-03-15 | 0:00 | 10252
2018-03-15 01:00 | 1:00 | 9779
2018-03-15 02:00 | 2:00 | 9406
2018-03-15 03:00 | 3:00 | 9255
2018-03-15 04:00 | 4:00 | 9336
2018-03-15 05:00 | 5:00 | 9807
2018-03-15 06:00 | 6:00 | 10949
2018-03-15 07:00 | 7:00 | 11609
2018-03-15 08:00 | 8:00 | 11793
2018-03-15 09:00 | 9:00 | 11982
2018-03-15 10:00 | 10:00 | 11942
2018-03-15 11:00 | 11:00 | 11978
2018-03-15 12:00 | 12:00 | 11692
2018-03-15 13:00 | 13:00 | 11661
2018-03-15 14:00 | 14:00 | 11572
2018-03-15 15:00 | 15:00 | 11496
2018-03-15 16:00 | 16:00 | 11370
2018-03-15 17:00 | 17:00 | 11494
2018-03-15 18:00 | 18:00 | 11833
2018-03-15 19:00 | 19:00 | 12105
2018-03-15 20:00 | 20:00 | 11554
2018-03-15 21:00 | 21:00 | 10950
2018-03-15 22:00 | 22:00 | 10984
2018-03-15 23:00 | 23:00 | 10872
2018-03-16 | 0:00 | 10252
2018-03-16 01:00 | 1:00 | 9771
2018-03-16 02:00 | 2:00 | 9365
2018-03-16 03:00 | 3:00 | 9213
2018-03-16 04:00 | 4:00 | 9293
2018-03-16 05:00 | 5:00 | 9760
2018-03-16 06:00 | 6:00 | 10887
2018-03-16 07:00 | 7:00 | 11548
2018-03-16 08:00 | 8:00 | 11743
2018-03-16 09:00 | 9:00 | 11932
2018-03-16 10:00 | 10:00 | 11900
2018-03-16 11:00 | 11:00 | 11933
2018-03-16 12:00 | 12:00 | 11643
2018-03-16 13:00 | 13:00 | 11604
2018-03-16 14:00 | 14:00 | 11494
2018-03-16 15:00 | 15:00 | 11407
2018-03-16 16:00 | 16:00 | 11138
2018-03-16 17:00 | 17:00 | 11231
2018-03-16 18:00 | 18:00 | 11510
2018-03-16 19:00 | 19:00 | 11759
2018-03-16 20:00 | 20:00 | 11254
2018-03-16 21:00 | 21:00 | 10681
2018-03-16 22:00 | 22:00 | 10816
2018-03-16 23:00 | 23:00 | 10758
2018-03-17 | 0:00 | 10162
2018-03-17 01:00 | 1:00 | 9473
2018-03-17 02:00 | 2:00 | 9004
2018-03-17 03:00 | 3:00 | 8782
2018-03-17 04:00 | 4:00 | 8724
2018-03-17 05:00 | 5:00 | 8710
2018-03-17 06:00 | 6:00 | 8920
2018-03-17 07:00 | 7:00 | 9125
2018-03-17 08:00 | 8:00 | 9813
2018-03-17 09:00 | 9:00 | 10393
2018-03-17 10:00 | 10:00 | 10663
2018-03-17 11:00 | 11:00 | 10805
2018-03-17 12:00 | 12:00 | 10801
2018-03-17 13:00 | 13:00 | 10581
2018-03-17 14:00 | 14:00 | 10377
2018-03-17 15:00 | 15:00 | 10237
2018-03-17 16:00 | 16:00 | 10110
2018-03-17 17:00 | 17:00 | 10221
2018-03-17 18:00 | 18:00 | 10470
2018-03-17 19:00 | 19:00 | 10771
2018-03-17 20:00 | 20:00 | 10314
2018-03-17 21:00 | 21:00 | 9885
2018-03-17 22:00 | 22:00 | 9929
2018-03-17 23:00 | 23:00 | 9944
2018-03-18 | 0:00 | 9402
2018-03-18 01:00 | 1:00 | 8979
2018-03-18 02:00 | 2:00 | 8655
2018-03-18 03:00 | 3:00 | 8391
2018-03-18 04:00 | 4:00 | 8316
2018-03-18 05:00 | 5:00 | 8424
2018-03-18 06:00 | 6:00 | 8552
2018-03-18 07:00 | 7:00 | 8533
2018-03-18 08:00 | 8:00 | 9054
2018-03-18 09:00 | 9:00 | 9651
2018-03-18 10:00 | 10:00 | 10064
2018-03-18 11:00 | 11:00 | 10318
2018-03-18 12:00 | 12:00 | 10402
2018-03-18 13:00 | 13:00 | 10056
2018-03-18 14:00 | 14:00 | 9681
2018-03-18 15:00 | 15:00 | 9413
2018-03-18 16:00 | 16:00 | 9208
2018-03-18 17:00 | 17:00 | 9523
2018-03-18 18:00 | 18:00 | 9978
2018-03-18 19:00 | 19:00 | 10660
2018-03-18 20:00 | 20:00 | 10494
2018-03-18 21:00 | 21:00 | 10094
2018-03-18 22:00 | 22:00 | 10103
2018-03-18 23:00 | 23:00 | 10037
2018-03-19 | 0:00 | 9467
2018-03-19 01:00 | 1:00 | 8998
2018-03-19 02:00 | 2:00 | 8726
2018-03-19 03:00 | 3:00 | 8589
2018-03-19 04:00 | 4:00 | 8734
2018-03-19 05:00 | 5:00 | 9263
2018-03-19 06:00 | 6:00 | 10507
2018-03-19 07:00 | 7:00 | 11153
2018-03-19 08:00 | 8:00 | 11498
2018-03-19 09:00 | 9:00 | 11677
2018-03-19 10:00 | 10:00 | 11634
2018-03-19 11:00 | 11:00 | 11681
2018-03-19 12:00 | 12:00 | 11425
2018-03-19 13:00 | 13:00 | 11391
2018-03-19 14:00 | 14:00 | 11325
2018-03-19 15:00 | 15:00 | 11211
2018-03-19 16:00 | 16:00 | 11085
2018-03-19 17:00 | 17:00 | 11213
2018-03-19 18:00 | 18:00 | 11462
2018-03-19 19:00 | 19:00 | 11869
2018-03-19 20:00 | 20:00 | 11421
2018-03-19 21:00 | 21:00 | 10805
2018-03-19 22:00 | 22:00 | 10845
2018-03-19 23:00 | 23:00 | 10708
2018-03-20 | 0:00 | 10078
2018-03-20 01:00 | 1:00 | 9512
2018-03-20 02:00 | 2:00 | 9111
2018-03-20 03:00 | 3:00 | 8973
2018-03-20 04:00 | 4:00 | 9067
2018-03-20 05:00 | 5:00 | 9588
2018-03-20 06:00 | 6:00 | 10626
2018-03-20 07:00 | 7:00 | 11241
2018-03-20 08:00 | 8:00 | 11505
2018-03-20 09:00 | 9:00 | 11639
2018-03-20 10:00 | 10:00 | 11593
2018-03-20 11:00 | 11:00 | 11641
2018-03-20 12:00 | 12:00 | 11410
2018-03-20 13:00 | 13:00 | 11390
2018-03-20 14:00 | 14:00 | 11345
2018-03-20 15:00 | 15:00 | 11232
2018-03-20 16:00 | 16:00 | 11106
2018-03-20 17:00 | 17:00 | 11231
2018-03-20 18:00 | 18:00 | 11458
2018-03-20 19:00 | 19:00 | 11845
2018-03-20 20:00 | 20:00 | 11410
2018-03-20 21:00 | 21:00 | 10804
2018-03-20 22:00 | 22:00 | 10824
2018-03-20 23:00 | 23:00 | 10690
2018-03-21 | 0:00 | 10048
2018-03-21 01:00 | 1:00 | 9512
2018-03-21 02:00 | 2:00 | 9111
2018-03-21 03:00 | 3:00 | 8973
2018-03-21 04:00 | 4:00 | 9067
2018-03-21 05:00 | 5:00 | 9588
2018-03-21 06:00 | 6:00 | 10626
2018-03-21 07:00 | 7:00 | 11241
2018-03-21 08:00 | 8:00 | 11505
2018-03-21 09:00 | 9:00 | 11639
2018-03-21 10:00 | 10:00 | 11593
2018-03-21 11:00 | 11:00 | 11641
2018-03-21 12:00 | 12:00 | 11410
2018-03-21 13:00 | 13:00 | 11390
2018-03-21 14:00 | 14:00 | 11345
2018-03-21 15:00 | 15:00 | 11232
2018-03-21 16:00 | 16:00 | 11106
2018-03-21 17:00 | 17:00 | 11231
2018-03-21 18:00 | 18:00 | 11458
2018-03-21 19:00 | 19:00 | 11845
2018-03-21 20:00 | 20:00 | 11410
2018-03-21 21:00 | 21:00 | 10804
2018-03-21 22:00 | 22:00 | 10824
2018-03-21 23:00 | 23:00 | 10690
2018-03-22 | 0:00 | 10048
2018-03-22 01:00 | 1:00 | 9512
2018-03-22 02:00 | 2:00 | 9111
2018-03-22 03:00 | 3:00 | 8973
2018-03-22 04:00 | 4:00 | 9067
2018-03-22 05:00 | 5:00 | 9588
2018-03-22 06:00 | 6:00 | 10626
2018-03-22 07:00 | 7:00 | 11241
2018-03-22 08:00 | 8:00 | 11505
2018-03-22 09:00 | 9:00 | 11639
2018-03-22 10:00 | 10:00 | 11593
2018-03-22 11:00 | 11:00 | 11641
2018-03-22 12:00 | 12:00 | 11410
2018-03-22 13:00 | 13:00 | 11390
2018-03-22 14:00 | 14:00 | 11345
2018-03-22 15:00 | 15:00 | 11232
2018-03-22 16:00 | 16:00 | 11106
2018-03-22 17:00 | 17:00 | 11231
2018-03-22 18:00 | 18:00 | 11458
2018-03-22 19:00 | 19:00 | 11845
2018-03-22 20:00 | 20:00 | 11410
2018-03-22 21:00 | 21:00 | 10804
2018-03-22 22:00 | 22:00 | 10824
2018-03-22 23:00 | 23:00 | 10690
2018-03-23 | 0:00 | 10048
2018-03-23 01:00 | 1:00 | 9519
2018-03-23 02:00 | 2:00 | 9132
2018-03-23 03:00 | 3:00 | 8996
2018-03-23 04:00 | 4:00 | 9085
2018-03-23 05:00 | 5:00 | 9597
2018-03-23 06:00 | 6:00 | 10632
2018-03-23 07:00 | 7:00 | 11255
2018-03-23 08:00 | 8:00 | 11531
2018-03-23 09:00 | 9:00 | 11691
2018-03-23 10:00 | 10:00 | 11668
2018-03-23 11:00 | 11:00 | 11714
2018-03-23 12:00 | 12:00 | 11475
2018-03-23 13:00 | 13:00 | 11433
2018-03-23 14:00 | 14:00 | 11351
2018-03-23 15:00 | 15:00 | 11236
2018-03-23 16:00 | 16:00 | 11146
2018-03-23 17:00 | 17:00 | 11237
2018-03-23 18:00 | 18:00 | 11309
2018-03-23 19:00 | 19:00 | 11443
2018-03-23 20:00 | 20:00 | 11066
2018-03-23 21:00 | 21:00 | 10534
2018-03-23 22:00 | 22:00 | 10640
2018-03-23 23:00 | 23:00 | 10568
2018-03-24 | 0:00 | 10030
2018-03-24 01:00 | 1:00 | 9487
2018-03-24 02:00 | 2:00 | 9017
2018-03-24 03:00 | 3:00 | 8795
2018-03-24 04:00 | 4:00 | 8738
2018-03-24 05:00 | 5:00 | 8723
2018-03-24 06:00 | 6:00 | 8933
2018-03-24 07:00 | 7:00 | 9139
2018-03-24 08:00 | 8:00 | 9828
2018-03-24 09:00 | 9:00 | 10408
2018-03-24 10:00 | 10:00 | 10679
2018-03-24 11:00 | 11:00 | 10821
2018-03-24 12:00 | 12:00 | 10817
2018-03-24 13:00 | 13:00 | 10596
2018-03-24 14:00 | 14:00 | 10393
2018-03-24 15:00 | 15:00 | 10252
2018-03-24 16:00 | 16:00 | 10126
2018-03-24 17:00 | 17:00 | 10236
2018-03-24 18:00 | 18:00 | 10486
2018-03-24 19:00 | 19:00 | 10787
2018-03-24 20:00 | 20:00 | 10329
2018-03-24 21:00 | 21:00 | 9900
2018-03-24 22:00 | 22:00 | 9944
2018-03-24 23:00 | 23:00 | 9959
2018-03-25 | 0:00 | 9416
2018-03-25 01:00 | 1:00 | 9204
2018-03-25 02:00 | 2:00 | 8993
2018-03-25 03:00 | 3:00 | 8668
2018-03-25 04:00 | 4:00 | 8437
2018-03-25 05:00 | 5:00 | 8565
2018-03-25 06:00 | 6:00 | 8546
2018-03-25 07:00 | 7:00 | 9068
2018-03-25 08:00 | 8:00 | 9665
2018-03-25 09:00 | 9:00 | 10079
2018-03-25 10:00 | 10:00 | 10333
2018-03-25 11:00 | 11:00 | 10418
2018-03-25 12:00 | 12:00 | 10071
2018-03-25 13:00 | 13:00 | 9695
2018-03-25 14:00 | 14:00 | 9427
2018-03-25 15:00 | 15:00 | 9222
2018-03-25 16:00 | 16:00 | 9538
2018-03-25 17:00 | 17:00 | 9993
2018-03-25 18:00 | 18:00 | 10676
2018-03-25 19:00 | 19:00 | 10568
2018-03-25 20:00 | 20:00 | 10389
2018-03-25 21:00 | 21:00 | 10112
2018-03-25 22:00 | 22:00 | 10098
2018-03-25 23:00 | 23:00 | 9436
2018-03-26 | 0:00 | 8759
2018-03-26 01:00 | 1:00 | 8659
2018-03-26 02:00 | 2:00 | 8558
2018-03-26 03:00 | 3:00 | 8367
2018-03-26 04:00 | 4:00 | 8567
2018-03-26 05:00 | 5:00 | 9054
2018-03-26 06:00 | 6:00 | 10195
2018-03-26 07:00 | 7:00 | 10999
2018-03-26 08:00 | 8:00 | 11387
2018-03-26 09:00 | 9:00 | 11527
2018-03-26 10:00 | 10:00 | 11489
2018-03-26 11:00 | 11:00 | 11569
2018-03-26 12:00 | 12:00 | 11451
2018-03-26 13:00 | 13:00 | 11349
2018-03-26 14:00 | 14:00 | 11297
2018-03-26 15:00 | 15:00 | 11085
2018-03-26 16:00 | 16:00 | 10907
2018-03-26 17:00 | 17:00 | 11054
2018-03-26 18:00 | 18:00 | 11280
2018-03-26 19:00 | 19:00 | 11487
2018-03-26 20:00 | 20:00 | 11264
2018-03-26 21:00 | 21:00 | 10758
2018-03-26 22:00 | 22:00 | 10791
2018-03-26 23:00 | 23:00 | 10681
2018-03-27 | 0:00 | 10085
2018-03-27 01:00 | 1:00 | 9427
2018-03-27 02:00 | 2:00 | 9022
2018-03-27 03:00 | 3:00 | 8939
2018-03-27 04:00 | 4:00 | 9081
2018-03-27 05:00 | 5:00 | 9637
2018-03-27 06:00 | 6:00 | 10577
2018-03-27 07:00 | 7:00 | 11169
2018-03-27 08:00 | 8:00 | 11461
2018-03-27 09:00 | 9:00 | 11602
2018-03-27 10:00 | 10:00 | 11578
2018-03-27 11:00 | 11:00 | 11595
2018-03-27 12:00 | 12:00 | 11394
2018-03-27 13:00 | 13:00 | 11381
2018-03-27 14:00 | 14:00 | 11334
2018-03-27 15:00 | 15:00 | 11200
2018-03-27 16:00 | 16:00 | 11096
2018-03-27 17:00 | 17:00 | 11190
2018-03-27 18:00 | 18:00 | 11356
2018-03-27 19:00 | 19:00 | 11619
2018-03-27 20:00 | 20:00 | 11302
2018-03-27 21:00 | 21:00 | 10832
2018-03-27 22:00 | 22:00 | 10840
2018-03-27 23:00 | 23:00 | 10653
2018-03-28 | 0:00 | 10059
2018-03-28 01:00 | 1:00 | 9550
2018-03-28 02:00 | 2:00 | 9150
2018-03-28 03:00 | 3:00 | 9038
2018-03-28 04:00 | 4:00 | 9121
2018-03-28 05:00 | 5:00 | 9671
2018-03-28 06:00 | 6:00 | 10565
2018-03-28 07:00 | 7:00 | 11173
2018-03-28 08:00 | 8:00 | 11451
2018-03-28 09:00 | 9:00 | 11593
2018-03-28 10:00 | 10:00 | 11563
2018-03-28 11:00 | 11:00 | 11537
2018-03-28 12:00 | 12:00 | 11321
2018-03-28 13:00 | 13:00 | 11291
2018-03-28 14:00 | 14:00 | 11237
2018-03-28 15:00 | 15:00 | 11084
2018-03-28 16:00 | 16:00 | 10971
2018-03-28 17:00 | 17:00 | 11094
2018-03-28 18:00 | 18:00 | 11256
2018-03-28 19:00 | 19:00 | 11464
2018-03-28 20:00 | 20:00 | 11428
2018-03-28 21:00 | 21:00 | 11052
2018-03-28 22:00 | 22:00 | 10784
2018-03-28 23:00 | 23:00 | 10469
2018-03-29 | 0:00 | 10004
2018-03-29 01:00 | 1:00 | 9477
2018-03-29 02:00 | 2:00 | 9132
2018-03-29 03:00 | 3:00 | 9001
2018-03-29 04:00 | 4:00 | 9134
2018-03-29 05:00 | 5:00 | 9659
2018-03-29 06:00 | 6:00 | 10566
2018-03-29 07:00 | 7:00 | 11203
2018-03-29 08:00 | 8:00 | 11512
2018-03-29 09:00 | 9:00 | 11652
2018-03-29 10:00 | 10:00 | 11624
2018-03-29 11:00 | 11:00 | 11644
2018-03-29 12:00 | 12:00 | 11455
2018-03-29 13:00 | 13:00 | 11389
2018-03-29 14:00 | 14:00 | 11302
2018-03-29 15:00 | 15:00 | 11197
2018-03-29 16:00 | 16:00 | 11065
2018-03-29 17:00 | 17:00 | 11162
2018-03-29 18:00 | 18:00 | 11323
2018-03-29 19:00 | 19:00 | 11622
2018-03-29 20:00 | 20:00 | 11309
2018-03-29 21:00 | 21:00 | 10840
2018-03-29 22:00 | 22:00 | 10857
2018-03-29 23:00 | 23:00 | 10679
2018-03-30 | 0:00 | 10043
2018-03-30 01:00 | 1:00 | 9591
2018-03-30 02:00 | 2:00 | 9184
2018-03-30 03:00 | 3:00 | 9053
2018-03-30 04:00 | 4:00 | 9148
2018-03-30 05:00 | 5:00 | 9657
2018-03-30 06:00 | 6:00 | 10536
2018-03-30 07:00 | 7:00 | 11137
2018-03-30 08:00 | 8:00 | 11461
2018-03-30 09:00 | 9:00 | 11576
2018-03-30 10:00 | 10:00 | 11565
2018-03-30 11:00 | 11:00 | 11584
2018-03-30 12:00 | 12:00 | 11353
2018-03-30 13:00 | 13:00 | 11274
2018-03-30 14:00 | 14:00 | 11161
2018-03-30 15:00 | 15:00 | 11103
2018-03-30 16:00 | 16:00 | 11057
2018-03-30 17:00 | 17:00 | 11116
2018-03-30 18:00 | 18:00 | 11116
2018-03-30 19:00 | 19:00 | 11180
2018-03-30 20:00 | 20:00 | 10931
2018-03-30 21:00 | 21:00 | 10488
2018-03-30 22:00 | 22:00 | 10552
2018-03-30 23:00 | 23:00 | 10420
2018-03-31 | 0:00 | 9884
2018-03-31 01:00 | 1:00 | 9377
2018-03-31 02:00 | 2:00 | 8954
2018-03-31 03:00 | 3:00 | 8748
2018-03-31 04:00 | 4:00 | 8645
2018-03-31 05:00 | 5:00 | 8656
2018-03-31 06:00 | 6:00 | 8862
2018-03-31 07:00 | 7:00 | 9134
2018-03-31 08:00 | 8:00 | 9749
2018-03-31 09:00 | 9:00 | 10278
2018-03-31 10:00 | 10:00 | 10517
2018-03-31 11:00 | 11:00 | 10606
2018-03-31 12:00 | 12:00 | 10568
2018-03-31 13:00 | 13:00 | 10341
2018-03-31 14:00 | 14:00 | 10129
2018-03-31 15:00 | 15:00 | 10055
2018-03-31 16:00 | 16:00 | 9951
2018-03-31 17:00 | 17:00 | 10035
2018-03-31 18:00 | 18:00 | 10233
2018-03-31 19:00 | 19:00 | 10455
2018-03-31 20:00 | 20:00 | 10157
2018-03-31 21:00 | 21:00 | 9808
2018-03-31 22:00 | 22:00 | 9848
2018-03-31 23:00 | 23:00 | 9817

## 2.3 Market response
2.3 Market response
Market response volume per category
Note that the numbers of Survey 2015 will be used as reference. Number of Survey 2016 will be assessed as sensitivity.
Volume [MW]
| Survey 2015 | Survey 2016
Contract-based with BRPs | 174 | 67
Price-based from TSO GU and gen. Assets | 438 | 332
Price-based from DSO GU | 64 | 28
Voluntary reduction from DSO GU | 150 | 150

## 3. Balancing reserves
3. Balancing reserves
Volume of balancing reserves assumed to be provided by Belgian production units
[MW] | 2016 | 2017 | 2018 | 2019 | 2020
FCR | 73 | 20 | considered same as for 2017
aFRR | 140 | 144
mFRR | 472 | 380
Total | 685 | 544
* FCR should be around 80 MW for 2017 (decision will be taken at ENTSO-E level).
Considering that a part is contracted on demand and from mid-2016, FCR can be contracted abroad, 20 MW of FCR is considered as being sourced on production units in Belgium for 2017 onwards.

## 4. Flow based domains
4. Flow based domains
3 CWE flow based domains will be used for the volume assessment.
Those days are based on typical days identified in 2015 and corresponding to different grid situations.
The hour 18 was chosen to build the future domains as this is the hour when the load is the highest and therefore the most representative for adequacy.
The same domain will be used for winters 2017-18, 2018-19 and 2019-20.
Note that NEMO interconnection will be taken into account for the winter 2019-20 as it is planned to be commissionned in 2019.
NEMO will be taken into account as an additional possible exchange of 1000 MW from Great Britain on top of the flow based domain possibilities.
Day 1: "LOW WIND"
This day is based on the 07/01/2015, hour 18, flow based domain.
Day 2: "WINDY"
This day is based on the 19/11/2015, hour 18, flow based domain.
Day 3: "WEEKEND"
This day is based on the 05/12/2015, hour 18, flow based domain.
Changes that were performed to the original domains to be used in this study
- all nuclear in Belgium set to maximum output
- line 380.26 between Doel and Zandvliet was added(and line 380.12 between Gramme and Van Eyck in the Day 1 "Low Wind" as it was not yet in operation)
- Dynamic line rating taken into account
- use of PST taps to max 6 taps each according to the operational rules to calculate the flow based domain for day-ahead
- N-state with full N-1 computation. The N-state taken into account in the days is the one of the historical day. Therefore outages of lines and topology is taken from the historical days.
3 domains corresponding to different representative situations are given.
Those include the boundary CBCOs defining the domain with the associated PTDF per bidding zone and the associated RAM.
The CBCO constraints of the flow based domains are gathered in the following sheets:
4.1 Flow based typical day 1
4.2 Flow based typical day 2
4.3 Flow based typical day 3

## 4.1 Flow based typical day 1
4. Flow based typical day 1 : "LOW WIND"
This flow based domain is based on the 07/01/2015, hour 18.
PTDFs
CBCO id | RAM | BE | DE | FR | NL
1 | 296 | 0.04121 | -0.03167 | -0.04375 | -0.01265
2 | 1207 | 0.05154 | -0.30878 | -0.15694 | -0.34563
3 | 1032 | 0.0333 | -0.28227 | -0.182 | -0.29524
4 | 626 | -0.18521 | -0.20302 | -0.30584 | -0.1364
5 | 989 | -0.0017 | -0.16071 | -0.26319 | -0.10572
6 | 989 | 0.08179 | -0.09054 | -0.18521 | -0.02445
7 | 286 | -0.0011 | 0.04624 | -0.00465 | 0.00833
8 | 578 | -0.00751 | -0.08438 | -0.03411 | 0.14829
9 | 696 | 0.0212 | -0.11996 | 0.08518 | -0.08446
10 | 1564 | 0.01263 | 0.26812 | 0.17484 | 0.03314
11 | 4500 | -1 | 0 | 0 | 0
12 | 5190 | 0 | 0 | -1 | 0
13 | 4250 | 0 | 0 | 0 | -1
14 | 5001 | 0 | 0 | 1 | 0
15 | 4400 | 0 | -1 | 0 | 0
16 | 435 | -0.24342 | -0.1082 | -0.19882 | 0
17 | 435 | -0.24023 | -0.08991 | -0.18671 | 0
18 | 435 | -0.23434 | -0.08552 | -0.16747 | 0
19 | 435 | -0.25222 | -0.1134 | -0.22741 | 0
20 | 435 | -0.24615 | -0.09967 | -0.20661 | 0
21 | 435 | -0.25134 | -0.11546 | -0.22482 | 0
22 | 435 | -0.252 | -0.11491 | -0.22687 | 0

## 4.1 Flow based typical day 2
4. Flow based typical day 2: "WINDY"
This flow based domain is based on the 19/11/2015, hour 18.
PTDFs
CBCO id | RAM | BE | DE | FR | NL
1 | 290 | 0.05724 | -0.04625 | -0.0661 | -0.02065
2 | 1054 | 0.11752 | -0.17429 | -0.09246 | -0.20925
3 | 138 | -0.00287 | -0.03039 | -0.04993 | 0.02316
4 | 247 | -0.00481 | -0.04374 | -0.02132 | 0.06808
5 | 659 | 0.02699 | -0.1408 | 0.08145 | -0.10646
6 | 435 | 0.01883 | 0.12291 | 0.05907 | -0.06853

## 4.1 Flow based typical day 3
4. Flow based typical day 3: "WEEKEND"
This flow based domain is based on the 05/12/2015, hour 18.
PTDFs
CBCO id | RAM | BE | DE | FR | NL
1 | 552 | -0.10493 | -0.00272 | 0.01475 | -0.03173
2 | 226 | -0.0555 | 0.0028 | -0.0228 | 0.05382
3 | 618 | -0.19072 | 0.01056 | -0.08208 | 0.04296
4 | 1404 | -0.17522 | -0.01355 | 0.11763 | -0.1052
5 | 205 | -0.06523 | -0.0013 | -0.04028 | -0.08322
6 | 204 | -0.07103 | -0.00389 | -0.04531 | -0.0845
7 | 167 | -0.08369 | -0.04262 | -0.06097 | -0.1099
8 | 852 | 0.1254 | -0.03981 | 0.17799 | -0.00132
9 | 347 | -0.08243 | 0.00498 | -0.04603 | -0.13881
10 | 4500 | -1 | 0 | 0 | 0
11 | 5301 | 0 | 0 | 1 | 0
12 | 4400 | 0 | -1 | 0 | 0
13 | 404 | 0.14071 | 0.18612 | 0.15039 | 0
14 | 404 | 0.13282 | 0.1811 | 0.15697 | 0
15 | 404 | 0.12053 | 0.1763 | 0.15627 | 0
16 | 404 | 0.10859 | 0.18332 | 0.11314 | 0
17 | 404 | 0.052 | 0.16777 | 0.08613 | 0
18 | 195 | -0.07614 | -0.09553 | -0.09553 | 0
19 | 195 | -0.07822 | -0.07954 | -0.09906 | 0
20 | 195 | -0.07824 | -0.07951 | -0.09907 | 0
21 | 174 | -0.08439 | -0.08337 | -0.08337 | 0
22 | 174 | -0.08454 | -0.08454 | -0.08454 | 0
23 | 174 | -0.08901 | -0.06385 | -0.08901 | 0
24 | 174 | -0.08885 | -0.05971 | -0.08611 | 0
25 | 211 | -0.07464 | -0.10105 | -0.09431 | 0
26 | 211 | -0.07327 | -0.09747 | -0.08116 | 0
27 | 211 | -0.08011 | -0.09695 | -0.08011 | 0
28 | 190 | -0.07189 | -0.08533 | -0.07018 | 0
29 | 190 | -0.07194 | -0.08532 | -0.07021 | 0
30 | 116 | 0.04393 | 0.01648 | -0.01191 | 0
31 | 116 | 0.07183 | 0.00713 | -0.00327 | 0
32 | 116 | 0.03587 | 0.02776 | -0.00171 | 0
33 | 116 | 0.06585 | 0.03799 | 0.03759 | 0

## 5. General remarks
5. General remarks
Topic | Remark
Historical values | Historical values are provided for information purposes only. No analysis will be done using this information.
Production capacity in winter | Production capacity represents the active power that can effectively be injected into the grid. Slight deviations from installed capacity therefore are possible. The forecasted production capacity at the beginning of the winter is used in the simulations.