## Contents
Elia Adequacy Report - study assumptions
Need for strategic reserve for the winter 2019-20
This data is provided in the framework of the evaluation of the strategic reserve volume for winter 2019-20.
It includes forecasts for the 3 next winters 2019-20, 2020-21 and 2021-22.
Data contained in this document is subject to a public consultation, starting 27/08/2018 and ending 24/09/2018.
1. Production
1.1 Production summary
1.2 Individually modelled thermal production
1.3 Renewable production
1.4 Pumped storage
1.5 Profiled thermal production
1.6 Forced outage rates
2. Consumption
2.1 Demand
2.2 Demand profile
2.3 Market response
3. Balancing reserves
4. Flow based domains
4.1 Flow based typical day 1
4.2 Flow based typical day 2
4.3 Flow based typical day 3
4.4 Flow based typical day 4
5. General remarks

## 1.1 Production summary
1.1 Production summary
Production capacity for winter [MW]
Production type |  | 2017-18 | 2018-19 | 2019-20 | 2020-21 | 2021-22
Individually modelled non renewable thermal production |  | 10649 | 10631 | 11206 | 11206 | 11206
CCGT/GT/CL | Gas | 3845.6 | 3845.6 | 4420.6 | 4420.6 | 4420.6
CHP | Gas | 726.4 | 726.4 | 726.4 | 726.4 | 726.4
| Nuclear | 5919 | 5919 | 5919 | 5919 | 5919
| Oil | 158 | 140 | 140 | 140 | 140
| Coal | 0 | 0 | 0 | 0 | 0
Profiled thermal non renewable production |  | 1111 | 1164 | 1244 | 1244 | 1244
Renewable production |  | 7526.1 | 8472.8238 | 9801.5252 | 11377.5113 | 12079.2231
| Wind | 2774 | 3305.4271 | 4122.5183 | 5045.6096 | 5210.2722
| Photovoltaics | 3526 | 3931.7835 | 4432.8081 | 5069.8328 | 5600.129
| Hydro RoR | 114 | 113.9383 | 118.4191 | 122.9 | 125.6667
| Biomass - individually modelled | 348 | 348 | 348 | 348 | 348
| Biomass - profiled | 446 | 455.575 | 466.6796 | 478.069 | 482.0552
| Waste - individually modelled | 267.1 | 267.1 | 267.1 | 267.1 | 267.1
| Waste - profiled | 51 | 51 | 46 | 46 | 46
Pumped storage |  | 1308 | 1308 | 1308 | 1308 | 1308
Capacity for winter [MW]
|  | 2017-18 | 2018-19 | 2019-20 | 2020-21 | 2021-22
Strategic reserve contracted on production |  | 725 | 0 | 0 | 0 | 0
Strategic reserve contracted on demand |  | 0 | 0 | 0 | 0
|  | 725 | 900 | 900 | 900

## 1.2 Ind. mod. thermal prod.
1.2 Individually modelled thermal production
Owner | Production unit name | Type | Fuel type | Production capacity [MW] | 2017-18 | 2018-19 | 2019-20 | 2020-21 | 2021-22 | Comment
Engie | AALST SYRAL GT | CHP | Gas | 43 | yes | yes | yes | yes | yes
Engie | AALST SYRAL ST | CHP | Gas | 5 | yes | yes | yes | yes | yes
Engie | AALTER TJ | TJ | Oil | 18 | yes | yes | yes | yes | yes
Engie | AMERCOEUR 1 GT | CCGT-GT | Gas | 289 | yes | yes | yes | yes | yes
Engie | AMERCOEUR 1 ST | CCGT-ST | Gas | 162 | yes | yes | yes | yes | yes
EDF Luminus | ANGLEUR TG 31 | CCGT-GT | Gas | 25 | yes | yes | no | no | no
EDF Luminus | ANGLEUR TG 32 | CCGT-GT | Gas | 25 | yes | yes | no | no | no
EDF Luminus | ANGLEUR TG 41 | GT | Gas | 63 | yes | yes | yes | yes | yes
EDF Luminus | ANGLEUR TG 42 | GT | Gas | 63 | yes | yes | yes | yes | yes
Engie | ARLANXEO ZWIJDRECHT GT | CHP | Gas | 43 | yes | yes | yes | yes | yes
Engie | ARLANXEO ZWIJNDRECHT ST | CHP | Gas | 15 | yes | yes | yes | yes | yes
Engie | AWIRS 4 | CL | Biomass | 75 | yes | yes | yes | yes | yes
Engie | BEERSE TJ | TJ | Oil | 32 | yes | yes | yes | yes | yes
Biopower | BIOMASSA OOSTENDE | IS | Biomass | 18 | yes | yes | yes | yes | yes
Biostoom | BIOSTOOM OOSTENDE | IS | Waste | 19.4 | yes | yes | yes | yes | yes
Engie | CIERREUX TJ | TJ | Oil | 18 | yes | yes | yes | yes | yes
Engie | DEUX-ACREN TJ | TJ | Oil | 18 | yes | no | no | no | no
Engie | DOEL 1 | NU | Nuclear | 433 | yes | yes | yes | yes | yes
Engie | DOEL 2 | NU | Nuclear | 433 | yes | yes | yes | yes | yes
Engie | DOEL 3 | NU | Nuclear | 1006 | yes | yes | yes | yes | yes
Engie | DOEL 4 | NU | Nuclear | 1039 | yes | yes | yes | yes | yes
Engie | DROGENBOS GT1 | CCGT-GT | Gas | 115 | yes | yes | yes | yes | yes
Engie | DROGENBOS GT2 | CCGT-GT | Gas | 115 | yes | yes | yes | yes | yes
Engie | DROGENBOS ST | CCGT-ST | Gas | 160 | no | no | yes | yes | yes
Euro-silo | Euro-Silo | CHP | Gas | 13 | yes | yes | yes | yes | yes
Engie | EVONIK DEGUSSA GT2 | CHP | Gas | 32 | yes | yes | yes | yes | yes
Engie | EVONIK DEGUSSA ST | CHP | Gas | 10 | yes | yes | yes | yes | yes
Engie | Fluxys Zeebrugge | CHP | Gas | 40 | yes | yes | yes | yes | yes
Green Power | Greenpower Oostende | IS | Waste | 20 | yes | yes | yes | yes | yes
EDF Luminus | HAM 31 | GT | Gas | 56 | yes | yes | yes | yes | yes
EDF Luminus | HAM 32 | GT | Gas | 56 | yes | yes | yes | yes | yes
Engie | HERDERSBRUG GT1 | CCGT-GT | Gas | 157 | yes | yes | yes | yes | yes
Engie | HERDERSBRUG GT2 | CCGT-GT | Gas | 156.3 | yes | yes | yes | yes | yes
Engie | HERDERSBRUG ST | CCGT-ST | Gas | 167 | yes | yes | yes | yes | yes
IPALLE | Incinerateur THUMAIDE (IPALLE) GTA1 | IS | Waste | 18.8 | yes | yes | yes | yes | yes
IPALLE | Incinerateur THUMAIDE (IPALLE) GTA2 | IS | Waste | 18.9 | yes | yes | yes | yes | yes
Indaver | Indaver-Sleco Doel GEN1 | IS | Waste | 20 | yes | yes | yes | yes | yes
Indaver | Indaver-Sleco Doel GEN2 | IS | Waste | 41 | yes | yes | yes | yes | yes
Indaver | Indaver-Sleco Doel GEN3 | IS | Waste | 24 | yes | yes | yes | yes | yes
Engie | INEOS PHENOL DOEL CHP | CHP | Gas | 25.1 | yes | yes | yes | yes | yes
RWE Generation Belgium | INESCO GT1 | CCGT-GT | Gas | 48.5 | yes | yes | yes | yes | yes
RWE Generation Belgium | INESCO GT2 | CCGT-GT | Gas | 44.8 | yes | yes | yes | yes | yes
RWE Generation Belgium | INESCO ST | CCGT-ST | Gas | 44.8 | yes | yes | yes | yes | yes
INTRADEL | INTRADEL | IS | Waste | 32 | yes | yes | yes | yes | yes
Engie | ISVAG | IS | Waste | 12 | yes | yes | yes | yes | yes
Lampiris | IVBO | IS | Waste | 16 | yes | yes | yes | yes | yes
EDF Luminus | IZEGEM | GT | Gas | 20 | yes | yes | no | no | no
Inovyn | JEMEPPE-SUR-SAMBRE G ST | CHP | Gas | 10 | yes | yes | yes | yes | yes
Inovyn | JEMEPPE-SUR-SAMBRE GT1 | CHP | Gas | 43 | yes | yes | yes | yes | yes
Inovyn | JEMEPPE-SUR-SAMBRE GT2 | CHP | Gas | 43 | yes | yes | yes | yes | yes
Engie | KNIPPEGROEN STEG | CL | Gas | 315 | yes | yes | yes | yes | yes
Lillo Energy | LILLO ENERGY DEGUSSA GT1 | CHP | Gas | 43 | yes | yes | yes | yes | yes
Direct Energie | MARCINELLE ENERGIE TGV | CCGT | Gas | 405 | yes | yes | yes | yes | yes
Engie | MONSANTO LILLO WKK EBL | CHP | Gas | 43 | no | no | no | no | no
Engie | NOORDSCHOTE TJ | TJ | Oil | 18 | yes | yes | yes | yes | yes
Engie | LANXESS LILLO WKK EBL | CHP | Gas | 43 | yes | yes | yes | yes | yes
EDF Luminus | RINGVAART STEG | CCGT | Gas | 357 | yes | yes | yes | yes | yes
Engie | RODENHUIZE 4 | CL | Biomass | 205 | yes | yes | yes | yes | yes
Engie | SAINT-GHISLAIN STEG | CCGT | Gas | 350 | yes | yes | yes | yes | yes
Engie | SAPPI LANAKEN GT | CHP | Gas | 43 | yes | yes | yes | yes | yes
Engie | Schaerbeek SIOMAB 1 | IS | Waste | 15 | yes | yes | yes | yes | yes
Engie | Schaerbeek SIOMAB 2 | IS | Waste | 15 | yes | yes | yes | yes | yes
Engie | Schaerbeek SIOMAB 3 | IS | Waste | 15 | yes | yes | yes | yes | yes
| SCHELDELAAN EXXONMOBIL | CHP | Gas | 140 | yes | yes | yes | yes | yes
EDF Luminus | SERAING TG1 | CCGT-GT | Gas | 157.5 | strat res | no | yes | yes | yes
EDF Luminus | SERAING TG2 | CCGT-GT | Gas | 157.5 | strat res | no | yes | yes | yes
EDF Luminus | SERAING TGV | CCGT-ST | Gas | 170 | strat res | no | yes | yes | yes
| STORA LANGERBRUGGE CHP 1 | CHP | Biomass | 40 | yes | yes | yes | yes | yes
| STORA LANGERBRUGGE CHP 2 | CHP | Biomass | 10 | yes | yes | yes | yes | yes
Taminco | TAMINCO GENT CHP | CHP | Gas | 6.3 | yes | yes | yes | yes | yes
Engie | TIHANGE 1N | NU | Nuclear | 481 | yes | yes | yes | yes | yes
Engie | TIHANGE 1S | NU | Nuclear | 481 | yes | yes | yes | yes | yes
Engie | TIHANGE 2 | NU | Nuclear | 1008 | yes | yes | yes | yes | yes
Engie | TIHANGE 3 | NU | Nuclear | 1038 | yes | yes | yes | yes | yes
T-Power | T-POWER | CCGT | Gas | 425 | yes | yes | yes | yes | yes
EM Generation Brussels | VILVOORDE GT | CCGT-GT | Gas | 265 | strat res | no | no | no | no
EM Generation Brussels | VILVOORDE ST | CCGT-ST | Gas | 120 | no | no | no | no | no
Engie | WILMARSDONK TOTAL GT1 | CHP | Gas | 43 | yes | yes | yes | yes | yes
Engie | WILMARSDONK TOTAL GT2 | CHP | Gas | 43 | yes | yes | yes | yes | yes
Engie | WILMARSDONK TOTAL GT3 | CHP | Gas | 43 | yes | yes | yes | yes | yes
Engie | ZANDVLIET POWER | CCGT | Gas | 386.2 | yes | yes | yes | yes | yes
Engie | ZEDELGEM TJ | TJ | Oil | 18 | yes | yes | yes | yes | yes
Engie | ZEEBRUGGE TJ | TJ | Oil | 18 | yes | yes | yes | yes | yes
Engie | ZELZATE TJ | TJ | Oil | 18 | yes | yes | yes | yes | yes
Legend Unit-Type
CCGT | Combined Cycle
CCGT-GT | Combined Cycle - Gas Turbine
CCGT-ST | Combined Cycle - Steam Turbine
CL | Classic
GT | Gas Turbine
ST | Steam Turbine
IS | Incineration Station
NU | Nuclear
TJ | TurboJet
CHP | Cogeneration Unit

## 1.3 Renewable prod.
1.3 Renewable production
Production capacity in winter [MW]
Production type |  | 2017-18 | 2018-19 | 2019-20 | 2020-21 | 2021-22
Wind
| onshore | 1915 | 2254.4271 | 2512.5183 | 2774.6096 | 2939.2722
| offshore | 859 | 1051 | 1610 | 2271 | 2271
Photovoltaics |  | 3526 | 3931.7835 | 4432.8081 | 5069.8328 | 5600.129
Biofuel |  | 814 | 831 | 814.6796 | 826.069 | 830.0552
| individually modelled | 348 | 348 | 348 | 348 | 348
| profiled | 446 | 455.575 | 466.6796 | 478.069 | 482.0552
Waste |  | 332 | 332 | 314 | 314 | 314
| individually modelled | 268 | 268 | 268 | 268 | 268
| profiled | 51 | 51 | 46 | 46 | 46
Hydro - run of river |  | 114 | 113.9383 | 118.4191 | 122.9 | 125.6667
The production capacities reported include both individually modelled production (see 1.2) and profiled production (see 1.5) .

## 1.4 Pumped-storage
1.4 Pumped-storage
BE Pumped-Storage facilities
| 2017-18 | 2018-19 | 2019-20 | 2020-21 | 2021-22
Storage reservoir [MWh] | 5800 | 5800 | 5800 | 5800 | 5800
Storage reservoir derating (ancillary services) [MWh] | 500 | 500 | 500 | 500 | 500
Available storage for economical dispatch [MWh] | 5300 | 5300 | 5300 | 5300 | 5300
Turbining capacity [MW]
Unit name | 2017-18 | 2018-19 | 2019-20 | 2020-21 | 2021-22
Coo 1 | 158 | 158 | 158 | 158 | 158
Coo 2 | 158 | 158 | 158 | 158 | 158
Coo 3 | 158 | 158 | 158 | 158 | 158
Coo 4 | 230 | 230 | 230 | 230 | 230
Coo 5 | 230 | 230 | 230 | 230 | 230
Coo 6 | 230 | 230 | 230 | 230 | 230
Platte Taille 1 | 36 | 36 | 36 | 36 | 36
Platte Taille 2 | 36 | 36 | 36 | 36 | 36
Platte Taille 3 | 36 | 36 | 36 | 36 | 36
Platte Taille 4 | 36 | 36 | 36 | 36 | 36

## 1.5 Profiled thermal production
1.5 Profiled thermal production
Profiled production capacity in winter [MW]
Fuel type | 2017-18 | 2018-19 | 2019-20 | 2020-21 | 2021-22
Waste | 51 | 51 | 46 | 46 | 46
Biomass | 446 | 455.575 | 466.6796 | 478.069 | 482.0552
Gas and other | 1111 | 1164 | 1244 | 1244 | 1244
Normalised hourly production
[% of profiled production capacity]
Date | Hour |  | Waste + Biosmass + Gas-fired + Other
2019-11-01 | 43770 |  | 47.6%
2019-11-01 01:00 | 43770.0417 |  | 48.14%
2019-11-01 02:00 | 43770.0833 |  | 46.99%
2019-11-01 03:00 | 43770.125 |  | 46.55%
2019-11-01 04:00 | 43770.1667 |  | 46.31%
2019-11-01 05:00 | 43770.2083 |  | 46.83%
2019-11-01 06:00 | 43770.25 |  | 48.88%
2019-11-01 07:00 | 43770.2917 |  | 52.62%
2019-11-01 08:00 | 43770.3333 |  | 54.61%
2019-11-01 09:00 | 43770.375 |  | 55.44%
2019-11-01 10:00 | 43770.4167 |  | 55.36%
2019-11-01 11:00 | 43770.4583 |  | 55.11%
2019-11-01 12:00 | 43770.5 |  | 55.62%
2019-11-01 13:00 | 43770.5417 |  | 55.56%
2019-11-01 14:00 | 43770.5833 |  | 55.43%
2019-11-01 15:00 | 43770.625 |  | 55.32%
2019-11-01 16:00 | 43770.6667 |  | 55.16%
2019-11-01 17:00 | 43770.7083 |  | 55.17%
2019-11-01 18:00 | 43770.75 |  | 55.88%
2019-11-01 19:00 | 43770.7917 |  | 54.88%
2019-11-01 20:00 | 43770.8333 |  | 53.34%
2019-11-01 21:00 | 43770.875 |  | 51.77%
2019-11-01 22:00 | 43770.9167 |  | 50.09%
2019-11-01 23:00 | 43770.9583 |  | 49.47%
2019-11-02 | 43771 |  | 47.82%
2019-11-02 01:00 | 43771.0417 |  | 48.36%
2019-11-02 02:00 | 43771.0833 |  | 47.2%
2019-11-02 03:00 | 43771.125 |  | 46.77%
2019-11-02 04:00 | 43771.1667 |  | 46.53%
2019-11-02 05:00 | 43771.2083 |  | 47.04%
2019-11-02 06:00 | 43771.25 |  | 49.1%
2019-11-02 07:00 | 43771.2917 |  | 52.86%
2019-11-02 08:00 | 43771.3333 |  | 54.86%
2019-11-02 09:00 | 43771.375 |  | 55.69%
2019-11-02 10:00 | 43771.4167 |  | 55.62%
2019-11-02 11:00 | 43771.4583 |  | 55.37%
2019-11-02 12:00 | 43771.5 |  | 55.87%
2019-11-02 13:00 | 43771.5417 |  | 55.82%
2019-11-02 14:00 | 43771.5833 |  | 55.68%
2019-11-02 15:00 | 43771.625 |  | 55.57%
2019-11-02 16:00 | 43771.6667 |  | 55.41%
2019-11-02 17:00 | 43771.7083 |  | 55.43%
2019-11-02 18:00 | 43771.75 |  | 56.14%
2019-11-02 19:00 | 43771.7917 |  | 55.13%
2019-11-02 20:00 | 43771.8333 |  | 53.59%
2019-11-02 21:00 | 43771.875 |  | 52.01%
2019-11-02 22:00 | 43771.9167 |  | 50.32%
2019-11-02 23:00 | 43771.9583 |  | 49.7%
2019-11-03 | 43772 |  | 48.41%
2019-11-03 01:00 | 43772.0417 |  | 48.96%
2019-11-03 02:00 | 43772.0833 |  | 47.79%
2019-11-03 03:00 | 43772.125 |  | 47.35%
2019-11-03 04:00 | 43772.1667 |  | 47.1%
2019-11-03 05:00 | 43772.2083 |  | 47.62%
2019-11-03 06:00 | 43772.25 |  | 49.71%
2019-11-03 07:00 | 43772.2917 |  | 53.52%
2019-11-03 08:00 | 43772.3333 |  | 55.54%
2019-11-03 09:00 | 43772.375 |  | 56.38%
2019-11-03 10:00 | 43772.4167 |  | 56.31%
2019-11-03 11:00 | 43772.4583 |  | 56.05%
2019-11-03 12:00 | 43772.5 |  | 56.57%
2019-11-03 13:00 | 43772.5417 |  | 56.51%
2019-11-03 14:00 | 43772.5833 |  | 56.37%
2019-11-03 15:00 | 43772.625 |  | 56.26%
2019-11-03 16:00 | 43772.6667 |  | 56.1%
2019-11-03 17:00 | 43772.7083 |  | 56.11%
2019-11-03 18:00 | 43772.75 |  | 56.84%
2019-11-03 19:00 | 43772.7917 |  | 55.82%
2019-11-03 20:00 | 43772.8333 |  | 54.25%
2019-11-03 21:00 | 43772.875 |  | 52.65%
2019-11-03 22:00 | 43772.9167 |  | 50.94%
2019-11-03 23:00 | 43772.9583 |  | 50.32%
2019-11-04 | 43773 |  | 50.54%
2019-11-04 01:00 | 43773.0417 |  | 49.87%
2019-11-04 02:00 | 43773.0833 |  | 49.83%
2019-11-04 03:00 | 43773.125 |  | 50.12%
2019-11-04 04:00 | 43773.1667 |  | 50.47%
2019-11-04 05:00 | 43773.2083 |  | 51.12%
2019-11-04 06:00 | 43773.25 |  | 53.81%
2019-11-04 07:00 | 43773.2917 |  | 57.77%
2019-11-04 08:00 | 43773.3333 |  | 58.22%
2019-11-04 09:00 | 43773.375 |  | 57.86%
2019-11-04 10:00 | 43773.4167 |  | 57.48%
2019-11-04 11:00 | 43773.4583 |  | 57.42%
2019-11-04 12:00 | 43773.5 |  | 57.34%
2019-11-04 13:00 | 43773.5417 |  | 57.31%
2019-11-04 14:00 | 43773.5833 |  | 57.69%
2019-11-04 15:00 | 43773.625 |  | 57.9%
2019-11-04 16:00 | 43773.6667 |  | 58.27%
2019-11-04 17:00 | 43773.7083 |  | 58.64%
2019-11-04 18:00 | 43773.75 |  | 59.38%
2019-11-04 19:00 | 43773.7917 |  | 58.48%
2019-11-04 20:00 | 43773.8333 |  | 57.29%
2019-11-04 21:00 | 43773.875 |  | 56.06%
2019-11-04 22:00 | 43773.9167 |  | 54.84%
2019-11-04 23:00 | 43773.9583 |  | 54.07%
2019-11-05 | 43774 |  | 50.56%
2019-11-05 01:00 | 43774.0417 |  | 49.88%
2019-11-05 02:00 | 43774.0833 |  | 49.84%
2019-11-05 03:00 | 43774.125 |  | 50.13%
2019-11-05 04:00 | 43774.1667 |  | 50.48%
2019-11-05 05:00 | 43774.2083 |  | 51.13%
2019-11-05 06:00 | 43774.25 |  | 53.82%
2019-11-05 07:00 | 43774.2917 |  | 57.78%
2019-11-05 08:00 | 43774.3333 |  | 58.24%
2019-11-05 09:00 | 43774.375 |  | 57.88%
2019-11-05 10:00 | 43774.4167 |  | 57.5%
2019-11-05 11:00 | 43774.4583 |  | 57.44%
2019-11-05 12:00 | 43774.5 |  | 57.36%
2019-11-05 13:00 | 43774.5417 |  | 57.32%
2019-11-05 14:00 | 43774.5833 |  | 57.7%
2019-11-05 15:00 | 43774.625 |  | 57.91%
2019-11-05 16:00 | 43774.6667 |  | 58.28%
2019-11-05 17:00 | 43774.7083 |  | 58.65%
2019-11-05 18:00 | 43774.75 |  | 59.39%
2019-11-05 19:00 | 43774.7917 |  | 58.49%
2019-11-05 20:00 | 43774.8333 |  | 57.31%
2019-11-05 21:00 | 43774.875 |  | 56.07%
2019-11-05 22:00 | 43774.9167 |  | 54.86%
2019-11-05 23:00 | 43774.9583 |  | 54.09%
2019-11-06 | 43775 |  | 50.7%
2019-11-06 01:00 | 43775.0417 |  | 50.02%
2019-11-06 02:00 | 43775.0833 |  | 49.98%
2019-11-06 03:00 | 43775.125 |  | 50.27%
2019-11-06 04:00 | 43775.1667 |  | 50.62%
2019-11-06 05:00 | 43775.2083 |  | 51.28%
2019-11-06 06:00 | 43775.25 |  | 53.97%
2019-11-06 07:00 | 43775.2917 |  | 57.94%
2019-11-06 08:00 | 43775.3333 |  | 58.4%
2019-11-06 09:00 | 43775.375 |  | 58.04%
2019-11-06 10:00 | 43775.4167 |  | 57.66%
2019-11-06 11:00 | 43775.4583 |  | 57.6%
2019-11-06 12:00 | 43775.5 |  | 57.52%
2019-11-06 13:00 | 43775.5417 |  | 57.48%
2019-11-06 14:00 | 43775.5833 |  | 57.86%
2019-11-06 15:00 | 43775.625 |  | 58.07%
2019-11-06 16:00 | 43775.6667 |  | 58.44%
2019-11-06 17:00 | 43775.7083 |  | 58.82%
2019-11-06 18:00 | 43775.75 |  | 59.56%
2019-11-06 19:00 | 43775.7917 |  | 58.65%
2019-11-06 20:00 | 43775.8333 |  | 57.47%
2019-11-06 21:00 | 43775.875 |  | 56.23%
2019-11-06 22:00 | 43775.9167 |  | 55.01%
2019-11-06 23:00 | 43775.9583 |  | 54.24%
2019-11-07 | 43776 |  | 50.37%
2019-11-07 01:00 | 43776.0417 |  | 49.69%
2019-11-07 02:00 | 43776.0833 |  | 49.65%
2019-11-07 03:00 | 43776.125 |  | 49.94%
2019-11-07 04:00 | 43776.1667 |  | 50.29%
2019-11-07 05:00 | 43776.2083 |  | 50.94%
2019-11-07 06:00 | 43776.25 |  | 53.62%
2019-11-07 07:00 | 43776.2917 |  | 57.56%
2019-11-07 08:00 | 43776.3333 |  | 58.02%
2019-11-07 09:00 | 43776.375 |  | 57.66%
2019-11-07 10:00 | 43776.4167 |  | 57.28%
2019-11-07 11:00 | 43776.4583 |  | 57.22%
2019-11-07 12:00 | 43776.5 |  | 57.14%
2019-11-07 13:00 | 43776.5417 |  | 57.1%
2019-11-07 14:00 | 43776.5833 |  | 57.48%
2019-11-07 15:00 | 43776.625 |  | 57.69%
2019-11-07 16:00 | 43776.6667 |  | 58.06%
2019-11-07 17:00 | 43776.7083 |  | 58.43%
2019-11-07 18:00 | 43776.75 |  | 59.17%
2019-11-07 19:00 | 43776.7917 |  | 58.27%
2019-11-07 20:00 | 43776.8333 |  | 57.09%
2019-11-07 21:00 | 43776.875 |  | 55.86%
2019-11-07 22:00 | 43776.9167 |  | 54.65%
2019-11-07 23:00 | 43776.9583 |  | 53.88%
2019-11-08 | 43777 |  | 50.43%
2019-11-08 01:00 | 43777.0417 |  | 49.76%
2019-11-08 02:00 | 43777.0833 |  | 49.72%
2019-11-08 03:00 | 43777.125 |  | 50.01%
2019-11-08 04:00 | 43777.1667 |  | 50.36%
2019-11-08 05:00 | 43777.2083 |  | 51.01%
2019-11-08 06:00 | 43777.25 |  | 53.69%
2019-11-08 07:00 | 43777.2917 |  | 57.64%
2019-11-08 08:00 | 43777.3333 |  | 58.1%
2019-11-08 09:00 | 43777.375 |  | 57.73%
2019-11-08 10:00 | 43777.4167 |  | 57.36%
2019-11-08 11:00 | 43777.4583 |  | 57.3%
2019-11-08 12:00 | 43777.5 |  | 57.22%
2019-11-08 13:00 | 43777.5417 |  | 57.18%
2019-11-08 14:00 | 43777.5833 |  | 57.56%
2019-11-08 15:00 | 43777.625 |  | 57.77%
2019-11-08 16:00 | 43777.6667 |  | 58.14%
2019-11-08 17:00 | 43777.7083 |  | 58.51%
2019-11-08 18:00 | 43777.75 |  | 59.24%
2019-11-08 19:00 | 43777.7917 |  | 58.35%
2019-11-08 20:00 | 43777.8333 |  | 57.17%
2019-11-08 21:00 | 43777.875 |  | 55.93%
2019-11-08 22:00 | 43777.9167 |  | 54.72%
2019-11-08 23:00 | 43777.9583 |  | 53.95%
2019-11-09 | 43778 |  | 48.68%
2019-11-09 01:00 | 43778.0417 |  | 49.23%
2019-11-09 02:00 | 43778.0833 |  | 48.05%
2019-11-09 03:00 | 43778.125 |  | 47.61%
2019-11-09 04:00 | 43778.1667 |  | 47.36%
2019-11-09 05:00 | 43778.2083 |  | 47.89%
2019-11-09 06:00 | 43778.25 |  | 49.99%
2019-11-09 07:00 | 43778.2917 |  | 53.81%
2019-11-09 08:00 | 43778.3333 |  | 55.84%
2019-11-09 09:00 | 43778.375 |  | 56.7%
2019-11-09 10:00 | 43778.4167 |  | 56.62%
2019-11-09 11:00 | 43778.4583 |  | 56.36%
2019-11-09 12:00 | 43778.5 |  | 56.88%
2019-11-09 13:00 | 43778.5417 |  | 56.82%
2019-11-09 14:00 | 43778.5833 |  | 56.68%
2019-11-09 15:00 | 43778.625 |  | 56.57%
2019-11-09 16:00 | 43778.6667 |  | 56.41%
2019-11-09 17:00 | 43778.7083 |  | 56.42%
2019-11-09 18:00 | 43778.75 |  | 57.15%
2019-11-09 19:00 | 43778.7917 |  | 56.12%
2019-11-09 20:00 | 43778.8333 |  | 54.55%
2019-11-09 21:00 | 43778.875 |  | 52.94%
2019-11-09 22:00 | 43778.9167 |  | 51.22%
2019-11-09 23:00 | 43778.9583 |  | 50.59%
2019-11-10 | 43779 |  | 48.68%
2019-11-10 01:00 | 43779.0417 |  | 49.23%
2019-11-10 02:00 | 43779.0833 |  | 48.05%
2019-11-10 03:00 | 43779.125 |  | 47.61%
2019-11-10 04:00 | 43779.1667 |  | 47.36%
2019-11-10 05:00 | 43779.2083 |  | 47.89%
2019-11-10 06:00 | 43779.25 |  | 49.99%
2019-11-10 07:00 | 43779.2917 |  | 53.81%
2019-11-10 08:00 | 43779.3333 |  | 55.84%
2019-11-10 09:00 | 43779.375 |  | 56.7%
2019-11-10 10:00 | 43779.4167 |  | 56.62%
2019-11-10 11:00 | 43779.4583 |  | 56.36%
2019-11-10 12:00 | 43779.5 |  | 56.88%
2019-11-10 13:00 | 43779.5417 |  | 56.82%
2019-11-10 14:00 | 43779.5833 |  | 56.68%
2019-11-10 15:00 | 43779.625 |  | 56.57%
2019-11-10 16:00 | 43779.6667 |  | 56.41%
2019-11-10 17:00 | 43779.7083 |  | 56.42%
2019-11-10 18:00 | 43779.75 |  | 57.15%
2019-11-10 19:00 | 43779.7917 |  | 56.12%
2019-11-10 20:00 | 43779.8333 |  | 54.55%
2019-11-10 21:00 | 43779.875 |  | 52.94%
2019-11-10 22:00 | 43779.9167 |  | 51.22%
2019-11-10 23:00 | 43779.9583 |  | 50.59%
2019-11-11 | 43780 |  | 48.81%
2019-11-11 01:00 | 43780.0417 |  | 49.36%
2019-11-11 02:00 | 43780.0833 |  | 48.18%
2019-11-11 03:00 | 43780.125 |  | 47.73%
2019-11-11 04:00 | 43780.1667 |  | 47.49%
2019-11-11 05:00 | 43780.2083 |  | 48.01%
2019-11-11 06:00 | 43780.25 |  | 50.12%
2019-11-11 07:00 | 43780.2917 |  | 53.96%
2019-11-11 08:00 | 43780.3333 |  | 55.99%
2019-11-11 09:00 | 43780.375 |  | 56.85%
2019-11-11 10:00 | 43780.4167 |  | 56.77%
2019-11-11 11:00 | 43780.4583 |  | 56.51%
2019-11-11 12:00 | 43780.5 |  | 57.03%
2019-11-11 13:00 | 43780.5417 |  | 56.97%
2019-11-11 14:00 | 43780.5833 |  | 56.83%
2019-11-11 15:00 | 43780.625 |  | 56.72%
2019-11-11 16:00 | 43780.6667 |  | 56.56%
2019-11-11 17:00 | 43780.7083 |  | 56.57%
2019-11-11 18:00 | 43780.75 |  | 57.3%
2019-11-11 19:00 | 43780.7917 |  | 56.27%
2019-11-11 20:00 | 43780.8333 |  | 54.7%
2019-11-11 21:00 | 43780.875 |  | 53.08%
2019-11-11 22:00 | 43780.9167 |  | 51.36%
2019-11-11 23:00 | 43780.9583 |  | 50.73%
2019-11-12 | 43781 |  | 51.2%
2019-11-12 01:00 | 43781.0417 |  | 50.51%
2019-11-12 02:00 | 43781.0833 |  | 50.47%
2019-11-12 03:00 | 43781.125 |  | 50.77%
2019-11-12 04:00 | 43781.1667 |  | 51.12%
2019-11-12 05:00 | 43781.2083 |  | 51.78%
2019-11-12 06:00 | 43781.25 |  | 54.5%
2019-11-12 07:00 | 43781.2917 |  | 58.51%
2019-11-12 08:00 | 43781.3333 |  | 58.97%
2019-11-12 09:00 | 43781.375 |  | 58.61%
2019-11-12 10:00 | 43781.4167 |  | 58.22%
2019-11-12 11:00 | 43781.4583 |  | 58.16%
2019-11-12 12:00 | 43781.5 |  | 58.08%
2019-11-12 13:00 | 43781.5417 |  | 58.04%
2019-11-12 14:00 | 43781.5833 |  | 58.43%
2019-11-12 15:00 | 43781.625 |  | 58.64%
2019-11-12 16:00 | 43781.6667 |  | 59.02%
2019-11-12 17:00 | 43781.7083 |  | 59.39%
2019-11-12 18:00 | 43781.75 |  | 60.14%
2019-11-12 19:00 | 43781.7917 |  | 59.23%
2019-11-12 20:00 | 43781.8333 |  | 58.03%
2019-11-12 21:00 | 43781.875 |  | 56.78%
2019-11-12 22:00 | 43781.9167 |  | 55.55%
2019-11-12 23:00 | 43781.9583 |  | 54.77%
2019-11-13 | 43782 |  | 51.61%
2019-11-13 01:00 | 43782.0417 |  | 50.92%
2019-11-13 02:00 | 43782.0833 |  | 50.88%
2019-11-13 03:00 | 43782.125 |  | 51.18%
2019-11-13 04:00 | 43782.1667 |  | 51.53%
2019-11-13 05:00 | 43782.2083 |  | 52.2%
2019-11-13 06:00 | 43782.25 |  | 54.94%
2019-11-13 07:00 | 43782.2917 |  | 58.99%
2019-11-13 08:00 | 43782.3333 |  | 59.45%
2019-11-13 09:00 | 43782.375 |  | 59.08%
2019-11-13 10:00 | 43782.4167 |  | 58.7%
2019-11-13 11:00 | 43782.4583 |  | 58.63%
2019-11-13 12:00 | 43782.5 |  | 58.55%
2019-11-13 13:00 | 43782.5417 |  | 58.51%
2019-11-13 14:00 | 43782.5833 |  | 58.9%
2019-11-13 15:00 | 43782.625 |  | 59.12%
2019-11-13 16:00 | 43782.6667 |  | 59.49%
2019-11-13 17:00 | 43782.7083 |  | 59.87%
2019-11-13 18:00 | 43782.75 |  | 60.63%
2019-11-13 19:00 | 43782.7917 |  | 59.71%
2019-11-13 20:00 | 43782.8333 |  | 58.5%
2019-11-13 21:00 | 43782.875 |  | 57.24%
2019-11-13 22:00 | 43782.9167 |  | 56%
2019-11-13 23:00 | 43782.9583 |  | 55.21%
2019-11-14 | 43783 |  | 52.12%
2019-11-14 01:00 | 43783.0417 |  | 51.42%
2019-11-14 02:00 | 43783.0833 |  | 51.38%
2019-11-14 03:00 | 43783.125 |  | 51.68%
2019-11-14 04:00 | 43783.1667 |  | 52.04%
2019-11-14 05:00 | 43783.2083 |  | 52.71%
2019-11-14 06:00 | 43783.25 |  | 55.48%
2019-11-14 07:00 | 43783.2917 |  | 59.57%
2019-11-14 08:00 | 43783.3333 |  | 60.04%
2019-11-14 09:00 | 43783.375 |  | 59.66%
2019-11-14 10:00 | 43783.4167 |  | 59.28%
2019-11-14 11:00 | 43783.4583 |  | 59.21%
2019-11-14 12:00 | 43783.5 |  | 59.13%
2019-11-14 13:00 | 43783.5417 |  | 59.09%
2019-11-14 14:00 | 43783.5833 |  | 59.48%
2019-11-14 15:00 | 43783.625 |  | 59.7%
2019-11-14 16:00 | 43783.6667 |  | 60.08%
2019-11-14 17:00 | 43783.7083 |  | 60.46%
2019-11-14 18:00 | 43783.75 |  | 61.22%
2019-11-14 19:00 | 43783.7917 |  | 60.3%
2019-11-14 20:00 | 43783.8333 |  | 59.08%
2019-11-14 21:00 | 43783.875 |  | 57.8%
2019-11-14 22:00 | 43783.9167 |  | 56.55%
2019-11-14 23:00 | 43783.9583 |  | 55.76%
2019-11-15 | 43784 |  | 52.29%
2019-11-15 01:00 | 43784.0417 |  | 51.59%
2019-11-15 02:00 | 43784.0833 |  | 51.55%
2019-11-15 03:00 | 43784.125 |  | 51.85%
2019-11-15 04:00 | 43784.1667 |  | 52.21%
2019-11-15 05:00 | 43784.2083 |  | 52.89%
2019-11-15 06:00 | 43784.25 |  | 55.67%
2019-11-15 07:00 | 43784.2917 |  | 59.77%
2019-11-15 08:00 | 43784.3333 |  | 60.24%
2019-11-15 09:00 | 43784.375 |  | 59.86%
2019-11-15 10:00 | 43784.4167 |  | 59.47%
2019-11-15 11:00 | 43784.4583 |  | 59.41%
2019-11-15 12:00 | 43784.5 |  | 59.33%
2019-11-15 13:00 | 43784.5417 |  | 59.29%
2019-11-15 14:00 | 43784.5833 |  | 59.68%
2019-11-15 15:00 | 43784.625 |  | 59.9%
2019-11-15 16:00 | 43784.6667 |  | 60.28%
2019-11-15 17:00 | 43784.7083 |  | 60.67%
2019-11-15 18:00 | 43784.75 |  | 61.43%
2019-11-15 19:00 | 43784.7917 |  | 60.5%
2019-11-15 20:00 | 43784.8333 |  | 59.27%
2019-11-15 21:00 | 43784.875 |  | 58%
2019-11-15 22:00 | 43784.9167 |  | 56.74%
2019-11-15 23:00 | 43784.9583 |  | 55.94%
2019-11-16 | 43785 |  | 50.7%
2019-11-16 01:00 | 43785.0417 |  | 51.28%
2019-11-16 02:00 | 43785.0833 |  | 50.05%
2019-11-16 03:00 | 43785.125 |  | 49.59%
2019-11-16 04:00 | 43785.1667 |  | 49.33%
2019-11-16 05:00 | 43785.2083 |  | 49.88%
2019-11-16 06:00 | 43785.25 |  | 52.07%
2019-11-16 07:00 | 43785.2917 |  | 56.05%
2019-11-16 08:00 | 43785.3333 |  | 58.17%
2019-11-16 09:00 | 43785.375 |  | 59.06%
2019-11-16 10:00 | 43785.4167 |  | 58.98%
2019-11-16 11:00 | 43785.4583 |  | 58.71%
2019-11-16 12:00 | 43785.5 |  | 59.24%
2019-11-16 13:00 | 43785.5417 |  | 59.19%
2019-11-16 14:00 | 43785.5833 |  | 59.04%
2019-11-16 15:00 | 43785.625 |  | 58.92%
2019-11-16 16:00 | 43785.6667 |  | 58.75%
2019-11-16 17:00 | 43785.7083 |  | 58.77%
2019-11-16 18:00 | 43785.75 |  | 59.53%
2019-11-16 19:00 | 43785.7917 |  | 58.46%
2019-11-16 20:00 | 43785.8333 |  | 56.82%
2019-11-16 21:00 | 43785.875 |  | 55.14%
2019-11-16 22:00 | 43785.9167 |  | 53.35%
2019-11-16 23:00 | 43785.9583 |  | 52.7%
2019-11-17 | 43786 |  | 50.56%
2019-11-17 01:00 | 43786.0417 |  | 51.14%
2019-11-17 02:00 | 43786.0833 |  | 49.91%
2019-11-17 03:00 | 43786.125 |  | 49.45%
2019-11-17 04:00 | 43786.1667 |  | 49.2%
2019-11-17 05:00 | 43786.2083 |  | 49.74%
2019-11-17 06:00 | 43786.25 |  | 51.92%
2019-11-17 07:00 | 43786.2917 |  | 55.9%
2019-11-17 08:00 | 43786.3333 |  | 58.01%
2019-11-17 09:00 | 43786.375 |  | 58.89%
2019-11-17 10:00 | 43786.4167 |  | 58.81%
2019-11-17 11:00 | 43786.4583 |  | 58.55%
2019-11-17 12:00 | 43786.5 |  | 59.08%
2019-11-17 13:00 | 43786.5417 |  | 59.02%
2019-11-17 14:00 | 43786.5833 |  | 58.88%
2019-11-17 15:00 | 43786.625 |  | 58.76%
2019-11-17 16:00 | 43786.6667 |  | 58.59%
2019-11-17 17:00 | 43786.7083 |  | 58.61%
2019-11-17 18:00 | 43786.75 |  | 59.36%
2019-11-17 19:00 | 43786.7917 |  | 58.3%
2019-11-17 20:00 | 43786.8333 |  | 56.66%
2019-11-17 21:00 | 43786.875 |  | 54.99%
2019-11-17 22:00 | 43786.9167 |  | 53.21%
2019-11-17 23:00 | 43786.9583 |  | 52.55%
2019-11-18 | 43787 |  | 52.47%
2019-11-18 01:00 | 43787.0417 |  | 51.77%
2019-11-18 02:00 | 43787.0833 |  | 51.73%
2019-11-18 03:00 | 43787.125 |  | 52.03%
2019-11-18 04:00 | 43787.1667 |  | 52.39%
2019-11-18 05:00 | 43787.2083 |  | 53.07%
2019-11-18 06:00 | 43787.25 |  | 55.86%
2019-11-18 07:00 | 43787.2917 |  | 59.97%
2019-11-18 08:00 | 43787.3333 |  | 60.44%
2019-11-18 09:00 | 43787.375 |  | 60.07%
2019-11-18 10:00 | 43787.4167 |  | 59.67%
2019-11-18 11:00 | 43787.4583 |  | 59.61%
2019-11-18 12:00 | 43787.5 |  | 59.53%
2019-11-18 13:00 | 43787.5417 |  | 59.49%
2019-11-18 14:00 | 43787.5833 |  | 59.88%
2019-11-18 15:00 | 43787.625 |  | 60.1%
2019-11-18 16:00 | 43787.6667 |  | 60.49%
2019-11-18 17:00 | 43787.7083 |  | 60.87%
2019-11-18 18:00 | 43787.75 |  | 61.64%
2019-11-18 19:00 | 43787.7917 |  | 60.7%
2019-11-18 20:00 | 43787.8333 |  | 59.48%
2019-11-18 21:00 | 43787.875 |  | 58.19%
2019-11-18 22:00 | 43787.9167 |  | 56.93%
2019-11-18 23:00 | 43787.9583 |  | 56.13%
2019-11-19 | 43788 |  | 53.06%
2019-11-19 01:00 | 43788.0417 |  | 52.35%
2019-11-19 02:00 | 43788.0833 |  | 52.31%
2019-11-19 03:00 | 43788.125 |  | 52.61%
2019-11-19 04:00 | 43788.1667 |  | 52.98%
2019-11-19 05:00 | 43788.2083 |  | 53.66%
2019-11-19 06:00 | 43788.25 |  | 56.48%
2019-11-19 07:00 | 43788.2917 |  | 60.64%
2019-11-19 08:00 | 43788.3333 |  | 61.12%
2019-11-19 09:00 | 43788.375 |  | 60.74%
2019-11-19 10:00 | 43788.4167 |  | 60.34%
2019-11-19 11:00 | 43788.4583 |  | 60.28%
2019-11-19 12:00 | 43788.5 |  | 60.2%
2019-11-19 13:00 | 43788.5417 |  | 60.16%
2019-11-19 14:00 | 43788.5833 |  | 60.55%
2019-11-19 15:00 | 43788.625 |  | 60.77%
2019-11-19 16:00 | 43788.6667 |  | 61.16%
2019-11-19 17:00 | 43788.7083 |  | 61.55%
2019-11-19 18:00 | 43788.75 |  | 62.33%
2019-11-19 19:00 | 43788.7917 |  | 61.38%
2019-11-19 20:00 | 43788.8333 |  | 60.14%
2019-11-19 21:00 | 43788.875 |  | 58.84%
2019-11-19 22:00 | 43788.9167 |  | 57.57%
2019-11-19 23:00 | 43788.9583 |  | 56.76%
2019-11-20 | 43789 |  | 53.61%
2019-11-20 01:00 | 43789.0417 |  | 52.9%
2019-11-20 02:00 | 43789.0833 |  | 52.86%
2019-11-20 03:00 | 43789.125 |  | 53.16%
2019-11-20 04:00 | 43789.1667 |  | 53.53%
2019-11-20 05:00 | 43789.2083 |  | 54.22%
2019-11-20 06:00 | 43789.25 |  | 57.07%
2019-11-20 07:00 | 43789.2917 |  | 61.28%
2019-11-20 08:00 | 43789.3333 |  | 61.76%
2019-11-20 09:00 | 43789.375 |  | 61.37%
2019-11-20 10:00 | 43789.4167 |  | 60.97%
2019-11-20 11:00 | 43789.4583 |  | 60.91%
2019-11-20 12:00 | 43789.5 |  | 60.83%
2019-11-20 13:00 | 43789.5417 |  | 60.79%
2019-11-20 14:00 | 43789.5833 |  | 61.19%
2019-11-20 15:00 | 43789.625 |  | 61.41%
2019-11-20 16:00 | 43789.6667 |  | 61.8%
2019-11-20 17:00 | 43789.7083 |  | 62.2%
2019-11-20 18:00 | 43789.75 |  | 62.98%
2019-11-20 19:00 | 43789.7917 |  | 62.03%
2019-11-20 20:00 | 43789.8333 |  | 60.77%
2019-11-20 21:00 | 43789.875 |  | 59.46%
2019-11-20 22:00 | 43789.9167 |  | 58.17%
2019-11-20 23:00 | 43789.9583 |  | 57.36%
2019-11-21 | 43790 |  | 53.18%
2019-11-21 01:00 | 43790.0417 |  | 52.47%
2019-11-21 02:00 | 43790.0833 |  | 52.43%
2019-11-21 03:00 | 43790.125 |  | 52.73%
2019-11-21 04:00 | 43790.1667 |  | 53.1%
2019-11-21 05:00 | 43790.2083 |  | 53.78%
2019-11-21 06:00 | 43790.25 |  | 56.61%
2019-11-21 07:00 | 43790.2917 |  | 60.78%
2019-11-21 08:00 | 43790.3333 |  | 61.26%
2019-11-21 09:00 | 43790.375 |  | 60.88%
2019-11-21 10:00 | 43790.4167 |  | 60.48%
2019-11-21 11:00 | 43790.4583 |  | 60.41%
2019-11-21 12:00 | 43790.5 |  | 60.33%
2019-11-21 13:00 | 43790.5417 |  | 60.29%
2019-11-21 14:00 | 43790.5833 |  | 60.69%
2019-11-21 15:00 | 43790.625 |  | 60.91%
2019-11-21 16:00 | 43790.6667 |  | 61.3%
2019-11-21 17:00 | 43790.7083 |  | 61.69%
2019-11-21 18:00 | 43790.75 |  | 62.47%
2019-11-21 19:00 | 43790.7917 |  | 61.52%
2019-11-21 20:00 | 43790.8333 |  | 60.28%
2019-11-21 21:00 | 43790.875 |  | 58.98%
2019-11-21 22:00 | 43790.9167 |  | 57.7%
2019-11-21 23:00 | 43790.9583 |  | 56.89%
2019-11-22 | 43791 |  | 53.12%
2019-11-22 01:00 | 43791.0417 |  | 52.41%
2019-11-22 02:00 | 43791.0833 |  | 52.37%
2019-11-22 03:00 | 43791.125 |  | 52.67%
2019-11-22 04:00 | 43791.1667 |  | 53.04%
2019-11-22 05:00 | 43791.2083 |  | 53.72%
2019-11-22 06:00 | 43791.25 |  | 56.55%
2019-11-22 07:00 | 43791.2917 |  | 60.71%
2019-11-22 08:00 | 43791.3333 |  | 61.19%
2019-11-22 09:00 | 43791.375 |  | 60.81%
2019-11-22 10:00 | 43791.4167 |  | 60.41%
2019-11-22 11:00 | 43791.4583 |  | 60.35%
2019-11-22 12:00 | 43791.5 |  | 60.27%
2019-11-22 13:00 | 43791.5417 |  | 60.23%
2019-11-22 14:00 | 43791.5833 |  | 60.62%
2019-11-22 15:00 | 43791.625 |  | 60.84%
2019-11-22 16:00 | 43791.6667 |  | 61.23%
2019-11-22 17:00 | 43791.7083 |  | 61.62%
2019-11-22 18:00 | 43791.75 |  | 62.4%
2019-11-22 19:00 | 43791.7917 |  | 61.45%
2019-11-22 20:00 | 43791.8333 |  | 60.21%
2019-11-22 21:00 | 43791.875 |  | 58.91%
2019-11-22 22:00 | 43791.9167 |  | 57.64%
2019-11-22 23:00 | 43791.9583 |  | 56.83%
2019-11-23 | 43792 |  | 51.41%
2019-11-23 01:00 | 43792.0417 |  | 51.99%
2019-11-23 02:00 | 43792.0833 |  | 50.75%
2019-11-23 03:00 | 43792.125 |  | 50.28%
2019-11-23 04:00 | 43792.1667 |  | 50.02%
2019-11-23 05:00 | 43792.2083 |  | 50.57%
2019-11-23 06:00 | 43792.25 |  | 52.79%
2019-11-23 07:00 | 43792.2917 |  | 56.83%
2019-11-23 08:00 | 43792.3333 |  | 58.98%
2019-11-23 09:00 | 43792.375 |  | 59.88%
2019-11-23 10:00 | 43792.4167 |  | 59.79%
2019-11-23 11:00 | 43792.4583 |  | 59.53%
2019-11-23 12:00 | 43792.5 |  | 60.07%
2019-11-23 13:00 | 43792.5417 |  | 60.01%
2019-11-23 14:00 | 43792.5833 |  | 59.86%
2019-11-23 15:00 | 43792.625 |  | 59.74%
2019-11-23 16:00 | 43792.6667 |  | 59.57%
2019-11-23 17:00 | 43792.7083 |  | 59.59%
2019-11-23 18:00 | 43792.75 |  | 60.36%
2019-11-23 19:00 | 43792.7917 |  | 59.27%
2019-11-23 20:00 | 43792.8333 |  | 57.61%
2019-11-23 21:00 | 43792.875 |  | 55.91%
2019-11-23 22:00 | 43792.9167 |  | 54.09%
2019-11-23 23:00 | 43792.9583 |  | 53.43%
2019-11-24 | 43793 |  | 50.9%
2019-11-24 01:00 | 43793.0417 |  | 51.48%
2019-11-24 02:00 | 43793.0833 |  | 50.25%
2019-11-24 03:00 | 43793.125 |  | 49.78%
2019-11-24 04:00 | 43793.1667 |  | 49.53%
2019-11-24 05:00 | 43793.2083 |  | 50.08%
2019-11-24 06:00 | 43793.25 |  | 52.27%
2019-11-24 07:00 | 43793.2917 |  | 56.28%
2019-11-24 08:00 | 43793.3333 |  | 58.4%
2019-11-24 09:00 | 43793.375 |  | 59.29%
2019-11-24 10:00 | 43793.4167 |  | 59.21%
2019-11-24 11:00 | 43793.4583 |  | 58.94%
2019-11-24 12:00 | 43793.5 |  | 59.48%
2019-11-24 13:00 | 43793.5417 |  | 59.42%
2019-11-24 14:00 | 43793.5833 |  | 59.28%
2019-11-24 15:00 | 43793.625 |  | 59.16%
2019-11-24 16:00 | 43793.6667 |  | 58.99%
2019-11-24 17:00 | 43793.7083 |  | 59%
2019-11-24 18:00 | 43793.75 |  | 59.76%
2019-11-24 19:00 | 43793.7917 |  | 58.69%
2019-11-24 20:00 | 43793.8333 |  | 57.05%
2019-11-24 21:00 | 43793.875 |  | 55.36%
2019-11-24 22:00 | 43793.9167 |  | 53.56%
2019-11-24 23:00 | 43793.9583 |  | 52.91%
2019-11-25 | 43794 |  | 52.88%
2019-11-25 01:00 | 43794.0417 |  | 52.17%
2019-11-25 02:00 | 43794.0833 |  | 52.13%
2019-11-25 03:00 | 43794.125 |  | 52.44%
2019-11-25 04:00 | 43794.1667 |  | 52.8%
2019-11-25 05:00 | 43794.2083 |  | 53.48%
2019-11-25 06:00 | 43794.25 |  | 56.29%
2019-11-25 07:00 | 43794.2917 |  | 60.44%
2019-11-25 08:00 | 43794.3333 |  | 60.91%
2019-11-25 09:00 | 43794.375 |  | 60.53%
2019-11-25 10:00 | 43794.4167 |  | 60.14%
2019-11-25 11:00 | 43794.4583 |  | 60.08%
2019-11-25 12:00 | 43794.5 |  | 59.99%
2019-11-25 13:00 | 43794.5417 |  | 59.95%
2019-11-25 14:00 | 43794.5833 |  | 60.35%
2019-11-25 15:00 | 43794.625 |  | 60.57%
2019-11-25 16:00 | 43794.6667 |  | 60.96%
2019-11-25 17:00 | 43794.7083 |  | 61.35%
2019-11-25 18:00 | 43794.75 |  | 62.12%
2019-11-25 19:00 | 43794.7917 |  | 61.18%
2019-11-25 20:00 | 43794.8333 |  | 59.94%
2019-11-25 21:00 | 43794.875 |  | 58.65%
2019-11-25 22:00 | 43794.9167 |  | 57.38%
2019-11-25 23:00 | 43794.9583 |  | 56.57%
2019-11-26 | 43795 |  | 53.27%
2019-11-26 01:00 | 43795.0417 |  | 52.56%
2019-11-26 02:00 | 43795.0833 |  | 52.52%
2019-11-26 03:00 | 43795.125 |  | 52.82%
2019-11-26 04:00 | 43795.1667 |  | 53.19%
2019-11-26 05:00 | 43795.2083 |  | 53.88%
2019-11-26 06:00 | 43795.25 |  | 56.71%
2019-11-26 07:00 | 43795.2917 |  | 60.89%
2019-11-26 08:00 | 43795.3333 |  | 61.37%
2019-11-26 09:00 | 43795.375 |  | 60.98%
2019-11-26 10:00 | 43795.4167 |  | 60.59%
2019-11-26 11:00 | 43795.4583 |  | 60.52%
2019-11-26 12:00 | 43795.5 |  | 60.44%
2019-11-26 13:00 | 43795.5417 |  | 60.4%
2019-11-26 14:00 | 43795.5833 |  | 60.8%
2019-11-26 15:00 | 43795.625 |  | 61.02%
2019-11-26 16:00 | 43795.6667 |  | 61.41%
2019-11-26 17:00 | 43795.7083 |  | 61.8%
2019-11-26 18:00 | 43795.75 |  | 62.58%
2019-11-26 19:00 | 43795.7917 |  | 61.63%
2019-11-26 20:00 | 43795.8333 |  | 60.39%
2019-11-26 21:00 | 43795.875 |  | 59.08%
2019-11-26 22:00 | 43795.9167 |  | 57.8%
2019-11-26 23:00 | 43795.9583 |  | 56.99%
2019-11-27 | 43796 |  | 53.52%
2019-11-27 01:00 | 43796.0417 |  | 52.8%
2019-11-27 02:00 | 43796.0833 |  | 52.76%
2019-11-27 03:00 | 43796.125 |  | 53.07%
2019-11-27 04:00 | 43796.1667 |  | 53.44%
2019-11-27 05:00 | 43796.2083 |  | 54.13%
2019-11-27 06:00 | 43796.25 |  | 56.97%
2019-11-27 07:00 | 43796.2917 |  | 61.16%
2019-11-27 08:00 | 43796.3333 |  | 61.65%
2019-11-27 09:00 | 43796.375 |  | 61.26%
2019-11-27 10:00 | 43796.4167 |  | 60.86%
2019-11-27 11:00 | 43796.4583 |  | 60.8%
2019-11-27 12:00 | 43796.5 |  | 60.72%
2019-11-27 13:00 | 43796.5417 |  | 60.68%
2019-11-27 14:00 | 43796.5833 |  | 61.08%
2019-11-27 15:00 | 43796.625 |  | 61.3%
2019-11-27 16:00 | 43796.6667 |  | 61.69%
2019-11-27 17:00 | 43796.7083 |  | 62.09%
2019-11-27 18:00 | 43796.75 |  | 62.87%
2019-11-27 19:00 | 43796.7917 |  | 61.91%
2019-11-27 20:00 | 43796.8333 |  | 60.66%
2019-11-27 21:00 | 43796.875 |  | 59.35%
2019-11-27 22:00 | 43796.9167 |  | 58.07%
2019-11-27 23:00 | 43796.9583 |  | 57.25%
2019-11-28 | 43797 |  | 53.62%
2019-11-28 01:00 | 43797.0417 |  | 52.9%
2019-11-28 02:00 | 43797.0833 |  | 52.86%
2019-11-28 03:00 | 43797.125 |  | 53.17%
2019-11-28 04:00 | 43797.1667 |  | 53.54%
2019-11-28 05:00 | 43797.2083 |  | 54.23%
2019-11-28 06:00 | 43797.25 |  | 57.08%
2019-11-28 07:00 | 43797.2917 |  | 61.28%
2019-11-28 08:00 | 43797.3333 |  | 61.76%
2019-11-28 09:00 | 43797.375 |  | 61.38%
2019-11-28 10:00 | 43797.4167 |  | 60.98%
2019-11-28 11:00 | 43797.4583 |  | 60.91%
2019-11-28 12:00 | 43797.5 |  | 60.83%
2019-11-28 13:00 | 43797.5417 |  | 60.79%
2019-11-28 14:00 | 43797.5833 |  | 61.19%
2019-11-28 15:00 | 43797.625 |  | 61.42%
2019-11-28 16:00 | 43797.6667 |  | 61.81%
2019-11-28 17:00 | 43797.7083 |  | 62.2%
2019-11-28 18:00 | 43797.75 |  | 62.99%
2019-11-28 19:00 | 43797.7917 |  | 62.03%
2019-11-28 20:00 | 43797.8333 |  | 60.78%
2019-11-28 21:00 | 43797.875 |  | 59.47%
2019-11-28 22:00 | 43797.9167 |  | 58.18%
2019-11-28 23:00 | 43797.9583 |  | 57.36%
2019-11-29 | 43798 |  | 53.76%
2019-11-29 01:00 | 43798.0417 |  | 53.05%
2019-11-29 02:00 | 43798.0833 |  | 53.01%
2019-11-29 03:00 | 43798.125 |  | 53.31%
2019-11-29 04:00 | 43798.1667 |  | 53.68%
2019-11-29 05:00 | 43798.2083 |  | 54.38%
2019-11-29 06:00 | 43798.25 |  | 57.23%
2019-11-29 07:00 | 43798.2917 |  | 61.45%
2019-11-29 08:00 | 43798.3333 |  | 61.93%
2019-11-29 09:00 | 43798.375 |  | 61.55%
2019-11-29 10:00 | 43798.4167 |  | 61.15%
2019-11-29 11:00 | 43798.4583 |  | 61.08%
2019-11-29 12:00 | 43798.5 |  | 61%
2019-11-29 13:00 | 43798.5417 |  | 60.96%
2019-11-29 14:00 | 43798.5833 |  | 61.36%
2019-11-29 15:00 | 43798.625 |  | 61.58%
2019-11-29 16:00 | 43798.6667 |  | 61.98%
2019-11-29 17:00 | 43798.7083 |  | 62.37%
2019-11-29 18:00 | 43798.75 |  | 63.16%
2019-11-29 19:00 | 43798.7917 |  | 62.2%
2019-11-29 20:00 | 43798.8333 |  | 60.94%
2019-11-29 21:00 | 43798.875 |  | 59.63%
2019-11-29 22:00 | 43798.9167 |  | 58.34%
2019-11-29 23:00 | 43798.9583 |  | 57.52%
2019-11-30 | 43799 |  | 52.52%
2019-11-30 01:00 | 43799.0417 |  | 53.31%
2019-11-30 02:00 | 43799.0833 |  | 52.92%
2019-11-30 03:00 | 43799.125 |  | 52.24%
2019-11-30 04:00 | 43799.1667 |  | 51.12%
2019-11-30 05:00 | 43799.2083 |  | 50.8%
2019-11-30 06:00 | 43799.25 |  | 51.67%
2019-11-30 07:00 | 43799.2917 |  | 52.58%
2019-11-30 08:00 | 43799.3333 |  | 54.36%
2019-11-30 09:00 | 43799.375 |  | 56.06%
2019-11-30 10:00 | 43799.4167 |  | 57.22%
2019-11-30 11:00 | 43799.4583 |  | 57.44%
2019-11-30 12:00 | 43799.5 |  | 58%
2019-11-30 13:00 | 43799.5417 |  | 57.83%
2019-11-30 14:00 | 43799.5833 |  | 58.2%
2019-11-30 15:00 | 43799.625 |  | 58.04%
2019-11-30 16:00 | 43799.6667 |  | 57.9%
2019-11-30 17:00 | 43799.7083 |  | 57.21%
2019-11-30 18:00 | 43799.75 |  | 54.33%
2019-11-30 19:00 | 43799.7917 |  | 52.75%
2019-11-30 20:00 | 43799.8333 |  | 51.49%
2019-11-30 21:00 | 43799.875 |  | 50.17%
2019-11-30 22:00 | 43799.9167 |  | 49.95%
2019-11-30 23:00 | 43799.9583 |  | 51.77%
2019-12-01 | 43800 |  | 52.41%
2019-12-01 01:00 | 43800.0417 |  | 53.19%
2019-12-01 02:00 | 43800.0833 |  | 52.8%
2019-12-01 03:00 | 43800.125 |  | 52.13%
2019-12-01 04:00 | 43800.1667 |  | 51.01%
2019-12-01 05:00 | 43800.2083 |  | 50.69%
2019-12-01 06:00 | 43800.25 |  | 51.56%
2019-12-01 07:00 | 43800.2917 |  | 52.47%
2019-12-01 08:00 | 43800.3333 |  | 54.24%
2019-12-01 09:00 | 43800.375 |  | 55.94%
2019-12-01 10:00 | 43800.4167 |  | 57.1%
2019-12-01 11:00 | 43800.4583 |  | 57.32%
2019-12-01 12:00 | 43800.5 |  | 57.88%
2019-12-01 13:00 | 43800.5417 |  | 57.71%
2019-12-01 14:00 | 43800.5833 |  | 58.08%
2019-12-01 15:00 | 43800.625 |  | 57.92%
2019-12-01 16:00 | 43800.6667 |  | 57.77%
2019-12-01 17:00 | 43800.7083 |  | 57.09%
2019-12-01 18:00 | 43800.75 |  | 54.22%
2019-12-01 19:00 | 43800.7917 |  | 52.64%
2019-12-01 20:00 | 43800.8333 |  | 51.38%
2019-12-01 21:00 | 43800.875 |  | 50.06%
2019-12-01 22:00 | 43800.9167 |  | 49.85%
2019-12-01 23:00 | 43800.9583 |  | 51.66%
2019-12-02 | 43801 |  | 53.66%
2019-12-02 01:00 | 43801.0417 |  | 53.46%
2019-12-02 02:00 | 43801.0833 |  | 53.28%
2019-12-02 03:00 | 43801.125 |  | 53.15%
2019-12-02 04:00 | 43801.1667 |  | 52.52%
2019-12-02 05:00 | 43801.2083 |  | 52.78%
2019-12-02 06:00 | 43801.25 |  | 54.26%
2019-12-02 07:00 | 43801.2917 |  | 56.91%
2019-12-02 08:00 | 43801.3333 |  | 58.29%
2019-12-02 09:00 | 43801.375 |  | 58.33%
2019-12-02 10:00 | 43801.4167 |  | 58.54%
2019-12-02 11:00 | 43801.4583 |  | 58.53%
2019-12-02 12:00 | 43801.5 |  | 58.82%
2019-12-02 13:00 | 43801.5417 |  | 58.94%
2019-12-02 14:00 | 43801.5833 |  | 59.02%
2019-12-02 15:00 | 43801.625 |  | 59.22%
2019-12-02 16:00 | 43801.6667 |  | 59.45%
2019-12-02 17:00 | 43801.7083 |  | 59.26%
2019-12-02 18:00 | 43801.75 |  | 59.2%
2019-12-02 19:00 | 43801.7917 |  | 58.13%
2019-12-02 20:00 | 43801.8333 |  | 56.93%
2019-12-02 21:00 | 43801.875 |  | 54.99%
2019-12-02 22:00 | 43801.9167 |  | 53.6%
2019-12-02 23:00 | 43801.9583 |  | 54.01%
2019-12-03 | 43802 |  | 53.54%
2019-12-03 01:00 | 43802.0417 |  | 53.33%
2019-12-03 02:00 | 43802.0833 |  | 53.15%
2019-12-03 03:00 | 43802.125 |  | 53.02%
2019-12-03 04:00 | 43802.1667 |  | 52.4%
2019-12-03 05:00 | 43802.2083 |  | 52.65%
2019-12-03 06:00 | 43802.25 |  | 54.13%
2019-12-03 07:00 | 43802.2917 |  | 56.77%
2019-12-03 08:00 | 43802.3333 |  | 58.15%
2019-12-03 09:00 | 43802.375 |  | 58.19%
2019-12-03 10:00 | 43802.4167 |  | 58.4%
2019-12-03 11:00 | 43802.4583 |  | 58.39%
2019-12-03 12:00 | 43802.5 |  | 58.68%
2019-12-03 13:00 | 43802.5417 |  | 58.8%
2019-12-03 14:00 | 43802.5833 |  | 58.88%
2019-12-03 15:00 | 43802.625 |  | 59.08%
2019-12-03 16:00 | 43802.6667 |  | 59.31%
2019-12-03 17:00 | 43802.7083 |  | 59.12%
2019-12-03 18:00 | 43802.75 |  | 59.06%
2019-12-03 19:00 | 43802.7917 |  | 57.99%
2019-12-03 20:00 | 43802.8333 |  | 56.79%
2019-12-03 21:00 | 43802.875 |  | 54.86%
2019-12-03 22:00 | 43802.9167 |  | 53.47%
2019-12-03 23:00 | 43802.9583 |  | 53.89%
2019-12-04 | 43803 |  | 53.19%
2019-12-04 01:00 | 43803.0417 |  | 52.98%
2019-12-04 02:00 | 43803.0833 |  | 52.8%
2019-12-04 03:00 | 43803.125 |  | 52.68%
2019-12-04 04:00 | 43803.1667 |  | 52.06%
2019-12-04 05:00 | 43803.2083 |  | 52.31%
2019-12-04 06:00 | 43803.25 |  | 53.78%
2019-12-04 07:00 | 43803.2917 |  | 56.4%
2019-12-04 08:00 | 43803.3333 |  | 57.77%
2019-12-04 09:00 | 43803.375 |  | 57.81%
2019-12-04 10:00 | 43803.4167 |  | 58.02%
2019-12-04 11:00 | 43803.4583 |  | 58.01%
2019-12-04 12:00 | 43803.5 |  | 58.3%
2019-12-04 13:00 | 43803.5417 |  | 58.41%
2019-12-04 14:00 | 43803.5833 |  | 58.5%
2019-12-04 15:00 | 43803.625 |  | 58.69%
2019-12-04 16:00 | 43803.6667 |  | 58.93%
2019-12-04 17:00 | 43803.7083 |  | 58.74%
2019-12-04 18:00 | 43803.75 |  | 58.67%
2019-12-04 19:00 | 43803.7917 |  | 57.62%
2019-12-04 20:00 | 43803.8333 |  | 56.42%
2019-12-04 21:00 | 43803.875 |  | 54.51%
2019-12-04 22:00 | 43803.9167 |  | 53.13%
2019-12-04 23:00 | 43803.9583 |  | 53.54%
2019-12-05 | 43804 |  | 53.67%
2019-12-05 01:00 | 43804.0417 |  | 53.46%
2019-12-05 02:00 | 43804.0833 |  | 53.28%
2019-12-05 03:00 | 43804.125 |  | 53.15%
2019-12-05 04:00 | 43804.1667 |  | 52.52%
2019-12-05 05:00 | 43804.2083 |  | 52.78%
2019-12-05 06:00 | 43804.25 |  | 54.27%
2019-12-05 07:00 | 43804.2917 |  | 56.91%
2019-12-05 08:00 | 43804.3333 |  | 58.29%
2019-12-05 09:00 | 43804.375 |  | 58.33%
2019-12-05 10:00 | 43804.4167 |  | 58.54%
2019-12-05 11:00 | 43804.4583 |  | 58.54%
2019-12-05 12:00 | 43804.5 |  | 58.82%
2019-12-05 13:00 | 43804.5417 |  | 58.94%
2019-12-05 14:00 | 43804.5833 |  | 59.02%
2019-12-05 15:00 | 43804.625 |  | 59.22%
2019-12-05 16:00 | 43804.6667 |  | 59.46%
2019-12-05 17:00 | 43804.7083 |  | 59.27%
2019-12-05 18:00 | 43804.75 |  | 59.2%
2019-12-05 19:00 | 43804.7917 |  | 58.13%
2019-12-05 20:00 | 43804.8333 |  | 56.93%
2019-12-05 21:00 | 43804.875 |  | 55%
2019-12-05 22:00 | 43804.9167 |  | 53.6%
2019-12-05 23:00 | 43804.9583 |  | 54.02%
2019-12-06 | 43805 |  | 54.06%
2019-12-06 01:00 | 43805.0417 |  | 53.85%
2019-12-06 02:00 | 43805.0833 |  | 53.67%
2019-12-06 03:00 | 43805.125 |  | 53.55%
2019-12-06 04:00 | 43805.1667 |  | 52.91%
2019-12-06 05:00 | 43805.2083 |  | 53.17%
2019-12-06 06:00 | 43805.25 |  | 54.67%
2019-12-06 07:00 | 43805.2917 |  | 57.33%
2019-12-06 08:00 | 43805.3333 |  | 58.72%
2019-12-06 09:00 | 43805.375 |  | 58.76%
2019-12-06 10:00 | 43805.4167 |  | 58.97%
2019-12-06 11:00 | 43805.4583 |  | 58.97%
2019-12-06 12:00 | 43805.5 |  | 59.26%
2019-12-06 13:00 | 43805.5417 |  | 59.38%
2019-12-06 14:00 | 43805.5833 |  | 59.46%
2019-12-06 15:00 | 43805.625 |  | 59.66%
2019-12-06 16:00 | 43805.6667 |  | 59.9%
2019-12-06 17:00 | 43805.7083 |  | 59.71%
2019-12-06 18:00 | 43805.75 |  | 59.64%
2019-12-06 19:00 | 43805.7917 |  | 58.56%
2019-12-06 20:00 | 43805.8333 |  | 57.35%
2019-12-06 21:00 | 43805.875 |  | 55.4%
2019-12-06 22:00 | 43805.9167 |  | 54%
2019-12-06 23:00 | 43805.9583 |  | 54.42%
2019-12-07 | 43806 |  | 53.08%
2019-12-07 01:00 | 43806.0417 |  | 53.87%
2019-12-07 02:00 | 43806.0833 |  | 53.47%
2019-12-07 03:00 | 43806.125 |  | 52.8%
2019-12-07 04:00 | 43806.1667 |  | 51.66%
2019-12-07 05:00 | 43806.2083 |  | 51.34%
2019-12-07 06:00 | 43806.25 |  | 52.21%
2019-12-07 07:00 | 43806.2917 |  | 53.14%
2019-12-07 08:00 | 43806.3333 |  | 54.93%
2019-12-07 09:00 | 43806.375 |  | 56.65%
2019-12-07 10:00 | 43806.4167 |  | 57.82%
2019-12-07 11:00 | 43806.4583 |  | 58.05%
2019-12-07 12:00 | 43806.5 |  | 58.62%
2019-12-07 13:00 | 43806.5417 |  | 58.44%
2019-12-07 14:00 | 43806.5833 |  | 58.82%
2019-12-07 15:00 | 43806.625 |  | 58.65%
2019-12-07 16:00 | 43806.6667 |  | 58.51%
2019-12-07 17:00 | 43806.7083 |  | 57.82%
2019-12-07 18:00 | 43806.75 |  | 54.91%
2019-12-07 19:00 | 43806.7917 |  | 53.31%
2019-12-07 20:00 | 43806.8333 |  | 52.04%
2019-12-07 21:00 | 43806.875 |  | 50.7%
2019-12-07 22:00 | 43806.9167 |  | 50.48%
2019-12-07 23:00 | 43806.9583 |  | 52.32%
2019-12-08 | 43807 |  | 53.18%
2019-12-08 01:00 | 43807.0417 |  | 53.97%
2019-12-08 02:00 | 43807.0833 |  | 53.58%
2019-12-08 03:00 | 43807.125 |  | 52.9%
2019-12-08 04:00 | 43807.1667 |  | 51.76%
2019-12-08 05:00 | 43807.2083 |  | 51.44%
2019-12-08 06:00 | 43807.25 |  | 52.32%
2019-12-08 07:00 | 43807.2917 |  | 53.24%
2019-12-08 08:00 | 43807.3333 |  | 55.04%
2019-12-08 09:00 | 43807.375 |  | 56.76%
2019-12-08 10:00 | 43807.4167 |  | 57.94%
2019-12-08 11:00 | 43807.4583 |  | 58.16%
2019-12-08 12:00 | 43807.5 |  | 58.73%
2019-12-08 13:00 | 43807.5417 |  | 58.56%
2019-12-08 14:00 | 43807.5833 |  | 58.93%
2019-12-08 15:00 | 43807.625 |  | 58.77%
2019-12-08 16:00 | 43807.6667 |  | 58.62%
2019-12-08 17:00 | 43807.7083 |  | 57.93%
2019-12-08 18:00 | 43807.75 |  | 55.02%
2019-12-08 19:00 | 43807.7917 |  | 53.41%
2019-12-08 20:00 | 43807.8333 |  | 52.14%
2019-12-08 21:00 | 43807.875 |  | 50.8%
2019-12-08 22:00 | 43807.9167 |  | 50.58%
2019-12-08 23:00 | 43807.9583 |  | 52.42%
2019-12-09 | 43808 |  | 54.86%
2019-12-09 01:00 | 43808.0417 |  | 54.65%
2019-12-09 02:00 | 43808.0833 |  | 54.47%
2019-12-09 03:00 | 43808.125 |  | 54.34%
2019-12-09 04:00 | 43808.1667 |  | 53.69%
2019-12-09 05:00 | 43808.2083 |  | 53.96%
2019-12-09 06:00 | 43808.25 |  | 55.48%
2019-12-09 07:00 | 43808.2917 |  | 58.18%
2019-12-09 08:00 | 43808.3333 |  | 59.59%
2019-12-09 09:00 | 43808.375 |  | 59.63%
2019-12-09 10:00 | 43808.4167 |  | 59.84%
2019-12-09 11:00 | 43808.4583 |  | 59.84%
2019-12-09 12:00 | 43808.5 |  | 60.13%
2019-12-09 13:00 | 43808.5417 |  | 60.25%
2019-12-09 14:00 | 43808.5833 |  | 60.34%
2019-12-09 15:00 | 43808.625 |  | 60.54%
2019-12-09 16:00 | 43808.6667 |  | 60.78%
2019-12-09 17:00 | 43808.7083 |  | 60.59%
2019-12-09 18:00 | 43808.75 |  | 60.52%
2019-12-09 19:00 | 43808.7917 |  | 59.43%
2019-12-09 20:00 | 43808.8333 |  | 58.2%
2019-12-09 21:00 | 43808.875 |  | 56.22%
2019-12-09 22:00 | 43808.9167 |  | 54.8%
2019-12-09 23:00 | 43808.9583 |  | 55.22%
2019-12-10 | 43809 |  | 54.48%
2019-12-10 01:00 | 43809.0417 |  | 54.27%
2019-12-10 02:00 | 43809.0833 |  | 54.08%
2019-12-10 03:00 | 43809.125 |  | 53.96%
2019-12-10 04:00 | 43809.1667 |  | 53.32%
2019-12-10 05:00 | 43809.2083 |  | 53.58%
2019-12-10 06:00 | 43809.25 |  | 55.09%
2019-12-10 07:00 | 43809.2917 |  | 57.77%
2019-12-10 08:00 | 43809.3333 |  | 59.17%
2019-12-10 09:00 | 43809.375 |  | 59.21%
2019-12-10 10:00 | 43809.4167 |  | 59.42%
2019-12-10 11:00 | 43809.4583 |  | 59.42%
2019-12-10 12:00 | 43809.5 |  | 59.71%
2019-12-10 13:00 | 43809.5417 |  | 59.83%
2019-12-10 14:00 | 43809.5833 |  | 59.92%
2019-12-10 15:00 | 43809.625 |  | 60.12%
2019-12-10 16:00 | 43809.6667 |  | 60.35%
2019-12-10 17:00 | 43809.7083 |  | 60.16%
2019-12-10 18:00 | 43809.75 |  | 60.1%
2019-12-10 19:00 | 43809.7917 |  | 59.01%
2019-12-10 20:00 | 43809.8333 |  | 57.79%
2019-12-10 21:00 | 43809.875 |  | 55.83%
2019-12-10 22:00 | 43809.9167 |  | 54.41%
2019-12-10 23:00 | 43809.9583 |  | 54.83%
2019-12-11 | 43810 |  | 54.21%
2019-12-11 01:00 | 43810.0417 |  | 54%
2019-12-11 02:00 | 43810.0833 |  | 53.82%
2019-12-11 03:00 | 43810.125 |  | 53.69%
2019-12-11 04:00 | 43810.1667 |  | 53.06%
2019-12-11 05:00 | 43810.2083 |  | 53.32%
2019-12-11 06:00 | 43810.25 |  | 54.82%
2019-12-11 07:00 | 43810.2917 |  | 57.49%
2019-12-11 08:00 | 43810.3333 |  | 58.88%
2019-12-11 09:00 | 43810.375 |  | 58.92%
2019-12-11 10:00 | 43810.4167 |  | 59.14%
2019-12-11 11:00 | 43810.4583 |  | 59.13%
2019-12-11 12:00 | 43810.5 |  | 59.42%
2019-12-11 13:00 | 43810.5417 |  | 59.54%
2019-12-11 14:00 | 43810.5833 |  | 59.63%
2019-12-11 15:00 | 43810.625 |  | 59.82%
2019-12-11 16:00 | 43810.6667 |  | 60.06%
2019-12-11 17:00 | 43810.7083 |  | 59.87%
2019-12-11 18:00 | 43810.75 |  | 59.81%
2019-12-11 19:00 | 43810.7917 |  | 58.73%
2019-12-11 20:00 | 43810.8333 |  | 57.51%
2019-12-11 21:00 | 43810.875 |  | 55.56%
2019-12-11 22:00 | 43810.9167 |  | 54.15%
2019-12-11 23:00 | 43810.9583 |  | 54.57%
2019-12-12 | 43811 |  | 54.39%
2019-12-12 01:00 | 43811.0417 |  | 54.18%
2019-12-12 02:00 | 43811.0833 |  | 54%
2019-12-12 03:00 | 43811.125 |  | 53.87%
2019-12-12 04:00 | 43811.1667 |  | 53.23%
2019-12-12 05:00 | 43811.2083 |  | 53.49%
2019-12-12 06:00 | 43811.25 |  | 55%
2019-12-12 07:00 | 43811.2917 |  | 57.68%
2019-12-12 08:00 | 43811.3333 |  | 59.07%
2019-12-12 09:00 | 43811.375 |  | 59.11%
2019-12-12 10:00 | 43811.4167 |  | 59.33%
2019-12-12 11:00 | 43811.4583 |  | 59.32%
2019-12-12 12:00 | 43811.5 |  | 59.61%
2019-12-12 13:00 | 43811.5417 |  | 59.73%
2019-12-12 14:00 | 43811.5833 |  | 59.82%
2019-12-12 15:00 | 43811.625 |  | 60.02%
2019-12-12 16:00 | 43811.6667 |  | 60.26%
2019-12-12 17:00 | 43811.7083 |  | 60.06%
2019-12-12 18:00 | 43811.75 |  | 60%
2019-12-12 19:00 | 43811.7917 |  | 58.92%
2019-12-12 20:00 | 43811.8333 |  | 57.69%
2019-12-12 21:00 | 43811.875 |  | 55.74%
2019-12-12 22:00 | 43811.9167 |  | 54.32%
2019-12-12 23:00 | 43811.9583 |  | 54.74%
2019-12-13 | 43812 |  | 54.74%
2019-12-13 01:00 | 43812.0417 |  | 54.53%
2019-12-13 02:00 | 43812.0833 |  | 54.35%
2019-12-13 03:00 | 43812.125 |  | 54.22%
2019-12-13 04:00 | 43812.1667 |  | 53.58%
2019-12-13 05:00 | 43812.2083 |  | 53.84%
2019-12-13 06:00 | 43812.25 |  | 55.35%
2019-12-13 07:00 | 43812.2917 |  | 58.05%
2019-12-13 08:00 | 43812.3333 |  | 59.46%
2019-12-13 09:00 | 43812.375 |  | 59.5%
2019-12-13 10:00 | 43812.4167 |  | 59.71%
2019-12-13 11:00 | 43812.4583 |  | 59.71%
2019-12-13 12:00 | 43812.5 |  | 60%
2019-12-13 13:00 | 43812.5417 |  | 60.12%
2019-12-13 14:00 | 43812.5833 |  | 60.21%
2019-12-13 15:00 | 43812.625 |  | 60.41%
2019-12-13 16:00 | 43812.6667 |  | 60.65%
2019-12-13 17:00 | 43812.7083 |  | 60.45%
2019-12-13 18:00 | 43812.75 |  | 60.39%
2019-12-13 19:00 | 43812.7917 |  | 59.3%
2019-12-13 20:00 | 43812.8333 |  | 58.07%
2019-12-13 21:00 | 43812.875 |  | 56.1%
2019-12-13 22:00 | 43812.9167 |  | 54.68%
2019-12-13 23:00 | 43812.9583 |  | 55.1%
2019-12-14 | 43813 |  | 53.4%
2019-12-14 01:00 | 43813.0417 |  | 54.2%
2019-12-14 02:00 | 43813.0833 |  | 53.8%
2019-12-14 03:00 | 43813.125 |  | 53.12%
2019-12-14 04:00 | 43813.1667 |  | 51.97%
2019-12-14 05:00 | 43813.2083 |  | 51.65%
2019-12-14 06:00 | 43813.25 |  | 52.53%
2019-12-14 07:00 | 43813.2917 |  | 53.46%
2019-12-14 08:00 | 43813.3333 |  | 55.27%
2019-12-14 09:00 | 43813.375 |  | 56.99%
2019-12-14 10:00 | 43813.4167 |  | 58.17%
2019-12-14 11:00 | 43813.4583 |  | 58.4%
2019-12-14 12:00 | 43813.5 |  | 58.97%
2019-12-14 13:00 | 43813.5417 |  | 58.79%
2019-12-14 14:00 | 43813.5833 |  | 59.17%
2019-12-14 15:00 | 43813.625 |  | 59.01%
2019-12-14 16:00 | 43813.6667 |  | 58.86%
2019-12-14 17:00 | 43813.7083 |  | 58.17%
2019-12-14 18:00 | 43813.75 |  | 55.24%
2019-12-14 19:00 | 43813.7917 |  | 53.63%
2019-12-14 20:00 | 43813.8333 |  | 52.35%
2019-12-14 21:00 | 43813.875 |  | 51%
2019-12-14 22:00 | 43813.9167 |  | 50.79%
2019-12-14 23:00 | 43813.9583 |  | 52.64%
2019-12-15 | 43814 |  | 52.99%
2019-12-15 01:00 | 43814.0417 |  | 53.78%
2019-12-15 02:00 | 43814.0833 |  | 53.39%
2019-12-15 03:00 | 43814.125 |  | 52.71%
2019-12-15 04:00 | 43814.1667 |  | 51.58%
2019-12-15 05:00 | 43814.2083 |  | 51.26%
2019-12-15 06:00 | 43814.25 |  | 52.13%
2019-12-15 07:00 | 43814.2917 |  | 53.05%
2019-12-15 08:00 | 43814.3333 |  | 54.85%
2019-12-15 09:00 | 43814.375 |  | 56.56%
2019-12-15 10:00 | 43814.4167 |  | 57.73%
2019-12-15 11:00 | 43814.4583 |  | 57.96%
2019-12-15 12:00 | 43814.5 |  | 58.52%
2019-12-15 13:00 | 43814.5417 |  | 58.35%
2019-12-15 14:00 | 43814.5833 |  | 58.72%
2019-12-15 15:00 | 43814.625 |  | 58.56%
2019-12-15 16:00 | 43814.6667 |  | 58.42%
2019-12-15 17:00 | 43814.7083 |  | 57.73%
2019-12-15 18:00 | 43814.75 |  | 54.82%
2019-12-15 19:00 | 43814.7917 |  | 53.22%
2019-12-15 20:00 | 43814.8333 |  | 51.95%
2019-12-15 21:00 | 43814.875 |  | 50.62%
2019-12-15 22:00 | 43814.9167 |  | 50.4%
2019-12-15 23:00 | 43814.9583 |  | 52.24%
2019-12-16 | 43815 |  | 54.11%
2019-12-16 01:00 | 43815.0417 |  | 53.9%
2019-12-16 02:00 | 43815.0833 |  | 53.72%
2019-12-16 03:00 | 43815.125 |  | 53.59%
2019-12-16 04:00 | 43815.1667 |  | 52.96%
2019-12-16 05:00 | 43815.2083 |  | 53.22%
2019-12-16 06:00 | 43815.25 |  | 54.72%
2019-12-16 07:00 | 43815.2917 |  | 57.38%
2019-12-16 08:00 | 43815.3333 |  | 58.77%
2019-12-16 09:00 | 43815.375 |  | 58.81%
2019-12-16 10:00 | 43815.4167 |  | 59.02%
2019-12-16 11:00 | 43815.4583 |  | 59.02%
2019-12-16 12:00 | 43815.5 |  | 59.31%
2019-12-16 13:00 | 43815.5417 |  | 59.43%
2019-12-16 14:00 | 43815.5833 |  | 59.51%
2019-12-16 15:00 | 43815.625 |  | 59.71%
2019-12-16 16:00 | 43815.6667 |  | 59.95%
2019-12-16 17:00 | 43815.7083 |  | 59.76%
2019-12-16 18:00 | 43815.75 |  | 59.69%
2019-12-16 19:00 | 43815.7917 |  | 58.62%
2019-12-16 20:00 | 43815.8333 |  | 57.4%
2019-12-16 21:00 | 43815.875 |  | 55.45%
2019-12-16 22:00 | 43815.9167 |  | 54.05%
2019-12-16 23:00 | 43815.9583 |  | 54.47%
2019-12-17 | 43816 |  | 53.65%
2019-12-17 01:00 | 43816.0417 |  | 53.44%
2019-12-17 02:00 | 43816.0833 |  | 53.27%
2019-12-17 03:00 | 43816.125 |  | 53.14%
2019-12-17 04:00 | 43816.1667 |  | 52.51%
2019-12-17 05:00 | 43816.2083 |  | 52.77%
2019-12-17 06:00 | 43816.25 |  | 54.25%
2019-12-17 07:00 | 43816.2917 |  | 56.9%
2019-12-17 08:00 | 43816.3333 |  | 58.27%
2019-12-17 09:00 | 43816.375 |  | 58.31%
2019-12-17 10:00 | 43816.4167 |  | 58.52%
2019-12-17 11:00 | 43816.4583 |  | 58.52%
2019-12-17 12:00 | 43816.5 |  | 58.81%
2019-12-17 13:00 | 43816.5417 |  | 58.92%
2019-12-17 14:00 | 43816.5833 |  | 59.01%
2019-12-17 15:00 | 43816.625 |  | 59.21%
2019-12-17 16:00 | 43816.6667 |  | 59.44%
2019-12-17 17:00 | 43816.7083 |  | 59.25%
2019-12-17 18:00 | 43816.75 |  | 59.19%
2019-12-17 19:00 | 43816.7917 |  | 58.12%
2019-12-17 20:00 | 43816.8333 |  | 56.91%
2019-12-17 21:00 | 43816.875 |  | 54.98%
2019-12-17 22:00 | 43816.9167 |  | 53.59%
2019-12-17 23:00 | 43816.9583 |  | 54%
2019-12-18 | 43817 |  | 53.64%
2019-12-18 01:00 | 43817.0417 |  | 53.43%
2019-12-18 02:00 | 43817.0833 |  | 53.25%
2019-12-18 03:00 | 43817.125 |  | 53.13%
2019-12-18 04:00 | 43817.1667 |  | 52.5%
2019-12-18 05:00 | 43817.2083 |  | 52.75%
2019-12-18 06:00 | 43817.25 |  | 54.24%
2019-12-18 07:00 | 43817.2917 |  | 56.88%
2019-12-18 08:00 | 43817.3333 |  | 58.26%
2019-12-18 09:00 | 43817.375 |  | 58.3%
2019-12-18 10:00 | 43817.4167 |  | 58.51%
2019-12-18 11:00 | 43817.4583 |  | 58.51%
2019-12-18 12:00 | 43817.5 |  | 58.79%
2019-12-18 13:00 | 43817.5417 |  | 58.91%
2019-12-18 14:00 | 43817.5833 |  | 58.99%
2019-12-18 15:00 | 43817.625 |  | 59.19%
2019-12-18 16:00 | 43817.6667 |  | 59.43%
2019-12-18 17:00 | 43817.7083 |  | 59.24%
2019-12-18 18:00 | 43817.75 |  | 59.17%
2019-12-18 19:00 | 43817.7917 |  | 58.11%
2019-12-18 20:00 | 43817.8333 |  | 56.9%
2019-12-18 21:00 | 43817.875 |  | 54.97%
2019-12-18 22:00 | 43817.9167 |  | 53.58%
2019-12-18 23:00 | 43817.9583 |  | 53.99%
2019-12-19 | 43818 |  | 54.23%
2019-12-19 01:00 | 43818.0417 |  | 54.02%
2019-12-19 02:00 | 43818.0833 |  | 53.84%
2019-12-19 03:00 | 43818.125 |  | 53.71%
2019-12-19 04:00 | 43818.1667 |  | 53.08%
2019-12-19 05:00 | 43818.2083 |  | 53.33%
2019-12-19 06:00 | 43818.25 |  | 54.84%
2019-12-19 07:00 | 43818.2917 |  | 57.51%
2019-12-19 08:00 | 43818.3333 |  | 58.9%
2019-12-19 09:00 | 43818.375 |  | 58.94%
2019-12-19 10:00 | 43818.4167 |  | 59.15%
2019-12-19 11:00 | 43818.4583 |  | 59.15%
2019-12-19 12:00 | 43818.5 |  | 59.44%
2019-12-19 13:00 | 43818.5417 |  | 59.56%
2019-12-19 14:00 | 43818.5833 |  | 59.64%
2019-12-19 15:00 | 43818.625 |  | 59.84%
2019-12-19 16:00 | 43818.6667 |  | 60.08%
2019-12-19 17:00 | 43818.7083 |  | 59.89%
2019-12-19 18:00 | 43818.75 |  | 59.82%
2019-12-19 19:00 | 43818.7917 |  | 58.75%
2019-12-19 20:00 | 43818.8333 |  | 57.53%
2019-12-19 21:00 | 43818.875 |  | 55.57%
2019-12-19 22:00 | 43818.9167 |  | 54.17%
2019-12-19 23:00 | 43818.9583 |  | 54.58%
2019-12-20 | 43819 |  | 54.16%
2019-12-20 01:00 | 43819.0417 |  | 53.95%
2019-12-20 02:00 | 43819.0833 |  | 53.77%
2019-12-20 03:00 | 43819.125 |  | 53.64%
2019-12-20 04:00 | 43819.1667 |  | 53.01%
2019-12-20 05:00 | 43819.2083 |  | 53.27%
2019-12-20 06:00 | 43819.25 |  | 54.77%
2019-12-20 07:00 | 43819.2917 |  | 57.44%
2019-12-20 08:00 | 43819.3333 |  | 58.83%
2019-12-20 09:00 | 43819.375 |  | 58.87%
2019-12-20 10:00 | 43819.4167 |  | 59.08%
2019-12-20 11:00 | 43819.4583 |  | 59.08%
2019-12-20 12:00 | 43819.5 |  | 59.37%
2019-12-20 13:00 | 43819.5417 |  | 59.49%
2019-12-20 14:00 | 43819.5833 |  | 59.57%
2019-12-20 15:00 | 43819.625 |  | 59.77%
2019-12-20 16:00 | 43819.6667 |  | 60.01%
2019-12-20 17:00 | 43819.7083 |  | 59.82%
2019-12-20 18:00 | 43819.75 |  | 59.75%
2019-12-20 19:00 | 43819.7917 |  | 58.67%
2019-12-20 20:00 | 43819.8333 |  | 57.46%
2019-12-20 21:00 | 43819.875 |  | 55.51%
2019-12-20 22:00 | 43819.9167 |  | 54.1%
2019-12-20 23:00 | 43819.9583 |  | 54.52%
2019-12-21 | 43820 |  | 52.46%
2019-12-21 01:00 | 43820.0417 |  | 53.24%
2019-12-21 02:00 | 43820.0833 |  | 52.85%
2019-12-21 03:00 | 43820.125 |  | 52.18%
2019-12-21 04:00 | 43820.1667 |  | 51.06%
2019-12-21 05:00 | 43820.2083 |  | 50.74%
2019-12-21 06:00 | 43820.25 |  | 51.61%
2019-12-21 07:00 | 43820.2917 |  | 52.52%
2019-12-21 08:00 | 43820.3333 |  | 54.29%
2019-12-21 09:00 | 43820.375 |  | 55.99%
2019-12-21 10:00 | 43820.4167 |  | 57.15%
2019-12-21 11:00 | 43820.4583 |  | 57.38%
2019-12-21 12:00 | 43820.5 |  | 57.94%
2019-12-21 13:00 | 43820.5417 |  | 57.76%
2019-12-21 14:00 | 43820.5833 |  | 58.13%
2019-12-21 15:00 | 43820.625 |  | 57.97%
2019-12-21 16:00 | 43820.6667 |  | 57.83%
2019-12-21 17:00 | 43820.7083 |  | 57.15%
2019-12-21 18:00 | 43820.75 |  | 54.27%
2019-12-21 19:00 | 43820.7917 |  | 52.69%
2019-12-21 20:00 | 43820.8333 |  | 51.43%
2019-12-21 21:00 | 43820.875 |  | 50.11%
2019-12-21 22:00 | 43820.9167 |  | 49.9%
2019-12-21 23:00 | 43820.9583 |  | 51.71%
2019-12-22 | 43821 |  | 52.64%
2019-12-22 01:00 | 43821.0417 |  | 53.42%
2019-12-22 02:00 | 43821.0833 |  | 53.03%
2019-12-22 03:00 | 43821.125 |  | 52.36%
2019-12-22 04:00 | 43821.1667 |  | 51.23%
2019-12-22 05:00 | 43821.2083 |  | 50.91%
2019-12-22 06:00 | 43821.25 |  | 51.78%
2019-12-22 07:00 | 43821.2917 |  | 52.7%
2019-12-22 08:00 | 43821.3333 |  | 54.48%
2019-12-22 09:00 | 43821.375 |  | 56.18%
2019-12-22 10:00 | 43821.4167 |  | 57.34%
2019-12-22 11:00 | 43821.4583 |  | 57.57%
2019-12-22 12:00 | 43821.5 |  | 58.13%
2019-12-22 13:00 | 43821.5417 |  | 57.95%
2019-12-22 14:00 | 43821.5833 |  | 58.33%
2019-12-22 15:00 | 43821.625 |  | 58.17%
2019-12-22 16:00 | 43821.6667 |  | 58.02%
2019-12-22 17:00 | 43821.7083 |  | 57.34%
2019-12-22 18:00 | 43821.75 |  | 54.45%
2019-12-22 19:00 | 43821.7917 |  | 52.86%
2019-12-22 20:00 | 43821.8333 |  | 51.6%
2019-12-22 21:00 | 43821.875 |  | 50.27%
2019-12-22 22:00 | 43821.9167 |  | 50.06%
2019-12-22 23:00 | 43821.9583 |  | 51.88%
2019-12-23 | 43822 |  | 53.63%
2019-12-23 01:00 | 43822.0417 |  | 53.42%
2019-12-23 02:00 | 43822.0833 |  | 53.24%
2019-12-23 03:00 | 43822.125 |  | 53.11%
2019-12-23 04:00 | 43822.1667 |  | 52.49%
2019-12-23 05:00 | 43822.2083 |  | 52.74%
2019-12-23 06:00 | 43822.25 |  | 54.23%
2019-12-23 07:00 | 43822.2917 |  | 56.87%
2019-12-23 08:00 | 43822.3333 |  | 58.25%
2019-12-23 09:00 | 43822.375 |  | 58.29%
2019-12-23 10:00 | 43822.4167 |  | 58.5%
2019-12-23 11:00 | 43822.4583 |  | 58.49%
2019-12-23 12:00 | 43822.5 |  | 58.78%
2019-12-23 13:00 | 43822.5417 |  | 58.9%
2019-12-23 14:00 | 43822.5833 |  | 58.98%
2019-12-23 15:00 | 43822.625 |  | 59.18%
2019-12-23 16:00 | 43822.6667 |  | 59.41%
2019-12-23 17:00 | 43822.7083 |  | 59.22%
2019-12-23 18:00 | 43822.75 |  | 59.16%
2019-12-23 19:00 | 43822.7917 |  | 58.09%
2019-12-23 20:00 | 43822.8333 |  | 56.89%
2019-12-23 21:00 | 43822.875 |  | 54.96%
2019-12-23 22:00 | 43822.9167 |  | 53.56%
2019-12-23 23:00 | 43822.9583 |  | 53.98%
2019-12-24 | 43823 |  | 54.09%
2019-12-24 01:00 | 43823.0417 |  | 53.88%
2019-12-24 02:00 | 43823.0833 |  | 53.69%
2019-12-24 03:00 | 43823.125 |  | 53.57%
2019-12-24 04:00 | 43823.1667 |  | 52.93%
2019-12-24 05:00 | 43823.2083 |  | 53.19%
2019-12-24 06:00 | 43823.25 |  | 54.69%
2019-12-24 07:00 | 43823.2917 |  | 57.35%
2019-12-24 08:00 | 43823.3333 |  | 58.74%
2019-12-24 09:00 | 43823.375 |  | 58.78%
2019-12-24 10:00 | 43823.4167 |  | 59%
2019-12-24 11:00 | 43823.4583 |  | 58.99%
2019-12-24 12:00 | 43823.5 |  | 59.28%
2019-12-24 13:00 | 43823.5417 |  | 59.4%
2019-12-24 14:00 | 43823.5833 |  | 59.48%
2019-12-24 15:00 | 43823.625 |  | 59.68%
2019-12-24 16:00 | 43823.6667 |  | 59.92%
2019-12-24 17:00 | 43823.7083 |  | 59.73%
2019-12-24 18:00 | 43823.75 |  | 59.66%
2019-12-24 19:00 | 43823.7917 |  | 58.59%
2019-12-24 20:00 | 43823.8333 |  | 57.37%
2019-12-24 21:00 | 43823.875 |  | 55.43%
2019-12-24 22:00 | 43823.9167 |  | 54.02%
2019-12-24 23:00 | 43823.9583 |  | 54.44%
2019-12-25 | 43824 |  | 52.61%
2019-12-25 01:00 | 43824.0417 |  | 53.4%
2019-12-25 02:00 | 43824.0833 |  | 53.01%
2019-12-25 03:00 | 43824.125 |  | 52.33%
2019-12-25 04:00 | 43824.1667 |  | 51.21%
2019-12-25 05:00 | 43824.2083 |  | 50.89%
2019-12-25 06:00 | 43824.25 |  | 51.76%
2019-12-25 07:00 | 43824.2917 |  | 52.67%
2019-12-25 08:00 | 43824.3333 |  | 54.45%
2019-12-25 09:00 | 43824.375 |  | 56.16%
2019-12-25 10:00 | 43824.4167 |  | 57.32%
2019-12-25 11:00 | 43824.4583 |  | 57.54%
2019-12-25 12:00 | 43824.5 |  | 58.1%
2019-12-25 13:00 | 43824.5417 |  | 57.93%
2019-12-25 14:00 | 43824.5833 |  | 58.3%
2019-12-25 15:00 | 43824.625 |  | 58.14%
2019-12-25 16:00 | 43824.6667 |  | 58%
2019-12-25 17:00 | 43824.7083 |  | 57.31%
2019-12-25 18:00 | 43824.75 |  | 54.43%
2019-12-25 19:00 | 43824.7917 |  | 52.84%
2019-12-25 20:00 | 43824.8333 |  | 51.58%
2019-12-25 21:00 | 43824.875 |  | 50.25%
2019-12-25 22:00 | 43824.9167 |  | 50.04%
2019-12-25 23:00 | 43824.9583 |  | 51.86%
2019-12-26 | 43825 |  | 54.45%
2019-12-26 01:00 | 43825.0417 |  | 54.24%
2019-12-26 02:00 | 43825.0833 |  | 54.06%
2019-12-26 03:00 | 43825.125 |  | 53.93%
2019-12-26 04:00 | 43825.1667 |  | 53.29%
2019-12-26 05:00 | 43825.2083 |  | 53.55%
2019-12-26 06:00 | 43825.25 |  | 55.06%
2019-12-26 07:00 | 43825.2917 |  | 57.74%
2019-12-26 08:00 | 43825.3333 |  | 59.14%
2019-12-26 09:00 | 43825.375 |  | 59.18%
2019-12-26 10:00 | 43825.4167 |  | 59.39%
2019-12-26 11:00 | 43825.4583 |  | 59.39%
2019-12-26 12:00 | 43825.5 |  | 59.68%
2019-12-26 13:00 | 43825.5417 |  | 59.8%
2019-12-26 14:00 | 43825.5833 |  | 59.88%
2019-12-26 15:00 | 43825.625 |  | 60.08%
2019-12-26 16:00 | 43825.6667 |  | 60.32%
2019-12-26 17:00 | 43825.7083 |  | 60.13%
2019-12-26 18:00 | 43825.75 |  | 60.06%
2019-12-26 19:00 | 43825.7917 |  | 58.98%
2019-12-26 20:00 | 43825.8333 |  | 57.76%
2019-12-26 21:00 | 43825.875 |  | 55.8%
2019-12-26 22:00 | 43825.9167 |  | 54.39%
2019-12-26 23:00 | 43825.9583 |  | 54.81%
2019-12-27 | 43826 |  | 54.8%
2019-12-27 01:00 | 43826.0417 |  | 54.58%
2019-12-27 02:00 | 43826.0833 |  | 54.4%
2019-12-27 03:00 | 43826.125 |  | 54.27%
2019-12-27 04:00 | 43826.1667 |  | 53.63%
2019-12-27 05:00 | 43826.2083 |  | 53.89%
2019-12-27 06:00 | 43826.25 |  | 55.41%
2019-12-27 07:00 | 43826.2917 |  | 58.11%
2019-12-27 08:00 | 43826.3333 |  | 59.52%
2019-12-27 09:00 | 43826.375 |  | 59.56%
2019-12-27 10:00 | 43826.4167 |  | 59.77%
2019-12-27 11:00 | 43826.4583 |  | 59.77%
2019-12-27 12:00 | 43826.5 |  | 60.06%
2019-12-27 13:00 | 43826.5417 |  | 60.18%
2019-12-27 14:00 | 43826.5833 |  | 60.27%
2019-12-27 15:00 | 43826.625 |  | 60.47%
2019-12-27 16:00 | 43826.6667 |  | 60.71%
2019-12-27 17:00 | 43826.7083 |  | 60.51%
2019-12-27 18:00 | 43826.75 |  | 60.45%
2019-12-27 19:00 | 43826.7917 |  | 59.36%
2019-12-27 20:00 | 43826.8333 |  | 58.13%
2019-12-27 21:00 | 43826.875 |  | 56.15%
2019-12-27 22:00 | 43826.9167 |  | 54.73%
2019-12-27 23:00 | 43826.9583 |  | 55.15%
2019-12-28 | 43827 |  | 53.84%
2019-12-28 01:00 | 43827.0417 |  | 54.64%
2019-12-28 02:00 | 43827.0833 |  | 54.24%
2019-12-28 03:00 | 43827.125 |  | 53.55%
2019-12-28 04:00 | 43827.1667 |  | 52.4%
2019-12-28 05:00 | 43827.2083 |  | 52.07%
2019-12-28 06:00 | 43827.25 |  | 52.96%
2019-12-28 07:00 | 43827.2917 |  | 53.9%
2019-12-28 08:00 | 43827.3333 |  | 55.72%
2019-12-28 09:00 | 43827.375 |  | 57.46%
2019-12-28 10:00 | 43827.4167 |  | 58.65%
2019-12-28 11:00 | 43827.4583 |  | 58.88%
2019-12-28 12:00 | 43827.5 |  | 59.45%
2019-12-28 13:00 | 43827.5417 |  | 59.27%
2019-12-28 14:00 | 43827.5833 |  | 59.66%
2019-12-28 15:00 | 43827.625 |  | 59.49%
2019-12-28 16:00 | 43827.6667 |  | 59.34%
2019-12-28 17:00 | 43827.7083 |  | 58.64%
2019-12-28 18:00 | 43827.75 |  | 55.69%
2019-12-28 19:00 | 43827.7917 |  | 54.07%
2019-12-28 20:00 | 43827.8333 |  | 52.78%
2019-12-28 21:00 | 43827.875 |  | 51.42%
2019-12-28 22:00 | 43827.9167 |  | 51.2%
2019-12-28 23:00 | 43827.9583 |  | 53.07%
2019-12-29 | 43828 |  | 53.61%
2019-12-29 01:00 | 43828.0417 |  | 54.41%
2019-12-29 02:00 | 43828.0833 |  | 54.01%
2019-12-29 03:00 | 43828.125 |  | 53.33%
2019-12-29 04:00 | 43828.1667 |  | 52.18%
2019-12-29 05:00 | 43828.2083 |  | 51.86%
2019-12-29 06:00 | 43828.25 |  | 52.74%
2019-12-29 07:00 | 43828.2917 |  | 53.68%
2019-12-29 08:00 | 43828.3333 |  | 55.49%
2019-12-29 09:00 | 43828.375 |  | 57.22%
2019-12-29 10:00 | 43828.4167 |  | 58.41%
2019-12-29 11:00 | 43828.4583 |  | 58.64%
2019-12-29 12:00 | 43828.5 |  | 59.21%
2019-12-29 13:00 | 43828.5417 |  | 59.03%
2019-12-29 14:00 | 43828.5833 |  | 59.41%
2019-12-29 15:00 | 43828.625 |  | 59.25%
2019-12-29 16:00 | 43828.6667 |  | 59.1%
2019-12-29 17:00 | 43828.7083 |  | 58.4%
2019-12-29 18:00 | 43828.75 |  | 55.46%
2019-12-29 19:00 | 43828.7917 |  | 53.85%
2019-12-29 20:00 | 43828.8333 |  | 52.56%
2019-12-29 21:00 | 43828.875 |  | 51.21%
2019-12-29 22:00 | 43828.9167 |  | 50.99%
2019-12-29 23:00 | 43828.9583 |  | 52.85%
2019-12-30 | 43829 |  | 54.84%
2019-12-30 01:00 | 43829.0417 |  | 54.62%
2019-12-30 02:00 | 43829.0833 |  | 54.44%
2019-12-30 03:00 | 43829.125 |  | 54.31%
2019-12-30 04:00 | 43829.1667 |  | 53.67%
2019-12-30 05:00 | 43829.2083 |  | 53.93%
2019-12-30 06:00 | 43829.25 |  | 55.45%
2019-12-30 07:00 | 43829.2917 |  | 58.15%
2019-12-30 08:00 | 43829.3333 |  | 59.56%
2019-12-30 09:00 | 43829.375 |  | 59.6%
2019-12-30 10:00 | 43829.4167 |  | 59.82%
2019-12-30 11:00 | 43829.4583 |  | 59.81%
2019-12-30 12:00 | 43829.5 |  | 60.1%
2019-12-30 13:00 | 43829.5417 |  | 60.22%
2019-12-30 14:00 | 43829.5833 |  | 60.31%
2019-12-30 15:00 | 43829.625 |  | 60.51%
2019-12-30 16:00 | 43829.6667 |  | 60.75%
2019-12-30 17:00 | 43829.7083 |  | 60.56%
2019-12-30 18:00 | 43829.75 |  | 60.49%
2019-12-30 19:00 | 43829.7917 |  | 59.4%
2019-12-30 20:00 | 43829.8333 |  | 58.17%
2019-12-30 21:00 | 43829.875 |  | 56.2%
2019-12-30 22:00 | 43829.9167 |  | 54.77%
2019-12-30 23:00 | 43829.9583 |  | 55.19%
2019-12-31 | 43830 |  | 54.84%
2019-12-31 01:00 | 43830.0417 |  | 54.62%
2019-12-31 02:00 | 43830.0833 |  | 54.44%
2019-12-31 03:00 | 43830.125 |  | 54.31%
2019-12-31 04:00 | 43830.1667 |  | 53.67%
2019-12-31 05:00 | 43830.2083 |  | 53.93%
2019-12-31 06:00 | 43830.25 |  | 55.45%
2019-12-31 07:00 | 43830.2917 |  | 58.15%
2019-12-31 08:00 | 43830.3333 |  | 59.56%
2019-12-31 09:00 | 43830.375 |  | 59.6%
2019-12-31 10:00 | 43830.4167 |  | 59.82%
2019-12-31 11:00 | 43830.4583 |  | 59.81%
2019-12-31 12:00 | 43830.5 |  | 60.1%
2019-12-31 13:00 | 43830.5417 |  | 60.22%
2019-12-31 14:00 | 43830.5833 |  | 60.31%
2019-12-31 15:00 | 43830.625 |  | 60.51%
2019-12-31 16:00 | 43830.6667 |  | 60.75%
2019-12-31 17:00 | 43830.7083 |  | 60.56%
2019-12-31 18:00 | 43830.75 |  | 60.49%
2019-12-31 19:00 | 43830.7917 |  | 59.4%
2019-12-31 20:00 | 43830.8333 |  | 58.17%
2019-12-31 21:00 | 43830.875 |  | 56.2%
2019-12-31 22:00 | 43830.9167 |  | 54.77%
2019-12-31 23:00 | 43830.9583 |  | 55.19%
2020-01-01 | 43831 |  | 50.92%
2020-01-01 01:00 | 43831.0417 |  | 50.42%
2020-01-01 02:00 | 43831.0833 |  | 50.31%
2020-01-01 03:00 | 43831.125 |  | 50.17%
2020-01-01 04:00 | 43831.1667 |  | 50.11%
2020-01-01 05:00 | 43831.2083 |  | 49.97%
2020-01-01 06:00 | 43831.25 |  | 50.39%
2020-01-01 07:00 | 43831.2917 |  | 51.07%
2020-01-01 08:00 | 43831.3333 |  | 52.27%
2020-01-01 09:00 | 43831.375 |  | 53.14%
2020-01-01 10:00 | 43831.4167 |  | 53.88%
2020-01-01 11:00 | 43831.4583 |  | 54.1%
2020-01-01 12:00 | 43831.5 |  | 54.12%
2020-01-01 13:00 | 43831.5417 |  | 53.65%
2020-01-01 14:00 | 43831.5833 |  | 53.63%
2020-01-01 15:00 | 43831.625 |  | 53.61%
2020-01-01 16:00 | 43831.6667 |  | 53.51%
2020-01-01 17:00 | 43831.7083 |  | 53.38%
2020-01-01 18:00 | 43831.75 |  | 52.86%
2020-01-01 19:00 | 43831.7917 |  | 52.16%
2020-01-01 20:00 | 43831.8333 |  | 51.54%
2020-01-01 21:00 | 43831.875 |  | 51.77%
2020-01-01 22:00 | 43831.9167 |  | 51.64%
2020-01-01 23:00 | 43831.9583 |  | 51.96%
2020-01-02 | 43832 |  | 51.63%
2020-01-02 01:00 | 43832.0417 |  | 50.98%
2020-01-02 02:00 | 43832.0833 |  | 50.6%
2020-01-02 03:00 | 43832.125 |  | 50.41%
2020-01-02 04:00 | 43832.1667 |  | 50.14%
2020-01-02 05:00 | 43832.2083 |  | 49.98%
2020-01-02 06:00 | 43832.25 |  | 51.22%
2020-01-02 07:00 | 43832.2917 |  | 53.25%
2020-01-02 08:00 | 43832.3333 |  | 53.82%
2020-01-02 09:00 | 43832.375 |  | 53.05%
2020-01-02 10:00 | 43832.4167 |  | 52.57%
2020-01-02 11:00 | 43832.4583 |  | 52.91%
2020-01-02 12:00 | 43832.5 |  | 52.86%
2020-01-02 13:00 | 43832.5417 |  | 52.78%
2020-01-02 14:00 | 43832.5833 |  | 53.25%
2020-01-02 15:00 | 43832.625 |  | 53.63%
2020-01-02 16:00 | 43832.6667 |  | 53.63%
2020-01-02 17:00 | 43832.7083 |  | 53.46%
2020-01-02 18:00 | 43832.75 |  | 53.22%
2020-01-02 19:00 | 43832.7917 |  | 52.84%
2020-01-02 20:00 | 43832.8333 |  | 52.23%
2020-01-02 21:00 | 43832.875 |  | 52.32%
2020-01-02 22:00 | 43832.9167 |  | 51.98%
2020-01-02 23:00 | 43832.9583 |  | 52.36%
2020-01-03 | 43833 |  | 51.29%
2020-01-03 01:00 | 43833.0417 |  | 50.63%
2020-01-03 02:00 | 43833.0833 |  | 50.26%
2020-01-03 03:00 | 43833.125 |  | 50.08%
2020-01-03 04:00 | 43833.1667 |  | 49.81%
2020-01-03 05:00 | 43833.2083 |  | 49.64%
2020-01-03 06:00 | 43833.25 |  | 50.88%
2020-01-03 07:00 | 43833.2917 |  | 52.89%
2020-01-03 08:00 | 43833.3333 |  | 53.46%
2020-01-03 09:00 | 43833.375 |  | 52.69%
2020-01-03 10:00 | 43833.4167 |  | 52.22%
2020-01-03 11:00 | 43833.4583 |  | 52.56%
2020-01-03 12:00 | 43833.5 |  | 52.51%
2020-01-03 13:00 | 43833.5417 |  | 52.43%
2020-01-03 14:00 | 43833.5833 |  | 52.89%
2020-01-03 15:00 | 43833.625 |  | 53.27%
2020-01-03 16:00 | 43833.6667 |  | 53.27%
2020-01-03 17:00 | 43833.7083 |  | 53.1%
2020-01-03 18:00 | 43833.75 |  | 52.86%
2020-01-03 19:00 | 43833.7917 |  | 52.49%
2020-01-03 20:00 | 43833.8333 |  | 51.88%
2020-01-03 21:00 | 43833.875 |  | 51.97%
2020-01-03 22:00 | 43833.9167 |  | 51.63%
2020-01-03 23:00 | 43833.9583 |  | 52.01%
2020-01-04 | 43834 |  | 50.41%
2020-01-04 01:00 | 43834.0417 |  | 49.91%
2020-01-04 02:00 | 43834.0833 |  | 49.81%
2020-01-04 03:00 | 43834.125 |  | 49.67%
2020-01-04 04:00 | 43834.1667 |  | 49.61%
2020-01-04 05:00 | 43834.2083 |  | 49.47%
2020-01-04 06:00 | 43834.25 |  | 49.89%
2020-01-04 07:00 | 43834.2917 |  | 50.56%
2020-01-04 08:00 | 43834.3333 |  | 51.75%
2020-01-04 09:00 | 43834.375 |  | 52.6%
2020-01-04 10:00 | 43834.4167 |  | 53.34%
2020-01-04 11:00 | 43834.4583 |  | 53.56%
2020-01-04 12:00 | 43834.5 |  | 53.58%
2020-01-04 13:00 | 43834.5417 |  | 53.12%
2020-01-04 14:00 | 43834.5833 |  | 53.09%
2020-01-04 15:00 | 43834.625 |  | 53.08%
2020-01-04 16:00 | 43834.6667 |  | 52.98%
2020-01-04 17:00 | 43834.7083 |  | 52.85%
2020-01-04 18:00 | 43834.75 |  | 52.33%
2020-01-04 19:00 | 43834.7917 |  | 51.64%
2020-01-04 20:00 | 43834.8333 |  | 51.03%
2020-01-04 21:00 | 43834.875 |  | 51.25%
2020-01-04 22:00 | 43834.9167 |  | 51.12%
2020-01-04 23:00 | 43834.9583 |  | 51.44%
2020-01-05 | 43835 |  | 50.74%
2020-01-05 01:00 | 43835.0417 |  | 50.24%
2020-01-05 02:00 | 43835.0833 |  | 50.14%
2020-01-05 03:00 | 43835.125 |  | 49.99%
2020-01-05 04:00 | 43835.1667 |  | 49.94%
2020-01-05 05:00 | 43835.2083 |  | 49.8%
2020-01-05 06:00 | 43835.25 |  | 50.22%
2020-01-05 07:00 | 43835.2917 |  | 50.9%
2020-01-05 08:00 | 43835.3333 |  | 52.09%
2020-01-05 09:00 | 43835.375 |  | 52.95%
2020-01-05 10:00 | 43835.4167 |  | 53.69%
2020-01-05 11:00 | 43835.4583 |  | 53.91%
2020-01-05 12:00 | 43835.5 |  | 53.93%
2020-01-05 13:00 | 43835.5417 |  | 53.47%
2020-01-05 14:00 | 43835.5833 |  | 53.45%
2020-01-05 15:00 | 43835.625 |  | 53.43%
2020-01-05 16:00 | 43835.6667 |  | 53.32%
2020-01-05 17:00 | 43835.7083 |  | 53.19%
2020-01-05 18:00 | 43835.75 |  | 52.68%
2020-01-05 19:00 | 43835.7917 |  | 51.98%
2020-01-05 20:00 | 43835.8333 |  | 51.36%
2020-01-05 21:00 | 43835.875 |  | 51.59%
2020-01-05 22:00 | 43835.9167 |  | 51.46%
2020-01-05 23:00 | 43835.9583 |  | 51.78%
2020-01-06 | 43836 |  | 51.58%
2020-01-06 01:00 | 43836.0417 |  | 50.93%
2020-01-06 02:00 | 43836.0833 |  | 50.56%
2020-01-06 03:00 | 43836.125 |  | 50.37%
2020-01-06 04:00 | 43836.1667 |  | 50.1%
2020-01-06 05:00 | 43836.2083 |  | 49.93%
2020-01-06 06:00 | 43836.25 |  | 51.18%
2020-01-06 07:00 | 43836.2917 |  | 53.2%
2020-01-06 08:00 | 43836.3333 |  | 53.77%
2020-01-06 09:00 | 43836.375 |  | 53%
2020-01-06 10:00 | 43836.4167 |  | 52.52%
2020-01-06 11:00 | 43836.4583 |  | 52.86%
2020-01-06 12:00 | 43836.5 |  | 52.81%
2020-01-06 13:00 | 43836.5417 |  | 52.73%
2020-01-06 14:00 | 43836.5833 |  | 53.2%
2020-01-06 15:00 | 43836.625 |  | 53.58%
2020-01-06 16:00 | 43836.6667 |  | 53.58%
2020-01-06 17:00 | 43836.7083 |  | 53.41%
2020-01-06 18:00 | 43836.75 |  | 53.17%
2020-01-06 19:00 | 43836.7917 |  | 52.79%
2020-01-06 20:00 | 43836.8333 |  | 52.18%
2020-01-06 21:00 | 43836.875 |  | 52.27%
2020-01-06 22:00 | 43836.9167 |  | 51.93%
2020-01-06 23:00 | 43836.9583 |  | 52.31%
2020-01-07 | 43837 |  | 51.38%
2020-01-07 01:00 | 43837.0417 |  | 50.73%
2020-01-07 02:00 | 43837.0833 |  | 50.36%
2020-01-07 03:00 | 43837.125 |  | 50.17%
2020-01-07 04:00 | 43837.1667 |  | 49.9%
2020-01-07 05:00 | 43837.2083 |  | 49.73%
2020-01-07 06:00 | 43837.25 |  | 50.97%
2020-01-07 07:00 | 43837.2917 |  | 52.99%
2020-01-07 08:00 | 43837.3333 |  | 53.56%
2020-01-07 09:00 | 43837.375 |  | 52.79%
2020-01-07 10:00 | 43837.4167 |  | 52.32%
2020-01-07 11:00 | 43837.4583 |  | 52.65%
2020-01-07 12:00 | 43837.5 |  | 52.6%
2020-01-07 13:00 | 43837.5417 |  | 52.52%
2020-01-07 14:00 | 43837.5833 |  | 52.99%
2020-01-07 15:00 | 43837.625 |  | 53.37%
2020-01-07 16:00 | 43837.6667 |  | 53.37%
2020-01-07 17:00 | 43837.7083 |  | 53.2%
2020-01-07 18:00 | 43837.75 |  | 52.96%
2020-01-07 19:00 | 43837.7917 |  | 52.58%
2020-01-07 20:00 | 43837.8333 |  | 51.98%
2020-01-07 21:00 | 43837.875 |  | 52.07%
2020-01-07 22:00 | 43837.9167 |  | 51.72%
2020-01-07 23:00 | 43837.9583 |  | 52.11%
2020-01-08 | 43838 |  | 51.41%
2020-01-08 01:00 | 43838.0417 |  | 50.76%
2020-01-08 02:00 | 43838.0833 |  | 50.39%
2020-01-08 03:00 | 43838.125 |  | 50.2%
2020-01-08 04:00 | 43838.1667 |  | 49.93%
2020-01-08 05:00 | 43838.2083 |  | 49.76%
2020-01-08 06:00 | 43838.25 |  | 51.01%
2020-01-08 07:00 | 43838.2917 |  | 53.02%
2020-01-08 08:00 | 43838.3333 |  | 53.59%
2020-01-08 09:00 | 43838.375 |  | 52.82%
2020-01-08 10:00 | 43838.4167 |  | 52.35%
2020-01-08 11:00 | 43838.4583 |  | 52.68%
2020-01-08 12:00 | 43838.5 |  | 52.64%
2020-01-08 13:00 | 43838.5417 |  | 52.56%
2020-01-08 14:00 | 43838.5833 |  | 53.02%
2020-01-08 15:00 | 43838.625 |  | 53.4%
2020-01-08 16:00 | 43838.6667 |  | 53.4%
2020-01-08 17:00 | 43838.7083 |  | 53.23%
2020-01-08 18:00 | 43838.75 |  | 52.99%
2020-01-08 19:00 | 43838.7917 |  | 52.61%
2020-01-08 20:00 | 43838.8333 |  | 52.01%
2020-01-08 21:00 | 43838.875 |  | 52.1%
2020-01-08 22:00 | 43838.9167 |  | 51.76%
2020-01-08 23:00 | 43838.9583 |  | 52.14%
2020-01-09 | 43839 |  | 51.67%
2020-01-09 01:00 | 43839.0417 |  | 51.01%
2020-01-09 02:00 | 43839.0833 |  | 50.64%
2020-01-09 03:00 | 43839.125 |  | 50.45%
2020-01-09 04:00 | 43839.1667 |  | 50.17%
2020-01-09 05:00 | 43839.2083 |  | 50.01%
2020-01-09 06:00 | 43839.25 |  | 51.26%
2020-01-09 07:00 | 43839.2917 |  | 53.28%
2020-01-09 08:00 | 43839.3333 |  | 53.86%
2020-01-09 09:00 | 43839.375 |  | 53.08%
2020-01-09 10:00 | 43839.4167 |  | 52.61%
2020-01-09 11:00 | 43839.4583 |  | 52.94%
2020-01-09 12:00 | 43839.5 |  | 52.9%
2020-01-09 13:00 | 43839.5417 |  | 52.81%
2020-01-09 14:00 | 43839.5833 |  | 53.28%
2020-01-09 15:00 | 43839.625 |  | 53.66%
2020-01-09 16:00 | 43839.6667 |  | 53.66%
2020-01-09 17:00 | 43839.7083 |  | 53.5%
2020-01-09 18:00 | 43839.75 |  | 53.25%
2020-01-09 19:00 | 43839.7917 |  | 52.87%
2020-01-09 20:00 | 43839.8333 |  | 52.27%
2020-01-09 21:00 | 43839.875 |  | 52.35%
2020-01-09 22:00 | 43839.9167 |  | 52.01%
2020-01-09 23:00 | 43839.9583 |  | 52.39%
2020-01-10 | 43840 |  | 51.89%
2020-01-10 01:00 | 43840.0417 |  | 51.23%
2020-01-10 02:00 | 43840.0833 |  | 50.85%
2020-01-10 03:00 | 43840.125 |  | 50.66%
2020-01-10 04:00 | 43840.1667 |  | 50.39%
2020-01-10 05:00 | 43840.2083 |  | 50.22%
2020-01-10 06:00 | 43840.25 |  | 51.47%
2020-01-10 07:00 | 43840.2917 |  | 53.51%
2020-01-10 08:00 | 43840.3333 |  | 54.09%
2020-01-10 09:00 | 43840.375 |  | 53.3%
2020-01-10 10:00 | 43840.4167 |  | 52.83%
2020-01-10 11:00 | 43840.4583 |  | 53.17%
2020-01-10 12:00 | 43840.5 |  | 53.12%
2020-01-10 13:00 | 43840.5417 |  | 53.04%
2020-01-10 14:00 | 43840.5833 |  | 53.51%
2020-01-10 15:00 | 43840.625 |  | 53.89%
2020-01-10 16:00 | 43840.6667 |  | 53.89%
2020-01-10 17:00 | 43840.7083 |  | 53.72%
2020-01-10 18:00 | 43840.75 |  | 53.48%
2020-01-10 19:00 | 43840.7917 |  | 53.1%
2020-01-10 20:00 | 43840.8333 |  | 52.49%
2020-01-10 21:00 | 43840.875 |  | 52.58%
2020-01-10 22:00 | 43840.9167 |  | 52.23%
2020-01-10 23:00 | 43840.9583 |  | 52.62%
2020-01-11 | 43841 |  | 50.58%
2020-01-11 01:00 | 43841.0417 |  | 50.08%
2020-01-11 02:00 | 43841.0833 |  | 49.97%
2020-01-11 03:00 | 43841.125 |  | 49.83%
2020-01-11 04:00 | 43841.1667 |  | 49.77%
2020-01-11 05:00 | 43841.2083 |  | 49.64%
2020-01-11 06:00 | 43841.25 |  | 50.06%
2020-01-11 07:00 | 43841.2917 |  | 50.73%
2020-01-11 08:00 | 43841.3333 |  | 51.92%
2020-01-11 09:00 | 43841.375 |  | 52.78%
2020-01-11 10:00 | 43841.4167 |  | 53.51%
2020-01-11 11:00 | 43841.4583 |  | 53.74%
2020-01-11 12:00 | 43841.5 |  | 53.76%
2020-01-11 13:00 | 43841.5417 |  | 53.29%
2020-01-11 14:00 | 43841.5833 |  | 53.27%
2020-01-11 15:00 | 43841.625 |  | 53.25%
2020-01-11 16:00 | 43841.6667 |  | 53.15%
2020-01-11 17:00 | 43841.7083 |  | 53.02%
2020-01-11 18:00 | 43841.75 |  | 52.51%
2020-01-11 19:00 | 43841.7917 |  | 51.81%
2020-01-11 20:00 | 43841.8333 |  | 51.2%
2020-01-11 21:00 | 43841.875 |  | 51.42%
2020-01-11 22:00 | 43841.9167 |  | 51.29%
2020-01-11 23:00 | 43841.9583 |  | 51.61%
2020-01-12 | 43842 |  | 51.07%
2020-01-12 01:00 | 43842.0417 |  | 50.56%
2020-01-12 02:00 | 43842.0833 |  | 50.46%
2020-01-12 03:00 | 43842.125 |  | 50.31%
2020-01-12 04:00 | 43842.1667 |  | 50.25%
2020-01-12 05:00 | 43842.2083 |  | 50.12%
2020-01-12 06:00 | 43842.25 |  | 50.54%
2020-01-12 07:00 | 43842.2917 |  | 51.22%
2020-01-12 08:00 | 43842.3333 |  | 52.42%
2020-01-12 09:00 | 43842.375 |  | 53.29%
2020-01-12 10:00 | 43842.4167 |  | 54.03%
2020-01-12 11:00 | 43842.4583 |  | 54.25%
2020-01-12 12:00 | 43842.5 |  | 54.28%
2020-01-12 13:00 | 43842.5417 |  | 53.81%
2020-01-12 14:00 | 43842.5833 |  | 53.79%
2020-01-12 15:00 | 43842.625 |  | 53.77%
2020-01-12 16:00 | 43842.6667 |  | 53.66%
2020-01-12 17:00 | 43842.7083 |  | 53.53%
2020-01-12 18:00 | 43842.75 |  | 53.01%
2020-01-12 19:00 | 43842.7917 |  | 52.31%
2020-01-12 20:00 | 43842.8333 |  | 51.69%
2020-01-12 21:00 | 43842.875 |  | 51.91%
2020-01-12 22:00 | 43842.9167 |  | 51.79%
2020-01-12 23:00 | 43842.9583 |  | 52.11%
2020-01-13 | 43843 |  | 51.77%
2020-01-13 01:00 | 43843.0417 |  | 51.12%
2020-01-13 02:00 | 43843.0833 |  | 50.74%
2020-01-13 03:00 | 43843.125 |  | 50.55%
2020-01-13 04:00 | 43843.1667 |  | 50.28%
2020-01-13 05:00 | 43843.2083 |  | 50.11%
2020-01-13 06:00 | 43843.25 |  | 51.36%
2020-01-13 07:00 | 43843.2917 |  | 53.39%
2020-01-13 08:00 | 43843.3333 |  | 53.97%
2020-01-13 09:00 | 43843.375 |  | 53.19%
2020-01-13 10:00 | 43843.4167 |  | 52.72%
2020-01-13 11:00 | 43843.4583 |  | 53.05%
2020-01-13 12:00 | 43843.5 |  | 53.01%
2020-01-13 13:00 | 43843.5417 |  | 52.93%
2020-01-13 14:00 | 43843.5833 |  | 53.39%
2020-01-13 15:00 | 43843.625 |  | 53.78%
2020-01-13 16:00 | 43843.6667 |  | 53.77%
2020-01-13 17:00 | 43843.7083 |  | 53.61%
2020-01-13 18:00 | 43843.75 |  | 53.37%
2020-01-13 19:00 | 43843.7917 |  | 52.98%
2020-01-13 20:00 | 43843.8333 |  | 52.38%
2020-01-13 21:00 | 43843.875 |  | 52.46%
2020-01-13 22:00 | 43843.9167 |  | 52.12%
2020-01-13 23:00 | 43843.9583 |  | 52.5%
2020-01-14 | 43844 |  | 51.49%
2020-01-14 01:00 | 43844.0417 |  | 50.83%
2020-01-14 02:00 | 43844.0833 |  | 50.46%
2020-01-14 03:00 | 43844.125 |  | 50.27%
2020-01-14 04:00 | 43844.1667 |  | 50%
2020-01-14 05:00 | 43844.2083 |  | 49.83%
2020-01-14 06:00 | 43844.25 |  | 51.08%
2020-01-14 07:00 | 43844.2917 |  | 53.09%
2020-01-14 08:00 | 43844.3333 |  | 53.67%
2020-01-14 09:00 | 43844.375 |  | 52.89%
2020-01-14 10:00 | 43844.4167 |  | 52.42%
2020-01-14 11:00 | 43844.4583 |  | 52.76%
2020-01-14 12:00 | 43844.5 |  | 52.71%
2020-01-14 13:00 | 43844.5417 |  | 52.63%
2020-01-14 14:00 | 43844.5833 |  | 53.1%
2020-01-14 15:00 | 43844.625 |  | 53.48%
2020-01-14 16:00 | 43844.6667 |  | 53.47%
2020-01-14 17:00 | 43844.7083 |  | 53.31%
2020-01-14 18:00 | 43844.75 |  | 53.07%
2020-01-14 19:00 | 43844.7917 |  | 52.69%
2020-01-14 20:00 | 43844.8333 |  | 52.08%
2020-01-14 21:00 | 43844.875 |  | 52.17%
2020-01-14 22:00 | 43844.9167 |  | 51.83%
2020-01-14 23:00 | 43844.9583 |  | 52.21%
2020-01-15 | 43845 |  | 51.39%
2020-01-15 01:00 | 43845.0417 |  | 50.74%
2020-01-15 02:00 | 43845.0833 |  | 50.37%
2020-01-15 03:00 | 43845.125 |  | 50.18%
2020-01-15 04:00 | 43845.1667 |  | 49.91%
2020-01-15 05:00 | 43845.2083 |  | 49.74%
2020-01-15 06:00 | 43845.25 |  | 50.98%
2020-01-15 07:00 | 43845.2917 |  | 53%
2020-01-15 08:00 | 43845.3333 |  | 53.57%
2020-01-15 09:00 | 43845.375 |  | 52.8%
2020-01-15 10:00 | 43845.4167 |  | 52.33%
2020-01-15 11:00 | 43845.4583 |  | 52.66%
2020-01-15 12:00 | 43845.5 |  | 52.62%
2020-01-15 13:00 | 43845.5417 |  | 52.54%
2020-01-15 14:00 | 43845.5833 |  | 53%
2020-01-15 15:00 | 43845.625 |  | 53.38%
2020-01-15 16:00 | 43845.6667 |  | 53.38%
2020-01-15 17:00 | 43845.7083 |  | 53.21%
2020-01-15 18:00 | 43845.75 |  | 52.97%
2020-01-15 19:00 | 43845.7917 |  | 52.59%
2020-01-15 20:00 | 43845.8333 |  | 51.99%
2020-01-15 21:00 | 43845.875 |  | 52.08%
2020-01-15 22:00 | 43845.9167 |  | 51.74%
2020-01-15 23:00 | 43845.9583 |  | 52.12%
2020-01-16 | 43846 |  | 51.43%
2020-01-16 01:00 | 43846.0417 |  | 50.78%
2020-01-16 02:00 | 43846.0833 |  | 50.41%
2020-01-16 03:00 | 43846.125 |  | 50.22%
2020-01-16 04:00 | 43846.1667 |  | 49.95%
2020-01-16 05:00 | 43846.2083 |  | 49.78%
2020-01-16 06:00 | 43846.25 |  | 51.02%
2020-01-16 07:00 | 43846.2917 |  | 53.04%
2020-01-16 08:00 | 43846.3333 |  | 53.61%
2020-01-16 09:00 | 43846.375 |  | 52.84%
2020-01-16 10:00 | 43846.4167 |  | 52.37%
2020-01-16 11:00 | 43846.4583 |  | 52.7%
2020-01-16 12:00 | 43846.5 |  | 52.66%
2020-01-16 13:00 | 43846.5417 |  | 52.58%
2020-01-16 14:00 | 43846.5833 |  | 53.04%
2020-01-16 15:00 | 43846.625 |  | 53.42%
2020-01-16 16:00 | 43846.6667 |  | 53.42%
2020-01-16 17:00 | 43846.7083 |  | 53.25%
2020-01-16 18:00 | 43846.75 |  | 53.01%
2020-01-16 19:00 | 43846.7917 |  | 52.63%
2020-01-16 20:00 | 43846.8333 |  | 52.03%
2020-01-16 21:00 | 43846.875 |  | 52.12%
2020-01-16 22:00 | 43846.9167 |  | 51.77%
2020-01-16 23:00 | 43846.9583 |  | 52.16%
2020-01-17 | 43847 |  | 50.86%
2020-01-17 01:00 | 43847.0417 |  | 50.21%
2020-01-17 02:00 | 43847.0833 |  | 49.84%
2020-01-17 03:00 | 43847.125 |  | 49.66%
2020-01-17 04:00 | 43847.1667 |  | 49.39%
2020-01-17 05:00 | 43847.2083 |  | 49.22%
2020-01-17 06:00 | 43847.25 |  | 50.45%
2020-01-17 07:00 | 43847.2917 |  | 52.44%
2020-01-17 08:00 | 43847.3333 |  | 53.01%
2020-01-17 09:00 | 43847.375 |  | 52.25%
2020-01-17 10:00 | 43847.4167 |  | 51.78%
2020-01-17 11:00 | 43847.4583 |  | 52.11%
2020-01-17 12:00 | 43847.5 |  | 52.07%
2020-01-17 13:00 | 43847.5417 |  | 51.99%
2020-01-17 14:00 | 43847.5833 |  | 52.45%
2020-01-17 15:00 | 43847.625 |  | 52.82%
2020-01-17 16:00 | 43847.6667 |  | 52.82%
2020-01-17 17:00 | 43847.7083 |  | 52.66%
2020-01-17 18:00 | 43847.75 |  | 52.42%
2020-01-17 19:00 | 43847.7917 |  | 52.04%
2020-01-17 20:00 | 43847.8333 |  | 51.45%
2020-01-17 21:00 | 43847.875 |  | 51.53%
2020-01-17 22:00 | 43847.9167 |  | 51.2%
2020-01-17 23:00 | 43847.9583 |  | 51.57%
2020-01-18 | 43848 |  | 50.17%
2020-01-18 01:00 | 43848.0417 |  | 49.67%
2020-01-18 02:00 | 43848.0833 |  | 49.57%
2020-01-18 03:00 | 43848.125 |  | 49.43%
2020-01-18 04:00 | 43848.1667 |  | 49.37%
2020-01-18 05:00 | 43848.2083 |  | 49.24%
2020-01-18 06:00 | 43848.25 |  | 49.65%
2020-01-18 07:00 | 43848.2917 |  | 50.32%
2020-01-18 08:00 | 43848.3333 |  | 51.5%
2020-01-18 09:00 | 43848.375 |  | 52.35%
2020-01-18 10:00 | 43848.4167 |  | 53.08%
2020-01-18 11:00 | 43848.4583 |  | 53.3%
2020-01-18 12:00 | 43848.5 |  | 53.32%
2020-01-18 13:00 | 43848.5417 |  | 52.86%
2020-01-18 14:00 | 43848.5833 |  | 52.84%
2020-01-18 15:00 | 43848.625 |  | 52.82%
2020-01-18 16:00 | 43848.6667 |  | 52.72%
2020-01-18 17:00 | 43848.7083 |  | 52.59%
2020-01-18 18:00 | 43848.75 |  | 52.08%
2020-01-18 19:00 | 43848.7917 |  | 51.39%
2020-01-18 20:00 | 43848.8333 |  | 50.78%
2020-01-18 21:00 | 43848.875 |  | 51%
2020-01-18 22:00 | 43848.9167 |  | 50.88%
2020-01-18 23:00 | 43848.9583 |  | 51.19%
2020-01-19 | 43849 |  | 50.35%
2020-01-19 01:00 | 43849.0417 |  | 49.85%
2020-01-19 02:00 | 43849.0833 |  | 49.75%
2020-01-19 03:00 | 43849.125 |  | 49.61%
2020-01-19 04:00 | 43849.1667 |  | 49.55%
2020-01-19 05:00 | 43849.2083 |  | 49.42%
2020-01-19 06:00 | 43849.25 |  | 49.83%
2020-01-19 07:00 | 43849.2917 |  | 50.5%
2020-01-19 08:00 | 43849.3333 |  | 51.69%
2020-01-19 09:00 | 43849.375 |  | 52.54%
2020-01-19 10:00 | 43849.4167 |  | 53.27%
2020-01-19 11:00 | 43849.4583 |  | 53.5%
2020-01-19 12:00 | 43849.5 |  | 53.52%
2020-01-19 13:00 | 43849.5417 |  | 53.05%
2020-01-19 14:00 | 43849.5833 |  | 53.03%
2020-01-19 15:00 | 43849.625 |  | 53.01%
2020-01-19 16:00 | 43849.6667 |  | 52.91%
2020-01-19 17:00 | 43849.7083 |  | 52.78%
2020-01-19 18:00 | 43849.75 |  | 52.27%
2020-01-19 19:00 | 43849.7917 |  | 51.58%
2020-01-19 20:00 | 43849.8333 |  | 50.97%
2020-01-19 21:00 | 43849.875 |  | 51.19%
2020-01-19 22:00 | 43849.9167 |  | 51.06%
2020-01-19 23:00 | 43849.9583 |  | 51.38%
2020-01-20 | 43850 |  | 51.11%
2020-01-20 01:00 | 43850.0417 |  | 50.46%
2020-01-20 02:00 | 43850.0833 |  | 50.09%
2020-01-20 03:00 | 43850.125 |  | 49.91%
2020-01-20 04:00 | 43850.1667 |  | 49.64%
2020-01-20 05:00 | 43850.2083 |  | 49.47%
2020-01-20 06:00 | 43850.25 |  | 50.71%
2020-01-20 07:00 | 43850.2917 |  | 52.71%
2020-01-20 08:00 | 43850.3333 |  | 53.28%
2020-01-20 09:00 | 43850.375 |  | 52.51%
2020-01-20 10:00 | 43850.4167 |  | 52.04%
2020-01-20 11:00 | 43850.4583 |  | 52.38%
2020-01-20 12:00 | 43850.5 |  | 52.33%
2020-01-20 13:00 | 43850.5417 |  | 52.25%
2020-01-20 14:00 | 43850.5833 |  | 52.71%
2020-01-20 15:00 | 43850.625 |  | 53.09%
2020-01-20 16:00 | 43850.6667 |  | 53.09%
2020-01-20 17:00 | 43850.7083 |  | 52.92%
2020-01-20 18:00 | 43850.75 |  | 52.68%
2020-01-20 19:00 | 43850.7917 |  | 52.31%
2020-01-20 20:00 | 43850.8333 |  | 51.71%
2020-01-20 21:00 | 43850.875 |  | 51.79%
2020-01-20 22:00 | 43850.9167 |  | 51.45%
2020-01-20 23:00 | 43850.9583 |  | 51.83%
2020-01-21 | 43851 |  | 51.77%
2020-01-21 01:00 | 43851.0417 |  | 51.12%
2020-01-21 02:00 | 43851.0833 |  | 50.74%
2020-01-21 03:00 | 43851.125 |  | 50.55%
2020-01-21 04:00 | 43851.1667 |  | 50.28%
2020-01-21 05:00 | 43851.2083 |  | 50.11%
2020-01-21 06:00 | 43851.25 |  | 51.36%
2020-01-21 07:00 | 43851.2917 |  | 53.39%
2020-01-21 08:00 | 43851.3333 |  | 53.97%
2020-01-21 09:00 | 43851.375 |  | 53.19%
2020-01-21 10:00 | 43851.4167 |  | 52.72%
2020-01-21 11:00 | 43851.4583 |  | 53.05%
2020-01-21 12:00 | 43851.5 |  | 53.01%
2020-01-21 13:00 | 43851.5417 |  | 52.93%
2020-01-21 14:00 | 43851.5833 |  | 53.39%
2020-01-21 15:00 | 43851.625 |  | 53.78%
2020-01-21 16:00 | 43851.6667 |  | 53.77%
2020-01-21 17:00 | 43851.7083 |  | 53.61%
2020-01-21 18:00 | 43851.75 |  | 53.37%
2020-01-21 19:00 | 43851.7917 |  | 52.98%
2020-01-21 20:00 | 43851.8333 |  | 52.38%
2020-01-21 21:00 | 43851.875 |  | 52.46%
2020-01-21 22:00 | 43851.9167 |  | 52.12%
2020-01-21 23:00 | 43851.9583 |  | 52.5%
2020-01-22 | 43852 |  | 52.15%
2020-01-22 01:00 | 43852.0417 |  | 51.49%
2020-01-22 02:00 | 43852.0833 |  | 51.11%
2020-01-22 03:00 | 43852.125 |  | 50.92%
2020-01-22 04:00 | 43852.1667 |  | 50.65%
2020-01-22 05:00 | 43852.2083 |  | 50.48%
2020-01-22 06:00 | 43852.25 |  | 51.74%
2020-01-22 07:00 | 43852.2917 |  | 53.78%
2020-01-22 08:00 | 43852.3333 |  | 54.37%
2020-01-22 09:00 | 43852.375 |  | 53.58%
2020-01-22 10:00 | 43852.4167 |  | 53.1%
2020-01-22 11:00 | 43852.4583 |  | 53.44%
2020-01-22 12:00 | 43852.5 |  | 53.39%
2020-01-22 13:00 | 43852.5417 |  | 53.31%
2020-01-22 14:00 | 43852.5833 |  | 53.78%
2020-01-22 15:00 | 43852.625 |  | 54.17%
2020-01-22 16:00 | 43852.6667 |  | 54.17%
2020-01-22 17:00 | 43852.7083 |  | 54%
2020-01-22 18:00 | 43852.75 |  | 53.76%
2020-01-22 19:00 | 43852.7917 |  | 53.37%
2020-01-22 20:00 | 43852.8333 |  | 52.76%
2020-01-22 21:00 | 43852.875 |  | 52.85%
2020-01-22 22:00 | 43852.9167 |  | 52.5%
2020-01-22 23:00 | 43852.9583 |  | 52.89%
2020-01-23 | 43853 |  | 52.24%
2020-01-23 01:00 | 43853.0417 |  | 51.58%
2020-01-23 02:00 | 43853.0833 |  | 51.2%
2020-01-23 03:00 | 43853.125 |  | 51.01%
2020-01-23 04:00 | 43853.1667 |  | 50.73%
2020-01-23 05:00 | 43853.2083 |  | 50.56%
2020-01-23 06:00 | 43853.25 |  | 51.83%
2020-01-23 07:00 | 43853.2917 |  | 53.87%
2020-01-23 08:00 | 43853.3333 |  | 54.46%
2020-01-23 09:00 | 43853.375 |  | 53.67%
2020-01-23 10:00 | 43853.4167 |  | 53.19%
2020-01-23 11:00 | 43853.4583 |  | 53.53%
2020-01-23 12:00 | 43853.5 |  | 53.48%
2020-01-23 13:00 | 43853.5417 |  | 53.4%
2020-01-23 14:00 | 43853.5833 |  | 53.87%
2020-01-23 15:00 | 43853.625 |  | 54.26%
2020-01-23 16:00 | 43853.6667 |  | 54.26%
2020-01-23 17:00 | 43853.7083 |  | 54.09%
2020-01-23 18:00 | 43853.75 |  | 53.85%
2020-01-23 19:00 | 43853.7917 |  | 53.46%
2020-01-23 20:00 | 43853.8333 |  | 52.85%
2020-01-23 21:00 | 43853.875 |  | 52.94%
2020-01-23 22:00 | 43853.9167 |  | 52.59%
2020-01-23 23:00 | 43853.9583 |  | 52.98%
2020-01-24 | 43854 |  | 52.15%
2020-01-24 01:00 | 43854.0417 |  | 51.48%
2020-01-24 02:00 | 43854.0833 |  | 51.11%
2020-01-24 03:00 | 43854.125 |  | 50.91%
2020-01-24 04:00 | 43854.1667 |  | 50.64%
2020-01-24 05:00 | 43854.2083 |  | 50.47%
2020-01-24 06:00 | 43854.25 |  | 51.73%
2020-01-24 07:00 | 43854.2917 |  | 53.77%
2020-01-24 08:00 | 43854.3333 |  | 54.36%
2020-01-24 09:00 | 43854.375 |  | 53.57%
2020-01-24 10:00 | 43854.4167 |  | 53.09%
2020-01-24 11:00 | 43854.4583 |  | 53.43%
2020-01-24 12:00 | 43854.5 |  | 53.39%
2020-01-24 13:00 | 43854.5417 |  | 53.31%
2020-01-24 14:00 | 43854.5833 |  | 53.78%
2020-01-24 15:00 | 43854.625 |  | 54.16%
2020-01-24 16:00 | 43854.6667 |  | 54.16%
2020-01-24 17:00 | 43854.7083 |  | 53.99%
2020-01-24 18:00 | 43854.75 |  | 53.75%
2020-01-24 19:00 | 43854.7917 |  | 53.36%
2020-01-24 20:00 | 43854.8333 |  | 52.75%
2020-01-24 21:00 | 43854.875 |  | 52.84%
2020-01-24 22:00 | 43854.9167 |  | 52.49%
2020-01-24 23:00 | 43854.9583 |  | 52.88%
2020-01-25 | 43855 |  | 51.52%
2020-01-25 01:00 | 43855.0417 |  | 51.01%
2020-01-25 02:00 | 43855.0833 |  | 50.9%
2020-01-25 03:00 | 43855.125 |  | 50.76%
2020-01-25 04:00 | 43855.1667 |  | 50.7%
2020-01-25 05:00 | 43855.2083 |  | 50.56%
2020-01-25 06:00 | 43855.25 |  | 50.98%
2020-01-25 07:00 | 43855.2917 |  | 51.67%
2020-01-25 08:00 | 43855.3333 |  | 52.89%
2020-01-25 09:00 | 43855.375 |  | 53.76%
2020-01-25 10:00 | 43855.4167 |  | 54.51%
2020-01-25 11:00 | 43855.4583 |  | 54.73%
2020-01-25 12:00 | 43855.5 |  | 54.76%
2020-01-25 13:00 | 43855.5417 |  | 54.28%
2020-01-25 14:00 | 43855.5833 |  | 54.26%
2020-01-25 15:00 | 43855.625 |  | 54.24%
2020-01-25 16:00 | 43855.6667 |  | 54.14%
2020-01-25 17:00 | 43855.7083 |  | 54.01%
2020-01-25 18:00 | 43855.75 |  | 53.48%
2020-01-25 19:00 | 43855.7917 |  | 52.77%
2020-01-25 20:00 | 43855.8333 |  | 52.14%
2020-01-25 21:00 | 43855.875 |  | 52.37%
2020-01-25 22:00 | 43855.9167 |  | 52.24%
2020-01-25 23:00 | 43855.9583 |  | 52.57%
2020-01-26 | 43856 |  | 50.87%
2020-01-26 01:00 | 43856.0417 |  | 50.36%
2020-01-26 02:00 | 43856.0833 |  | 50.26%
2020-01-26 03:00 | 43856.125 |  | 50.12%
2020-01-26 04:00 | 43856.1667 |  | 50.06%
2020-01-26 05:00 | 43856.2083 |  | 49.92%
2020-01-26 06:00 | 43856.25 |  | 50.34%
2020-01-26 07:00 | 43856.2917 |  | 51.02%
2020-01-26 08:00 | 43856.3333 |  | 52.22%
2020-01-26 09:00 | 43856.375 |  | 53.08%
2020-01-26 10:00 | 43856.4167 |  | 53.82%
2020-01-26 11:00 | 43856.4583 |  | 54.04%
2020-01-26 12:00 | 43856.5 |  | 54.07%
2020-01-26 13:00 | 43856.5417 |  | 53.6%
2020-01-26 14:00 | 43856.5833 |  | 53.58%
2020-01-26 15:00 | 43856.625 |  | 53.56%
2020-01-26 16:00 | 43856.6667 |  | 53.46%
2020-01-26 17:00 | 43856.7083 |  | 53.32%
2020-01-26 18:00 | 43856.75 |  | 52.81%
2020-01-26 19:00 | 43856.7917 |  | 52.11%
2020-01-26 20:00 | 43856.8333 |  | 51.49%
2020-01-26 21:00 | 43856.875 |  | 51.71%
2020-01-26 22:00 | 43856.9167 |  | 51.58%
2020-01-26 23:00 | 43856.9583 |  | 51.9%
2020-01-27 | 43857 |  | 51.46%
2020-01-27 01:00 | 43857.0417 |  | 50.81%
2020-01-27 02:00 | 43857.0833 |  | 50.43%
2020-01-27 03:00 | 43857.125 |  | 50.24%
2020-01-27 04:00 | 43857.1667 |  | 49.97%
2020-01-27 05:00 | 43857.2083 |  | 49.81%
2020-01-27 06:00 | 43857.25 |  | 51.05%
2020-01-27 07:00 | 43857.2917 |  | 53.07%
2020-01-27 08:00 | 43857.3333 |  | 53.64%
2020-01-27 09:00 | 43857.375 |  | 52.87%
2020-01-27 10:00 | 43857.4167 |  | 52.4%
2020-01-27 11:00 | 43857.4583 |  | 52.73%
2020-01-27 12:00 | 43857.5 |  | 52.68%
2020-01-27 13:00 | 43857.5417 |  | 52.6%
2020-01-27 14:00 | 43857.5833 |  | 53.07%
2020-01-27 15:00 | 43857.625 |  | 53.45%
2020-01-27 16:00 | 43857.6667 |  | 53.45%
2020-01-27 17:00 | 43857.7083 |  | 53.28%
2020-01-27 18:00 | 43857.75 |  | 53.04%
2020-01-27 19:00 | 43857.7917 |  | 52.66%
2020-01-27 20:00 | 43857.8333 |  | 52.06%
2020-01-27 21:00 | 43857.875 |  | 52.14%
2020-01-27 22:00 | 43857.9167 |  | 51.8%
2020-01-27 23:00 | 43857.9583 |  | 52.18%
2020-01-28 | 43858 |  | 51.92%
2020-01-28 01:00 | 43858.0417 |  | 51.26%
2020-01-28 02:00 | 43858.0833 |  | 50.89%
2020-01-28 03:00 | 43858.125 |  | 50.7%
2020-01-28 04:00 | 43858.1667 |  | 50.42%
2020-01-28 05:00 | 43858.2083 |  | 50.25%
2020-01-28 06:00 | 43858.25 |  | 51.51%
2020-01-28 07:00 | 43858.2917 |  | 53.54%
2020-01-28 08:00 | 43858.3333 |  | 54.12%
2020-01-28 09:00 | 43858.375 |  | 53.34%
2020-01-28 10:00 | 43858.4167 |  | 52.87%
2020-01-28 11:00 | 43858.4583 |  | 53.2%
2020-01-28 12:00 | 43858.5 |  | 53.16%
2020-01-28 13:00 | 43858.5417 |  | 53.08%
2020-01-28 14:00 | 43858.5833 |  | 53.54%
2020-01-28 15:00 | 43858.625 |  | 53.93%
2020-01-28 16:00 | 43858.6667 |  | 53.93%
2020-01-28 17:00 | 43858.7083 |  | 53.76%
2020-01-28 18:00 | 43858.75 |  | 53.52%
2020-01-28 19:00 | 43858.7917 |  | 53.13%
2020-01-28 20:00 | 43858.8333 |  | 52.52%
2020-01-28 21:00 | 43858.875 |  | 52.61%
2020-01-28 22:00 | 43858.9167 |  | 52.27%
2020-01-28 23:00 | 43858.9583 |  | 52.65%
2020-01-29 | 43859 |  | 52.14%
2020-01-29 01:00 | 43859.0417 |  | 51.48%
2020-01-29 02:00 | 43859.0833 |  | 51.1%
2020-01-29 03:00 | 43859.125 |  | 50.91%
2020-01-29 04:00 | 43859.1667 |  | 50.63%
2020-01-29 05:00 | 43859.2083 |  | 50.47%
2020-01-29 06:00 | 43859.25 |  | 51.73%
2020-01-29 07:00 | 43859.2917 |  | 53.77%
2020-01-29 08:00 | 43859.3333 |  | 54.35%
2020-01-29 09:00 | 43859.375 |  | 53.57%
2020-01-29 10:00 | 43859.4167 |  | 53.09%
2020-01-29 11:00 | 43859.4583 |  | 53.43%
2020-01-29 12:00 | 43859.5 |  | 53.38%
2020-01-29 13:00 | 43859.5417 |  | 53.3%
2020-01-29 14:00 | 43859.5833 |  | 53.77%
2020-01-29 15:00 | 43859.625 |  | 54.16%
2020-01-29 16:00 | 43859.6667 |  | 54.15%
2020-01-29 17:00 | 43859.7083 |  | 53.99%
2020-01-29 18:00 | 43859.75 |  | 53.74%
2020-01-29 19:00 | 43859.7917 |  | 53.36%
2020-01-29 20:00 | 43859.8333 |  | 52.74%
2020-01-29 21:00 | 43859.875 |  | 52.83%
2020-01-29 22:00 | 43859.9167 |  | 52.49%
2020-01-29 23:00 | 43859.9583 |  | 52.87%
2020-01-30 | 43860 |  | 50.76%
2020-01-30 01:00 | 43860.0417 |  | 50.06%
2020-01-30 02:00 | 43860.0833 |  | 49.57%
2020-01-30 03:00 | 43860.125 |  | 49.6%
2020-01-30 04:00 | 43860.1667 |  | 49.25%
2020-01-30 05:00 | 43860.2083 |  | 49.67%
2020-01-30 06:00 | 43860.25 |  | 52.65%
2020-01-30 07:00 | 43860.2917 |  | 56.36%
2020-01-30 08:00 | 43860.3333 |  | 57.12%
2020-01-30 09:00 | 43860.375 |  | 56.3%
2020-01-30 10:00 | 43860.4167 |  | 56.24%
2020-01-30 11:00 | 43860.4583 |  | 56.54%
2020-01-30 12:00 | 43860.5 |  | 56.59%
2020-01-30 13:00 | 43860.5417 |  | 56.69%
2020-01-30 14:00 | 43860.5833 |  | 56.96%
2020-01-30 15:00 | 43860.625 |  | 57.07%
2020-01-30 16:00 | 43860.6667 |  | 57.05%
2020-01-30 17:00 | 43860.7083 |  | 56.74%
2020-01-30 18:00 | 43860.75 |  | 55.7%
2020-01-30 19:00 | 43860.7917 |  | 55.59%
2020-01-30 20:00 | 43860.8333 |  | 53.86%
2020-01-30 21:00 | 43860.875 |  | 53.67%
2020-01-30 22:00 | 43860.9167 |  | 52.66%
2020-01-30 23:00 | 43860.9583 |  | 53.2%
2020-01-31 | 43861 |  | 50.75%
2020-01-31 01:00 | 43861.0417 |  | 50.04%
2020-01-31 02:00 | 43861.0833 |  | 49.55%
2020-01-31 03:00 | 43861.125 |  | 49.58%
2020-01-31 04:00 | 43861.1667 |  | 49.23%
2020-01-31 05:00 | 43861.2083 |  | 49.65%
2020-01-31 06:00 | 43861.25 |  | 52.64%
2020-01-31 07:00 | 43861.2917 |  | 56.34%
2020-01-31 08:00 | 43861.3333 |  | 57.1%
2020-01-31 09:00 | 43861.375 |  | 56.28%
2020-01-31 10:00 | 43861.4167 |  | 56.22%
2020-01-31 11:00 | 43861.4583 |  | 56.52%
2020-01-31 12:00 | 43861.5 |  | 56.58%
2020-01-31 13:00 | 43861.5417 |  | 56.67%
2020-01-31 14:00 | 43861.5833 |  | 56.95%
2020-01-31 15:00 | 43861.625 |  | 57.05%
2020-01-31 16:00 | 43861.6667 |  | 57.03%
2020-01-31 17:00 | 43861.7083 |  | 56.72%
2020-01-31 18:00 | 43861.75 |  | 55.68%
2020-01-31 19:00 | 43861.7917 |  | 55.57%
2020-01-31 20:00 | 43861.8333 |  | 53.85%
2020-01-31 21:00 | 43861.875 |  | 53.65%
2020-01-31 22:00 | 43861.9167 |  | 52.65%
2020-01-31 23:00 | 43861.9583 |  | 53.18%
2020-02-01 | 43862 |  | 49.47%
2020-02-01 01:00 | 43862.0417 |  | 49.18%
2020-02-01 02:00 | 43862.0833 |  | 48.73%
2020-02-01 03:00 | 43862.125 |  | 48.37%
2020-02-01 04:00 | 43862.1667 |  | 48.12%
2020-02-01 05:00 | 43862.2083 |  | 48.38%
2020-02-01 06:00 | 43862.25 |  | 49.05%
2020-02-01 07:00 | 43862.2917 |  | 50.92%
2020-02-01 08:00 | 43862.3333 |  | 53.16%
2020-02-01 09:00 | 43862.375 |  | 54.6%
2020-02-01 10:00 | 43862.4167 |  | 55.14%
2020-02-01 11:00 | 43862.4583 |  | 55.66%
2020-02-01 12:00 | 43862.5 |  | 55.71%
2020-02-01 13:00 | 43862.5417 |  | 55.61%
2020-02-01 14:00 | 43862.5833 |  | 54.96%
2020-02-01 15:00 | 43862.625 |  | 54.5%
2020-02-01 16:00 | 43862.6667 |  | 53.92%
2020-02-01 17:00 | 43862.7083 |  | 53.86%
2020-02-01 18:00 | 43862.75 |  | 52.68%
2020-02-01 19:00 | 43862.7917 |  | 52.51%
2020-02-01 20:00 | 43862.8333 |  | 50.79%
2020-02-01 21:00 | 43862.875 |  | 49.79%
2020-02-01 22:00 | 43862.9167 |  | 49.02%
2020-02-01 23:00 | 43862.9583 |  | 49.57%
2020-02-02 | 43863 |  | 48.92%
2020-02-02 01:00 | 43863.0417 |  | 48.63%
2020-02-02 02:00 | 43863.0833 |  | 48.19%
2020-02-02 03:00 | 43863.125 |  | 47.83%
2020-02-02 04:00 | 43863.1667 |  | 47.59%
2020-02-02 05:00 | 43863.2083 |  | 47.85%
2020-02-02 06:00 | 43863.25 |  | 48.51%
2020-02-02 07:00 | 43863.2917 |  | 50.36%
2020-02-02 08:00 | 43863.3333 |  | 52.57%
2020-02-02 09:00 | 43863.375 |  | 54%
2020-02-02 10:00 | 43863.4167 |  | 54.53%
2020-02-02 11:00 | 43863.4583 |  | 55.05%
2020-02-02 12:00 | 43863.5 |  | 55.1%
2020-02-02 13:00 | 43863.5417 |  | 54.99%
2020-02-02 14:00 | 43863.5833 |  | 54.35%
2020-02-02 15:00 | 43863.625 |  | 53.9%
2020-02-02 16:00 | 43863.6667 |  | 53.32%
2020-02-02 17:00 | 43863.7083 |  | 53.27%
2020-02-02 18:00 | 43863.75 |  | 52.1%
2020-02-02 19:00 | 43863.7917 |  | 51.93%
2020-02-02 20:00 | 43863.8333 |  | 50.23%
2020-02-02 21:00 | 43863.875 |  | 49.23%
2020-02-02 22:00 | 43863.9167 |  | 48.48%
2020-02-02 23:00 | 43863.9583 |  | 49.02%
2020-02-03 | 43864 |  | 49.35%
2020-02-03 01:00 | 43864.0417 |  | 48.66%
2020-02-03 02:00 | 43864.0833 |  | 48.18%
2020-02-03 03:00 | 43864.125 |  | 48.21%
2020-02-03 04:00 | 43864.1667 |  | 47.87%
2020-02-03 05:00 | 43864.2083 |  | 48.28%
2020-02-03 06:00 | 43864.25 |  | 51.19%
2020-02-03 07:00 | 43864.2917 |  | 54.79%
2020-02-03 08:00 | 43864.3333 |  | 55.52%
2020-02-03 09:00 | 43864.375 |  | 54.73%
2020-02-03 10:00 | 43864.4167 |  | 54.67%
2020-02-03 11:00 | 43864.4583 |  | 54.96%
2020-02-03 12:00 | 43864.5 |  | 55.02%
2020-02-03 13:00 | 43864.5417 |  | 55.11%
2020-02-03 14:00 | 43864.5833 |  | 55.37%
2020-02-03 15:00 | 43864.625 |  | 55.48%
2020-02-03 16:00 | 43864.6667 |  | 55.46%
2020-02-03 17:00 | 43864.7083 |  | 55.15%
2020-02-03 18:00 | 43864.75 |  | 54.15%
2020-02-03 19:00 | 43864.7917 |  | 54.04%
2020-02-03 20:00 | 43864.8333 |  | 52.36%
2020-02-03 21:00 | 43864.875 |  | 52.17%
2020-02-03 22:00 | 43864.9167 |  | 51.2%
2020-02-03 23:00 | 43864.9583 |  | 51.71%
2020-02-04 | 43865 |  | 49.27%
2020-02-04 01:00 | 43865.0417 |  | 48.58%
2020-02-04 02:00 | 43865.0833 |  | 48.1%
2020-02-04 03:00 | 43865.125 |  | 48.13%
2020-02-04 04:00 | 43865.1667 |  | 47.79%
2020-02-04 05:00 | 43865.2083 |  | 48.2%
2020-02-04 06:00 | 43865.25 |  | 51.1%
2020-02-04 07:00 | 43865.2917 |  | 54.69%
2020-02-04 08:00 | 43865.3333 |  | 55.43%
2020-02-04 09:00 | 43865.375 |  | 54.64%
2020-02-04 10:00 | 43865.4167 |  | 54.58%
2020-02-04 11:00 | 43865.4583 |  | 54.87%
2020-02-04 12:00 | 43865.5 |  | 54.92%
2020-02-04 13:00 | 43865.5417 |  | 55.02%
2020-02-04 14:00 | 43865.5833 |  | 55.28%
2020-02-04 15:00 | 43865.625 |  | 55.38%
2020-02-04 16:00 | 43865.6667 |  | 55.36%
2020-02-04 17:00 | 43865.7083 |  | 55.06%
2020-02-04 18:00 | 43865.75 |  | 54.06%
2020-02-04 19:00 | 43865.7917 |  | 53.95%
2020-02-04 20:00 | 43865.8333 |  | 52.27%
2020-02-04 21:00 | 43865.875 |  | 52.09%
2020-02-04 22:00 | 43865.9167 |  | 51.11%
2020-02-04 23:00 | 43865.9583 |  | 51.63%
2020-02-05 | 43866 |  | 50.08%
2020-02-05 01:00 | 43866.0417 |  | 49.39%
2020-02-05 02:00 | 43866.0833 |  | 48.9%
2020-02-05 03:00 | 43866.125 |  | 48.93%
2020-02-05 04:00 | 43866.1667 |  | 48.59%
2020-02-05 05:00 | 43866.2083 |  | 49%
2020-02-05 06:00 | 43866.25 |  | 51.95%
2020-02-05 07:00 | 43866.2917 |  | 55.6%
2020-02-05 08:00 | 43866.3333 |  | 56.35%
2020-02-05 09:00 | 43866.375 |  | 55.55%
2020-02-05 10:00 | 43866.4167 |  | 55.49%
2020-02-05 11:00 | 43866.4583 |  | 55.78%
2020-02-05 12:00 | 43866.5 |  | 55.83%
2020-02-05 13:00 | 43866.5417 |  | 55.93%
2020-02-05 14:00 | 43866.5833 |  | 56.2%
2020-02-05 15:00 | 43866.625 |  | 56.3%
2020-02-05 16:00 | 43866.6667 |  | 56.28%
2020-02-05 17:00 | 43866.7083 |  | 55.97%
2020-02-05 18:00 | 43866.75 |  | 54.95%
2020-02-05 19:00 | 43866.7917 |  | 54.84%
2020-02-05 20:00 | 43866.8333 |  | 53.14%
2020-02-05 21:00 | 43866.875 |  | 52.95%
2020-02-05 22:00 | 43866.9167 |  | 51.96%
2020-02-05 23:00 | 43866.9583 |  | 52.48%
2020-02-06 | 43867 |  | 50.16%
2020-02-06 01:00 | 43867.0417 |  | 49.46%
2020-02-06 02:00 | 43867.0833 |  | 48.98%
2020-02-06 03:00 | 43867.125 |  | 49.01%
2020-02-06 04:00 | 43867.1667 |  | 48.66%
2020-02-06 05:00 | 43867.2083 |  | 49.08%
2020-02-06 06:00 | 43867.25 |  | 52.03%
2020-02-06 07:00 | 43867.2917 |  | 55.69%
2020-02-06 08:00 | 43867.3333 |  | 56.44%
2020-02-06 09:00 | 43867.375 |  | 55.63%
2020-02-06 10:00 | 43867.4167 |  | 55.57%
2020-02-06 11:00 | 43867.4583 |  | 55.87%
2020-02-06 12:00 | 43867.5 |  | 55.92%
2020-02-06 13:00 | 43867.5417 |  | 56.02%
2020-02-06 14:00 | 43867.5833 |  | 56.29%
2020-02-06 15:00 | 43867.625 |  | 56.39%
2020-02-06 16:00 | 43867.6667 |  | 56.37%
2020-02-06 17:00 | 43867.7083 |  | 56.06%
2020-02-06 18:00 | 43867.75 |  | 55.04%
2020-02-06 19:00 | 43867.7917 |  | 54.93%
2020-02-06 20:00 | 43867.8333 |  | 53.22%
2020-02-06 21:00 | 43867.875 |  | 53.03%
2020-02-06 22:00 | 43867.9167 |  | 52.04%
2020-02-06 23:00 | 43867.9583 |  | 52.57%
2020-02-07 | 43868 |  | 50.73%
2020-02-07 01:00 | 43868.0417 |  | 50.03%
2020-02-07 02:00 | 43868.0833 |  | 49.53%
2020-02-07 03:00 | 43868.125 |  | 49.56%
2020-02-07 04:00 | 43868.1667 |  | 49.21%
2020-02-07 05:00 | 43868.2083 |  | 49.64%
2020-02-07 06:00 | 43868.25 |  | 52.62%
2020-02-07 07:00 | 43868.2917 |  | 56.32%
2020-02-07 08:00 | 43868.3333 |  | 57.08%
2020-02-07 09:00 | 43868.375 |  | 56.27%
2020-02-07 10:00 | 43868.4167 |  | 56.2%
2020-02-07 11:00 | 43868.4583 |  | 56.5%
2020-02-07 12:00 | 43868.5 |  | 56.56%
2020-02-07 13:00 | 43868.5417 |  | 56.65%
2020-02-07 14:00 | 43868.5833 |  | 56.93%
2020-02-07 15:00 | 43868.625 |  | 57.03%
2020-02-07 16:00 | 43868.6667 |  | 57.01%
2020-02-07 17:00 | 43868.7083 |  | 56.7%
2020-02-07 18:00 | 43868.75 |  | 55.66%
2020-02-07 19:00 | 43868.7917 |  | 55.55%
2020-02-07 20:00 | 43868.8333 |  | 53.83%
2020-02-07 21:00 | 43868.875 |  | 53.64%
2020-02-07 22:00 | 43868.9167 |  | 52.63%
2020-02-07 23:00 | 43868.9583 |  | 53.16%
2020-02-08 | 43869 |  | 49.64%
2020-02-08 01:00 | 43869.0417 |  | 49.34%
2020-02-08 02:00 | 43869.0833 |  | 48.9%
2020-02-08 03:00 | 43869.125 |  | 48.53%
2020-02-08 04:00 | 43869.1667 |  | 48.28%
2020-02-08 05:00 | 43869.2083 |  | 48.54%
2020-02-08 06:00 | 43869.25 |  | 49.21%
2020-02-08 07:00 | 43869.2917 |  | 51.09%
2020-02-08 08:00 | 43869.3333 |  | 53.33%
2020-02-08 09:00 | 43869.375 |  | 54.78%
2020-02-08 10:00 | 43869.4167 |  | 55.32%
2020-02-08 11:00 | 43869.4583 |  | 55.85%
2020-02-08 12:00 | 43869.5 |  | 55.9%
2020-02-08 13:00 | 43869.5417 |  | 55.79%
2020-02-08 14:00 | 43869.5833 |  | 55.14%
2020-02-08 15:00 | 43869.625 |  | 54.68%
2020-02-08 16:00 | 43869.6667 |  | 54.1%
2020-02-08 17:00 | 43869.7083 |  | 54.04%
2020-02-08 18:00 | 43869.75 |  | 52.85%
2020-02-08 19:00 | 43869.7917 |  | 52.69%
2020-02-08 20:00 | 43869.8333 |  | 50.96%
2020-02-08 21:00 | 43869.875 |  | 49.95%
2020-02-08 22:00 | 43869.9167 |  | 49.18%
2020-02-08 23:00 | 43869.9583 |  | 49.73%
2020-02-09 | 43870 |  | 49.07%
2020-02-09 01:00 | 43870.0417 |  | 48.77%
2020-02-09 02:00 | 43870.0833 |  | 48.33%
2020-02-09 03:00 | 43870.125 |  | 47.97%
2020-02-09 04:00 | 43870.1667 |  | 47.73%
2020-02-09 05:00 | 43870.2083 |  | 47.99%
2020-02-09 06:00 | 43870.25 |  | 48.65%
2020-02-09 07:00 | 43870.2917 |  | 50.51%
2020-02-09 08:00 | 43870.3333 |  | 52.72%
2020-02-09 09:00 | 43870.375 |  | 54.16%
2020-02-09 10:00 | 43870.4167 |  | 54.69%
2020-02-09 11:00 | 43870.4583 |  | 55.21%
2020-02-09 12:00 | 43870.5 |  | 55.26%
2020-02-09 13:00 | 43870.5417 |  | 55.15%
2020-02-09 14:00 | 43870.5833 |  | 54.51%
2020-02-09 15:00 | 43870.625 |  | 54.06%
2020-02-09 16:00 | 43870.6667 |  | 53.48%
2020-02-09 17:00 | 43870.7083 |  | 53.42%
2020-02-09 18:00 | 43870.75 |  | 52.25%
2020-02-09 19:00 | 43870.7917 |  | 52.09%
2020-02-09 20:00 | 43870.8333 |  | 50.38%
2020-02-09 21:00 | 43870.875 |  | 49.38%
2020-02-09 22:00 | 43870.9167 |  | 48.62%
2020-02-09 23:00 | 43870.9583 |  | 49.16%
2020-02-10 | 43871 |  | 50.16%
2020-02-10 01:00 | 43871.0417 |  | 49.46%
2020-02-10 02:00 | 43871.0833 |  | 48.97%
2020-02-10 03:00 | 43871.125 |  | 49%
2020-02-10 04:00 | 43871.1667 |  | 48.66%
2020-02-10 05:00 | 43871.2083 |  | 49.07%
2020-02-10 06:00 | 43871.25 |  | 52.02%
2020-02-10 07:00 | 43871.2917 |  | 55.68%
2020-02-10 08:00 | 43871.3333 |  | 56.43%
2020-02-10 09:00 | 43871.375 |  | 55.63%
2020-02-10 10:00 | 43871.4167 |  | 55.57%
2020-02-10 11:00 | 43871.4583 |  | 55.86%
2020-02-10 12:00 | 43871.5 |  | 55.91%
2020-02-10 13:00 | 43871.5417 |  | 56.01%
2020-02-10 14:00 | 43871.5833 |  | 56.28%
2020-02-10 15:00 | 43871.625 |  | 56.38%
2020-02-10 16:00 | 43871.6667 |  | 56.36%
2020-02-10 17:00 | 43871.7083 |  | 56.05%
2020-02-10 18:00 | 43871.75 |  | 55.03%
2020-02-10 19:00 | 43871.7917 |  | 54.92%
2020-02-10 20:00 | 43871.8333 |  | 53.22%
2020-02-10 21:00 | 43871.875 |  | 53.03%
2020-02-10 22:00 | 43871.9167 |  | 52.03%
2020-02-10 23:00 | 43871.9583 |  | 52.56%
2020-02-11 | 43872 |  | 50.91%
2020-02-11 01:00 | 43872.0417 |  | 50.2%
2020-02-11 02:00 | 43872.0833 |  | 49.71%
2020-02-11 03:00 | 43872.125 |  | 49.74%
2020-02-11 04:00 | 43872.1667 |  | 49.39%
2020-02-11 05:00 | 43872.2083 |  | 49.81%
2020-02-11 06:00 | 43872.25 |  | 52.81%
2020-02-11 07:00 | 43872.2917 |  | 56.52%
2020-02-11 08:00 | 43872.3333 |  | 57.28%
2020-02-11 09:00 | 43872.375 |  | 56.47%
2020-02-11 10:00 | 43872.4167 |  | 56.4%
2020-02-11 11:00 | 43872.4583 |  | 56.7%
2020-02-11 12:00 | 43872.5 |  | 56.76%
2020-02-11 13:00 | 43872.5417 |  | 56.86%
2020-02-11 14:00 | 43872.5833 |  | 57.13%
2020-02-11 15:00 | 43872.625 |  | 57.24%
2020-02-11 16:00 | 43872.6667 |  | 57.21%
2020-02-11 17:00 | 43872.7083 |  | 56.9%
2020-02-11 18:00 | 43872.75 |  | 55.86%
2020-02-11 19:00 | 43872.7917 |  | 55.75%
2020-02-11 20:00 | 43872.8333 |  | 54.02%
2020-02-11 21:00 | 43872.875 |  | 53.83%
2020-02-11 22:00 | 43872.9167 |  | 52.82%
2020-02-11 23:00 | 43872.9583 |  | 53.35%
2020-02-12 | 43873 |  | 50.99%
2020-02-12 01:00 | 43873.0417 |  | 50.28%
2020-02-12 02:00 | 43873.0833 |  | 49.79%
2020-02-12 03:00 | 43873.125 |  | 49.82%
2020-02-12 04:00 | 43873.1667 |  | 49.47%
2020-02-12 05:00 | 43873.2083 |  | 49.89%
2020-02-12 06:00 | 43873.25 |  | 52.89%
2020-02-12 07:00 | 43873.2917 |  | 56.61%
2020-02-12 08:00 | 43873.3333 |  | 57.37%
2020-02-12 09:00 | 43873.375 |  | 56.56%
2020-02-12 10:00 | 43873.4167 |  | 56.49%
2020-02-12 11:00 | 43873.4583 |  | 56.79%
2020-02-12 12:00 | 43873.5 |  | 56.85%
2020-02-12 13:00 | 43873.5417 |  | 56.95%
2020-02-12 14:00 | 43873.5833 |  | 57.22%
2020-02-12 15:00 | 43873.625 |  | 57.32%
2020-02-12 16:00 | 43873.6667 |  | 57.3%
2020-02-12 17:00 | 43873.7083 |  | 56.99%
2020-02-12 18:00 | 43873.75 |  | 55.95%
2020-02-12 19:00 | 43873.7917 |  | 55.84%
2020-02-12 20:00 | 43873.8333 |  | 54.1%
2020-02-12 21:00 | 43873.875 |  | 53.91%
2020-02-12 22:00 | 43873.9167 |  | 52.9%
2020-02-12 23:00 | 43873.9583 |  | 53.44%
2020-02-13 | 43874 |  | 50.58%
2020-02-13 01:00 | 43874.0417 |  | 49.87%
2020-02-13 02:00 | 43874.0833 |  | 49.38%
2020-02-13 03:00 | 43874.125 |  | 49.42%
2020-02-13 04:00 | 43874.1667 |  | 49.07%
2020-02-13 05:00 | 43874.2083 |  | 49.49%
2020-02-13 06:00 | 43874.25 |  | 52.46%
2020-02-13 07:00 | 43874.2917 |  | 56.15%
2020-02-13 08:00 | 43874.3333 |  | 56.91%
2020-02-13 09:00 | 43874.375 |  | 56.1%
2020-02-13 10:00 | 43874.4167 |  | 56.03%
2020-02-13 11:00 | 43874.4583 |  | 56.33%
2020-02-13 12:00 | 43874.5 |  | 56.39%
2020-02-13 13:00 | 43874.5417 |  | 56.48%
2020-02-13 14:00 | 43874.5833 |  | 56.75%
2020-02-13 15:00 | 43874.625 |  | 56.86%
2020-02-13 16:00 | 43874.6667 |  | 56.84%
2020-02-13 17:00 | 43874.7083 |  | 56.53%
2020-02-13 18:00 | 43874.75 |  | 55.5%
2020-02-13 19:00 | 43874.7917 |  | 55.39%
2020-02-13 20:00 | 43874.8333 |  | 53.66%
2020-02-13 21:00 | 43874.875 |  | 53.47%
2020-02-13 22:00 | 43874.9167 |  | 52.47%
2020-02-13 23:00 | 43874.9583 |  | 53%
2020-02-14 | 43875 |  | 50.74%
2020-02-14 01:00 | 43875.0417 |  | 50.03%
2020-02-14 02:00 | 43875.0833 |  | 49.54%
2020-02-14 03:00 | 43875.125 |  | 49.57%
2020-02-14 04:00 | 43875.1667 |  | 49.22%
2020-02-14 05:00 | 43875.2083 |  | 49.65%
2020-02-14 06:00 | 43875.25 |  | 52.63%
2020-02-14 07:00 | 43875.2917 |  | 56.33%
2020-02-14 08:00 | 43875.3333 |  | 57.09%
2020-02-14 09:00 | 43875.375 |  | 56.28%
2020-02-14 10:00 | 43875.4167 |  | 56.21%
2020-02-14 11:00 | 43875.4583 |  | 56.51%
2020-02-14 12:00 | 43875.5 |  | 56.57%
2020-02-14 13:00 | 43875.5417 |  | 56.67%
2020-02-14 14:00 | 43875.5833 |  | 56.94%
2020-02-14 15:00 | 43875.625 |  | 57.04%
2020-02-14 16:00 | 43875.6667 |  | 57.02%
2020-02-14 17:00 | 43875.7083 |  | 56.71%
2020-02-14 18:00 | 43875.75 |  | 55.68%
2020-02-14 19:00 | 43875.7917 |  | 55.56%
2020-02-14 20:00 | 43875.8333 |  | 53.84%
2020-02-14 21:00 | 43875.875 |  | 53.65%
2020-02-14 22:00 | 43875.9167 |  | 52.64%
2020-02-14 23:00 | 43875.9583 |  | 53.17%
2020-02-15 | 43876 |  | 49.89%
2020-02-15 01:00 | 43876.0417 |  | 49.59%
2020-02-15 02:00 | 43876.0833 |  | 49.14%
2020-02-15 03:00 | 43876.125 |  | 48.78%
2020-02-15 04:00 | 43876.1667 |  | 48.53%
2020-02-15 05:00 | 43876.2083 |  | 48.79%
2020-02-15 06:00 | 43876.25 |  | 49.46%
2020-02-15 07:00 | 43876.2917 |  | 51.35%
2020-02-15 08:00 | 43876.3333 |  | 53.6%
2020-02-15 09:00 | 43876.375 |  | 55.06%
2020-02-15 10:00 | 43876.4167 |  | 55.6%
2020-02-15 11:00 | 43876.4583 |  | 56.13%
2020-02-15 12:00 | 43876.5 |  | 56.18%
2020-02-15 13:00 | 43876.5417 |  | 56.08%
2020-02-15 14:00 | 43876.5833 |  | 55.42%
2020-02-15 15:00 | 43876.625 |  | 54.96%
2020-02-15 16:00 | 43876.6667 |  | 54.37%
2020-02-15 17:00 | 43876.7083 |  | 54.32%
2020-02-15 18:00 | 43876.75 |  | 53.12%
2020-02-15 19:00 | 43876.7917 |  | 52.96%
2020-02-15 20:00 | 43876.8333 |  | 51.22%
2020-02-15 21:00 | 43876.875 |  | 50.21%
2020-02-15 22:00 | 43876.9167 |  | 49.43%
2020-02-15 23:00 | 43876.9583 |  | 49.98%
2020-02-16 | 43877 |  | 49.75%
2020-02-16 01:00 | 43877.0417 |  | 49.46%
2020-02-16 02:00 | 43877.0833 |  | 49.01%
2020-02-16 03:00 | 43877.125 |  | 48.64%
2020-02-16 04:00 | 43877.1667 |  | 48.39%
2020-02-16 05:00 | 43877.2083 |  | 48.66%
2020-02-16 06:00 | 43877.25 |  | 49.33%
2020-02-16 07:00 | 43877.2917 |  | 51.21%
2020-02-16 08:00 | 43877.3333 |  | 53.46%
2020-02-16 09:00 | 43877.375 |  | 54.91%
2020-02-16 10:00 | 43877.4167 |  | 55.45%
2020-02-16 11:00 | 43877.4583 |  | 55.98%
2020-02-16 12:00 | 43877.5 |  | 56.03%
2020-02-16 13:00 | 43877.5417 |  | 55.92%
2020-02-16 14:00 | 43877.5833 |  | 55.27%
2020-02-16 15:00 | 43877.625 |  | 54.81%
2020-02-16 16:00 | 43877.6667 |  | 54.23%
2020-02-16 17:00 | 43877.7083 |  | 54.17%
2020-02-16 18:00 | 43877.75 |  | 52.98%
2020-02-16 19:00 | 43877.7917 |  | 52.81%
2020-02-16 20:00 | 43877.8333 |  | 51.08%
2020-02-16 21:00 | 43877.875 |  | 50.07%
2020-02-16 22:00 | 43877.9167 |  | 49.3%
2020-02-16 23:00 | 43877.9583 |  | 49.85%
2020-02-17 | 43878 |  | 50.45%
2020-02-17 01:00 | 43878.0417 |  | 49.75%
2020-02-17 02:00 | 43878.0833 |  | 49.26%
2020-02-17 03:00 | 43878.125 |  | 49.29%
2020-02-17 04:00 | 43878.1667 |  | 48.94%
2020-02-17 05:00 | 43878.2083 |  | 49.36%
2020-02-17 06:00 | 43878.25 |  | 52.33%
2020-02-17 07:00 | 43878.2917 |  | 56.01%
2020-02-17 08:00 | 43878.3333 |  | 56.76%
2020-02-17 09:00 | 43878.375 |  | 55.95%
2020-02-17 10:00 | 43878.4167 |  | 55.89%
2020-02-17 11:00 | 43878.4583 |  | 56.19%
2020-02-17 12:00 | 43878.5 |  | 56.24%
2020-02-17 13:00 | 43878.5417 |  | 56.34%
2020-02-17 14:00 | 43878.5833 |  | 56.61%
2020-02-17 15:00 | 43878.625 |  | 56.71%
2020-02-17 16:00 | 43878.6667 |  | 56.69%
2020-02-17 17:00 | 43878.7083 |  | 56.38%
2020-02-17 18:00 | 43878.75 |  | 55.35%
2020-02-17 19:00 | 43878.7917 |  | 55.24%
2020-02-17 20:00 | 43878.8333 |  | 53.53%
2020-02-17 21:00 | 43878.875 |  | 53.34%
2020-02-17 22:00 | 43878.9167 |  | 52.34%
2020-02-17 23:00 | 43878.9583 |  | 52.87%
2020-02-18 | 43879 |  | 50.29%
2020-02-18 01:00 | 43879.0417 |  | 49.59%
2020-02-18 02:00 | 43879.0833 |  | 49.1%
2020-02-18 03:00 | 43879.125 |  | 49.13%
2020-02-18 04:00 | 43879.1667 |  | 48.78%
2020-02-18 05:00 | 43879.2083 |  | 49.2%
2020-02-18 06:00 | 43879.25 |  | 52.16%
2020-02-18 07:00 | 43879.2917 |  | 55.83%
2020-02-18 08:00 | 43879.3333 |  | 56.58%
2020-02-18 09:00 | 43879.375 |  | 55.77%
2020-02-18 10:00 | 43879.4167 |  | 55.71%
2020-02-18 11:00 | 43879.4583 |  | 56.01%
2020-02-18 12:00 | 43879.5 |  | 56.06%
2020-02-18 13:00 | 43879.5417 |  | 56.16%
2020-02-18 14:00 | 43879.5833 |  | 56.43%
2020-02-18 15:00 | 43879.625 |  | 56.53%
2020-02-18 16:00 | 43879.6667 |  | 56.51%
2020-02-18 17:00 | 43879.7083 |  | 56.2%
2020-02-18 18:00 | 43879.75 |  | 55.18%
2020-02-18 19:00 | 43879.7917 |  | 55.07%
2020-02-18 20:00 | 43879.8333 |  | 53.36%
2020-02-18 21:00 | 43879.875 |  | 53.17%
2020-02-18 22:00 | 43879.9167 |  | 52.17%
2020-02-18 23:00 | 43879.9583 |  | 52.7%
2020-02-19 | 43880 |  | 50.45%
2020-02-19 01:00 | 43880.0417 |  | 49.75%
2020-02-19 02:00 | 43880.0833 |  | 49.26%
2020-02-19 03:00 | 43880.125 |  | 49.29%
2020-02-19 04:00 | 43880.1667 |  | 48.94%
2020-02-19 05:00 | 43880.2083 |  | 49.36%
2020-02-19 06:00 | 43880.25 |  | 52.32%
2020-02-19 07:00 | 43880.2917 |  | 56.01%
2020-02-19 08:00 | 43880.3333 |  | 56.76%
2020-02-19 09:00 | 43880.375 |  | 55.95%
2020-02-19 10:00 | 43880.4167 |  | 55.89%
2020-02-19 11:00 | 43880.4583 |  | 56.18%
2020-02-19 12:00 | 43880.5 |  | 56.24%
2020-02-19 13:00 | 43880.5417 |  | 56.34%
2020-02-19 14:00 | 43880.5833 |  | 56.61%
2020-02-19 15:00 | 43880.625 |  | 56.71%
2020-02-19 16:00 | 43880.6667 |  | 56.69%
2020-02-19 17:00 | 43880.7083 |  | 56.38%
2020-02-19 18:00 | 43880.75 |  | 55.35%
2020-02-19 19:00 | 43880.7917 |  | 55.24%
2020-02-19 20:00 | 43880.8333 |  | 53.53%
2020-02-19 21:00 | 43880.875 |  | 53.33%
2020-02-19 22:00 | 43880.9167 |  | 52.33%
2020-02-19 23:00 | 43880.9583 |  | 52.86%
2020-02-20 | 43881 |  | 50.31%
2020-02-20 01:00 | 43881.0417 |  | 49.61%
2020-02-20 02:00 | 43881.0833 |  | 49.12%
2020-02-20 03:00 | 43881.125 |  | 49.15%
2020-02-20 04:00 | 43881.1667 |  | 48.8%
2020-02-20 05:00 | 43881.2083 |  | 49.22%
2020-02-20 06:00 | 43881.25 |  | 52.18%
2020-02-20 07:00 | 43881.2917 |  | 55.85%
2020-02-20 08:00 | 43881.3333 |  | 56.6%
2020-02-20 09:00 | 43881.375 |  | 55.8%
2020-02-20 10:00 | 43881.4167 |  | 55.73%
2020-02-20 11:00 | 43881.4583 |  | 56.03%
2020-02-20 12:00 | 43881.5 |  | 56.08%
2020-02-20 13:00 | 43881.5417 |  | 56.18%
2020-02-20 14:00 | 43881.5833 |  | 56.45%
2020-02-20 15:00 | 43881.625 |  | 56.56%
2020-02-20 16:00 | 43881.6667 |  | 56.53%
2020-02-20 17:00 | 43881.7083 |  | 56.23%
2020-02-20 18:00 | 43881.75 |  | 55.2%
2020-02-20 19:00 | 43881.7917 |  | 55.09%
2020-02-20 20:00 | 43881.8333 |  | 53.38%
2020-02-20 21:00 | 43881.875 |  | 53.19%
2020-02-20 22:00 | 43881.9167 |  | 52.19%
2020-02-20 23:00 | 43881.9583 |  | 52.72%
2020-02-21 | 43882 |  | 49.87%
2020-02-21 01:00 | 43882.0417 |  | 49.18%
2020-02-21 02:00 | 43882.0833 |  | 48.7%
2020-02-21 03:00 | 43882.125 |  | 48.73%
2020-02-21 04:00 | 43882.1667 |  | 48.38%
2020-02-21 05:00 | 43882.2083 |  | 48.8%
2020-02-21 06:00 | 43882.25 |  | 51.73%
2020-02-21 07:00 | 43882.2917 |  | 55.37%
2020-02-21 08:00 | 43882.3333 |  | 56.11%
2020-02-21 09:00 | 43882.375 |  | 55.31%
2020-02-21 10:00 | 43882.4167 |  | 55.25%
2020-02-21 11:00 | 43882.4583 |  | 55.54%
2020-02-21 12:00 | 43882.5 |  | 55.6%
2020-02-21 13:00 | 43882.5417 |  | 55.7%
2020-02-21 14:00 | 43882.5833 |  | 55.96%
2020-02-21 15:00 | 43882.625 |  | 56.07%
2020-02-21 16:00 | 43882.6667 |  | 56.04%
2020-02-21 17:00 | 43882.7083 |  | 55.74%
2020-02-21 18:00 | 43882.75 |  | 54.72%
2020-02-21 19:00 | 43882.7917 |  | 54.61%
2020-02-21 20:00 | 43882.8333 |  | 52.92%
2020-02-21 21:00 | 43882.875 |  | 52.73%
2020-02-21 22:00 | 43882.9167 |  | 51.74%
2020-02-21 23:00 | 43882.9583 |  | 52.26%
2020-02-22 | 43883 |  | 48.28%
2020-02-22 01:00 | 43883.0417 |  | 48%
2020-02-22 02:00 | 43883.0833 |  | 47.56%
2020-02-22 03:00 | 43883.125 |  | 47.21%
2020-02-22 04:00 | 43883.1667 |  | 46.97%
2020-02-22 05:00 | 43883.2083 |  | 47.22%
2020-02-22 06:00 | 43883.25 |  | 47.87%
2020-02-22 07:00 | 43883.2917 |  | 49.7%
2020-02-22 08:00 | 43883.3333 |  | 51.88%
2020-02-22 09:00 | 43883.375 |  | 53.29%
2020-02-22 10:00 | 43883.4167 |  | 53.82%
2020-02-22 11:00 | 43883.4583 |  | 54.33%
2020-02-22 12:00 | 43883.5 |  | 54.38%
2020-02-22 13:00 | 43883.5417 |  | 54.27%
2020-02-22 14:00 | 43883.5833 |  | 53.64%
2020-02-22 15:00 | 43883.625 |  | 53.19%
2020-02-22 16:00 | 43883.6667 |  | 52.63%
2020-02-22 17:00 | 43883.7083 |  | 52.57%
2020-02-22 18:00 | 43883.75 |  | 51.41%
2020-02-22 19:00 | 43883.7917 |  | 51.25%
2020-02-22 20:00 | 43883.8333 |  | 49.57%
2020-02-22 21:00 | 43883.875 |  | 48.59%
2020-02-22 22:00 | 43883.9167 |  | 47.84%
2020-02-22 23:00 | 43883.9583 |  | 48.38%
2020-02-23 | 43884 |  | 48.25%
2020-02-23 01:00 | 43884.0417 |  | 47.96%
2020-02-23 02:00 | 43884.0833 |  | 47.53%
2020-02-23 03:00 | 43884.125 |  | 47.17%
2020-02-23 04:00 | 43884.1667 |  | 46.93%
2020-02-23 05:00 | 43884.2083 |  | 47.19%
2020-02-23 06:00 | 43884.25 |  | 47.84%
2020-02-23 07:00 | 43884.2917 |  | 49.67%
2020-02-23 08:00 | 43884.3333 |  | 51.84%
2020-02-23 09:00 | 43884.375 |  | 53.25%
2020-02-23 10:00 | 43884.4167 |  | 53.78%
2020-02-23 11:00 | 43884.4583 |  | 54.29%
2020-02-23 12:00 | 43884.5 |  | 54.34%
2020-02-23 13:00 | 43884.5417 |  | 54.23%
2020-02-23 14:00 | 43884.5833 |  | 53.6%
2020-02-23 15:00 | 43884.625 |  | 53.15%
2020-02-23 16:00 | 43884.6667 |  | 52.59%
2020-02-23 17:00 | 43884.7083 |  | 52.53%
2020-02-23 18:00 | 43884.75 |  | 51.38%
2020-02-23 19:00 | 43884.7917 |  | 51.22%
2020-02-23 20:00 | 43884.8333 |  | 49.54%
2020-02-23 21:00 | 43884.875 |  | 48.56%
2020-02-23 22:00 | 43884.9167 |  | 47.81%
2020-02-23 23:00 | 43884.9583 |  | 48.34%
2020-02-24 | 43885 |  | 48.85%
2020-02-24 01:00 | 43885.0417 |  | 48.17%
2020-02-24 02:00 | 43885.0833 |  | 47.69%
2020-02-24 03:00 | 43885.125 |  | 47.72%
2020-02-24 04:00 | 43885.1667 |  | 47.38%
2020-02-24 05:00 | 43885.2083 |  | 47.79%
2020-02-24 06:00 | 43885.25 |  | 50.66%
2020-02-24 07:00 | 43885.2917 |  | 54.23%
2020-02-24 08:00 | 43885.3333 |  | 54.96%
2020-02-24 09:00 | 43885.375 |  | 54.17%
2020-02-24 10:00 | 43885.4167 |  | 54.11%
2020-02-24 11:00 | 43885.4583 |  | 54.4%
2020-02-24 12:00 | 43885.5 |  | 54.45%
2020-02-24 13:00 | 43885.5417 |  | 54.55%
2020-02-24 14:00 | 43885.5833 |  | 54.81%
2020-02-24 15:00 | 43885.625 |  | 54.91%
2020-02-24 16:00 | 43885.6667 |  | 54.89%
2020-02-24 17:00 | 43885.7083 |  | 54.59%
2020-02-24 18:00 | 43885.75 |  | 53.6%
2020-02-24 19:00 | 43885.7917 |  | 53.49%
2020-02-24 20:00 | 43885.8333 |  | 51.83%
2020-02-24 21:00 | 43885.875 |  | 51.64%
2020-02-24 22:00 | 43885.9167 |  | 50.67%
2020-02-24 23:00 | 43885.9583 |  | 51.19%
2020-02-25 | 43886 |  | 48.97%
2020-02-25 01:00 | 43886.0417 |  | 48.29%
2020-02-25 02:00 | 43886.0833 |  | 47.81%
2020-02-25 03:00 | 43886.125 |  | 47.84%
2020-02-25 04:00 | 43886.1667 |  | 47.51%
2020-02-25 05:00 | 43886.2083 |  | 47.91%
2020-02-25 06:00 | 43886.25 |  | 50.79%
2020-02-25 07:00 | 43886.2917 |  | 54.37%
2020-02-25 08:00 | 43886.3333 |  | 55.1%
2020-02-25 09:00 | 43886.375 |  | 54.31%
2020-02-25 10:00 | 43886.4167 |  | 54.25%
2020-02-25 11:00 | 43886.4583 |  | 54.54%
2020-02-25 12:00 | 43886.5 |  | 54.59%
2020-02-25 13:00 | 43886.5417 |  | 54.69%
2020-02-25 14:00 | 43886.5833 |  | 54.95%
2020-02-25 15:00 | 43886.625 |  | 55.05%
2020-02-25 16:00 | 43886.6667 |  | 55.03%
2020-02-25 17:00 | 43886.7083 |  | 54.73%
2020-02-25 18:00 | 43886.75 |  | 53.73%
2020-02-25 19:00 | 43886.7917 |  | 53.62%
2020-02-25 20:00 | 43886.8333 |  | 51.96%
2020-02-25 21:00 | 43886.875 |  | 51.77%
2020-02-25 22:00 | 43886.9167 |  | 50.8%
2020-02-25 23:00 | 43886.9583 |  | 51.32%
2020-02-26 | 43887 |  | 48.65%
2020-02-26 01:00 | 43887.0417 |  | 47.98%
2020-02-26 02:00 | 43887.0833 |  | 47.51%
2020-02-26 03:00 | 43887.125 |  | 47.54%
2020-02-26 04:00 | 43887.1667 |  | 47.2%
2020-02-26 05:00 | 43887.2083 |  | 47.6%
2020-02-26 06:00 | 43887.25 |  | 50.46%
2020-02-26 07:00 | 43887.2917 |  | 54.02%
2020-02-26 08:00 | 43887.3333 |  | 54.74%
2020-02-26 09:00 | 43887.375 |  | 53.96%
2020-02-26 10:00 | 43887.4167 |  | 53.9%
2020-02-26 11:00 | 43887.4583 |  | 54.19%
2020-02-26 12:00 | 43887.5 |  | 54.24%
2020-02-26 13:00 | 43887.5417 |  | 54.34%
2020-02-26 14:00 | 43887.5833 |  | 54.59%
2020-02-26 15:00 | 43887.625 |  | 54.7%
2020-02-26 16:00 | 43887.6667 |  | 54.67%
2020-02-26 17:00 | 43887.7083 |  | 54.38%
2020-02-26 18:00 | 43887.75 |  | 53.39%
2020-02-26 19:00 | 43887.7917 |  | 53.28%
2020-02-26 20:00 | 43887.8333 |  | 51.62%
2020-02-26 21:00 | 43887.875 |  | 51.44%
2020-02-26 22:00 | 43887.9167 |  | 50.47%
2020-02-26 23:00 | 43887.9583 |  | 50.98%
2020-02-27 | 43888 |  | 47.72%
2020-02-27 01:00 | 43888.0417 |  | 46.62%
2020-02-27 02:00 | 43888.0833 |  | 46.57%
2020-02-27 03:00 | 43888.125 |  | 47.52%
2020-02-27 04:00 | 43888.1667 |  | 48.29%
2020-02-27 05:00 | 43888.2083 |  | 50.19%
2020-02-27 06:00 | 43888.25 |  | 54.03%
2020-02-27 07:00 | 43888.2917 |  | 57.77%
2020-02-27 08:00 | 43888.3333 |  | 57.46%
2020-02-27 09:00 | 43888.375 |  | 56.53%
2020-02-27 10:00 | 43888.4167 |  | 55.9%
2020-02-27 11:00 | 43888.4583 |  | 55.53%
2020-02-27 12:00 | 43888.5 |  | 55.53%
2020-02-27 13:00 | 43888.5417 |  | 55.45%
2020-02-27 14:00 | 43888.5833 |  | 55.25%
2020-02-27 15:00 | 43888.625 |  | 55.21%
2020-02-27 16:00 | 43888.6667 |  | 55.2%
2020-02-27 17:00 | 43888.7083 |  | 55.49%
2020-02-27 18:00 | 43888.75 |  | 55.26%
2020-02-27 19:00 | 43888.7917 |  | 54.55%
2020-02-27 20:00 | 43888.8333 |  | 53.49%
2020-02-27 21:00 | 43888.875 |  | 51.53%
2020-02-27 22:00 | 43888.9167 |  | 50.49%
2020-02-27 23:00 | 43888.9583 |  | 49.65%
2020-02-28 | 43889 |  | 48.07%
2020-02-28 01:00 | 43889.0417 |  | 46.97%
2020-02-28 02:00 | 43889.0833 |  | 46.91%
2020-02-28 03:00 | 43889.125 |  | 47.87%
2020-02-28 04:00 | 43889.1667 |  | 48.64%
2020-02-28 05:00 | 43889.2083 |  | 50.56%
2020-02-28 06:00 | 43889.25 |  | 54.43%
2020-02-28 07:00 | 43889.2917 |  | 58.2%
2020-02-28 08:00 | 43889.3333 |  | 57.89%
2020-02-28 09:00 | 43889.375 |  | 56.95%
2020-02-28 10:00 | 43889.4167 |  | 56.31%
2020-02-28 11:00 | 43889.4583 |  | 55.94%
2020-02-28 12:00 | 43889.5 |  | 55.94%
2020-02-28 13:00 | 43889.5417 |  | 55.86%
2020-02-28 14:00 | 43889.5833 |  | 55.66%
2020-02-28 15:00 | 43889.625 |  | 55.62%
2020-02-28 16:00 | 43889.6667 |  | 55.61%
2020-02-28 17:00 | 43889.7083 |  | 55.9%
2020-02-28 18:00 | 43889.75 |  | 55.67%
2020-02-28 19:00 | 43889.7917 |  | 54.95%
2020-02-28 20:00 | 43889.8333 |  | 53.89%
2020-02-28 21:00 | 43889.875 |  | 51.91%
2020-02-28 22:00 | 43889.9167 |  | 50.86%
2020-02-28 23:00 | 43889.9583 |  | 50.02%
2020-02-29 | 43890 |  | 45.56%
2020-02-29 01:00 | 43890.0417 |  | 45.28%
2020-02-29 02:00 | 43890.0833 |  | 45.75%
2020-02-29 03:00 | 43890.125 |  | 46.43%
2020-02-29 04:00 | 43890.1667 |  | 46.94%
2020-02-29 05:00 | 43890.2083 |  | 48.44%
2020-02-29 06:00 | 43890.25 |  | 50.32%
2020-02-29 07:00 | 43890.2917 |  | 53.59%
2020-02-29 08:00 | 43890.3333 |  | 55.21%
2020-02-29 09:00 | 43890.375 |  | 55.63%
2020-02-29 10:00 | 43890.4167 |  | 55.3%
2020-02-29 11:00 | 43890.4583 |  | 54.63%
2020-02-29 12:00 | 43890.5 |  | 54.63%
2020-02-29 13:00 | 43890.5417 |  | 54.88%
2020-02-29 14:00 | 43890.5833 |  | 53.23%
2020-02-29 15:00 | 43890.625 |  | 51.68%
2020-02-29 16:00 | 43890.6667 |  | 51.51%
2020-02-29 17:00 | 43890.7083 |  | 52.28%
2020-02-29 18:00 | 43890.75 |  | 52.41%
2020-02-29 19:00 | 43890.7917 |  | 52.52%
2020-02-29 20:00 | 43890.8333 |  | 51.56%
2020-02-29 21:00 | 43890.875 |  | 49.34%
2020-02-29 22:00 | 43890.9167 |  | 49.48%
2020-02-29 23:00 | 43890.9583 |  | 49.31%
2020-03-01 | 43891 |  | 45.39%
2020-03-01 01:00 | 43891.0417 |  | 45.11%
2020-03-01 02:00 | 43891.0833 |  | 45.58%
2020-03-01 03:00 | 43891.125 |  | 46.25%
2020-03-01 04:00 | 43891.1667 |  | 46.76%
2020-03-01 05:00 | 43891.2083 |  | 48.25%
2020-03-01 06:00 | 43891.25 |  | 50.13%
2020-03-01 07:00 | 43891.2917 |  | 53.39%
2020-03-01 08:00 | 43891.3333 |  | 55.01%
2020-03-01 09:00 | 43891.375 |  | 55.41%
2020-03-01 10:00 | 43891.4167 |  | 55.09%
2020-03-01 11:00 | 43891.4583 |  | 54.43%
2020-03-01 12:00 | 43891.5 |  | 54.42%
2020-03-01 13:00 | 43891.5417 |  | 54.67%
2020-03-01 14:00 | 43891.5833 |  | 53.03%
2020-03-01 15:00 | 43891.625 |  | 51.48%
2020-03-01 16:00 | 43891.6667 |  | 51.31%
2020-03-01 17:00 | 43891.7083 |  | 52.08%
2020-03-01 18:00 | 43891.75 |  | 52.21%
2020-03-01 19:00 | 43891.7917 |  | 52.32%
2020-03-01 20:00 | 43891.8333 |  | 51.36%
2020-03-01 21:00 | 43891.875 |  | 49.15%
2020-03-01 22:00 | 43891.9167 |  | 49.29%
2020-03-01 23:00 | 43891.9583 |  | 49.13%
2020-03-02 | 43892 |  | 47.78%
2020-03-02 01:00 | 43892.0417 |  | 46.68%
2020-03-02 02:00 | 43892.0833 |  | 46.62%
2020-03-02 03:00 | 43892.125 |  | 47.58%
2020-03-02 04:00 | 43892.1667 |  | 48.34%
2020-03-02 05:00 | 43892.2083 |  | 50.25%
2020-03-02 06:00 | 43892.25 |  | 54.1%
2020-03-02 07:00 | 43892.2917 |  | 57.84%
2020-03-02 08:00 | 43892.3333 |  | 57.53%
2020-03-02 09:00 | 43892.375 |  | 56.6%
2020-03-02 10:00 | 43892.4167 |  | 55.97%
2020-03-02 11:00 | 43892.4583 |  | 55.59%
2020-03-02 12:00 | 43892.5 |  | 55.6%
2020-03-02 13:00 | 43892.5417 |  | 55.52%
2020-03-02 14:00 | 43892.5833 |  | 55.32%
2020-03-02 15:00 | 43892.625 |  | 55.27%
2020-03-02 16:00 | 43892.6667 |  | 55.26%
2020-03-02 17:00 | 43892.7083 |  | 55.56%
2020-03-02 18:00 | 43892.75 |  | 55.32%
2020-03-02 19:00 | 43892.7917 |  | 54.61%
2020-03-02 20:00 | 43892.8333 |  | 53.55%
2020-03-02 21:00 | 43892.875 |  | 51.59%
2020-03-02 22:00 | 43892.9167 |  | 50.54%
2020-03-02 23:00 | 43892.9583 |  | 49.71%
2020-03-03 | 43893 |  | 47.31%
2020-03-03 01:00 | 43893.0417 |  | 46.23%
2020-03-03 02:00 | 43893.0833 |  | 46.17%
2020-03-03 03:00 | 43893.125 |  | 47.12%
2020-03-03 04:00 | 43893.1667 |  | 47.87%
2020-03-03 05:00 | 43893.2083 |  | 49.76%
2020-03-03 06:00 | 43893.25 |  | 53.57%
2020-03-03 07:00 | 43893.2917 |  | 57.28%
2020-03-03 08:00 | 43893.3333 |  | 56.98%
2020-03-03 09:00 | 43893.375 |  | 56.05%
2020-03-03 10:00 | 43893.4167 |  | 55.42%
2020-03-03 11:00 | 43893.4583 |  | 55.05%
2020-03-03 12:00 | 43893.5 |  | 55.06%
2020-03-03 13:00 | 43893.5417 |  | 54.98%
2020-03-03 14:00 | 43893.5833 |  | 54.78%
2020-03-03 15:00 | 43893.625 |  | 54.74%
2020-03-03 16:00 | 43893.6667 |  | 54.73%
2020-03-03 17:00 | 43893.7083 |  | 55.02%
2020-03-03 18:00 | 43893.75 |  | 54.79%
2020-03-03 19:00 | 43893.7917 |  | 54.08%
2020-03-03 20:00 | 43893.8333 |  | 53.03%
2020-03-03 21:00 | 43893.875 |  | 51.09%
2020-03-03 22:00 | 43893.9167 |  | 50.05%
2020-03-03 23:00 | 43893.9583 |  | 49.23%
2020-03-04 | 43894 |  | 46.83%
2020-03-04 01:00 | 43894.0417 |  | 45.75%
2020-03-04 02:00 | 43894.0833 |  | 45.7%
2020-03-04 03:00 | 43894.125 |  | 46.64%
2020-03-04 04:00 | 43894.1667 |  | 47.38%
2020-03-04 05:00 | 43894.2083 |  | 49.25%
2020-03-04 06:00 | 43894.25 |  | 53.02%
2020-03-04 07:00 | 43894.2917 |  | 56.69%
2020-03-04 08:00 | 43894.3333 |  | 56.39%
2020-03-04 09:00 | 43894.375 |  | 55.47%
2020-03-04 10:00 | 43894.4167 |  | 54.86%
2020-03-04 11:00 | 43894.4583 |  | 54.49%
2020-03-04 12:00 | 43894.5 |  | 54.5%
2020-03-04 13:00 | 43894.5417 |  | 54.42%
2020-03-04 14:00 | 43894.5833 |  | 54.22%
2020-03-04 15:00 | 43894.625 |  | 54.18%
2020-03-04 16:00 | 43894.6667 |  | 54.17%
2020-03-04 17:00 | 43894.7083 |  | 54.46%
2020-03-04 18:00 | 43894.75 |  | 54.23%
2020-03-04 19:00 | 43894.7917 |  | 53.53%
2020-03-04 20:00 | 43894.8333 |  | 52.49%
2020-03-04 21:00 | 43894.875 |  | 50.57%
2020-03-04 22:00 | 43894.9167 |  | 49.54%
2020-03-04 23:00 | 43894.9583 |  | 48.72%
2020-03-05 | 43895 |  | 46.74%
2020-03-05 01:00 | 43895.0417 |  | 45.66%
2020-03-05 02:00 | 43895.0833 |  | 45.61%
2020-03-05 03:00 | 43895.125 |  | 46.55%
2020-03-05 04:00 | 43895.1667 |  | 47.29%
2020-03-05 05:00 | 43895.2083 |  | 49.16%
2020-03-05 06:00 | 43895.25 |  | 52.92%
2020-03-05 07:00 | 43895.2917 |  | 56.59%
2020-03-05 08:00 | 43895.3333 |  | 56.28%
2020-03-05 09:00 | 43895.375 |  | 55.37%
2020-03-05 10:00 | 43895.4167 |  | 54.75%
2020-03-05 11:00 | 43895.4583 |  | 54.39%
2020-03-05 12:00 | 43895.5 |  | 54.39%
2020-03-05 13:00 | 43895.5417 |  | 54.31%
2020-03-05 14:00 | 43895.5833 |  | 54.12%
2020-03-05 15:00 | 43895.625 |  | 54.07%
2020-03-05 16:00 | 43895.6667 |  | 54.06%
2020-03-05 17:00 | 43895.7083 |  | 54.35%
2020-03-05 18:00 | 43895.75 |  | 54.12%
2020-03-05 19:00 | 43895.7917 |  | 53.43%
2020-03-05 20:00 | 43895.8333 |  | 52.39%
2020-03-05 21:00 | 43895.875 |  | 50.47%
2020-03-05 22:00 | 43895.9167 |  | 49.45%
2020-03-05 23:00 | 43895.9583 |  | 48.63%
2020-03-06 | 43896 |  | 46.74%
2020-03-06 01:00 | 43896.0417 |  | 45.67%
2020-03-06 02:00 | 43896.0833 |  | 45.61%
2020-03-06 03:00 | 43896.125 |  | 46.55%
2020-03-06 04:00 | 43896.1667 |  | 47.29%
2020-03-06 05:00 | 43896.2083 |  | 49.16%
2020-03-06 06:00 | 43896.25 |  | 52.93%
2020-03-06 07:00 | 43896.2917 |  | 56.59%
2020-03-06 08:00 | 43896.3333 |  | 56.29%
2020-03-06 09:00 | 43896.375 |  | 55.37%
2020-03-06 10:00 | 43896.4167 |  | 54.75%
2020-03-06 11:00 | 43896.4583 |  | 54.39%
2020-03-06 12:00 | 43896.5 |  | 54.4%
2020-03-06 13:00 | 43896.5417 |  | 54.32%
2020-03-06 14:00 | 43896.5833 |  | 54.12%
2020-03-06 15:00 | 43896.625 |  | 54.08%
2020-03-06 16:00 | 43896.6667 |  | 54.07%
2020-03-06 17:00 | 43896.7083 |  | 54.35%
2020-03-06 18:00 | 43896.75 |  | 54.13%
2020-03-06 19:00 | 43896.7917 |  | 53.43%
2020-03-06 20:00 | 43896.8333 |  | 52.39%
2020-03-06 21:00 | 43896.875 |  | 50.47%
2020-03-06 22:00 | 43896.9167 |  | 49.45%
2020-03-06 23:00 | 43896.9583 |  | 48.63%
2020-03-07 | 43897 |  | 43.88%
2020-03-07 01:00 | 43897.0417 |  | 43.61%
2020-03-07 02:00 | 43897.0833 |  | 44.06%
2020-03-07 03:00 | 43897.125 |  | 44.71%
2020-03-07 04:00 | 43897.1667 |  | 45.21%
2020-03-07 05:00 | 43897.2083 |  | 46.65%
2020-03-07 06:00 | 43897.25 |  | 48.47%
2020-03-07 07:00 | 43897.2917 |  | 51.61%
2020-03-07 08:00 | 43897.3333 |  | 53.18%
2020-03-07 09:00 | 43897.375 |  | 53.57%
2020-03-07 10:00 | 43897.4167 |  | 53.26%
2020-03-07 11:00 | 43897.4583 |  | 52.62%
2020-03-07 12:00 | 43897.5 |  | 52.62%
2020-03-07 13:00 | 43897.5417 |  | 52.86%
2020-03-07 14:00 | 43897.5833 |  | 51.27%
2020-03-07 15:00 | 43897.625 |  | 49.77%
2020-03-07 16:00 | 43897.6667 |  | 49.61%
2020-03-07 17:00 | 43897.7083 |  | 50.35%
2020-03-07 18:00 | 43897.75 |  | 50.48%
2020-03-07 19:00 | 43897.7917 |  | 50.59%
2020-03-07 20:00 | 43897.8333 |  | 49.66%
2020-03-07 21:00 | 43897.875 |  | 47.52%
2020-03-07 22:00 | 43897.9167 |  | 47.65%
2020-03-07 23:00 | 43897.9583 |  | 47.49%
2020-03-08 | 43898 |  | 43.99%
2020-03-08 01:00 | 43898.0417 |  | 43.72%
2020-03-08 02:00 | 43898.0833 |  | 44.17%
2020-03-08 03:00 | 43898.125 |  | 44.83%
2020-03-08 04:00 | 43898.1667 |  | 45.32%
2020-03-08 05:00 | 43898.2083 |  | 46.77%
2020-03-08 06:00 | 43898.25 |  | 48.59%
2020-03-08 07:00 | 43898.2917 |  | 51.74%
2020-03-08 08:00 | 43898.3333 |  | 53.31%
2020-03-08 09:00 | 43898.375 |  | 53.71%
2020-03-08 10:00 | 43898.4167 |  | 53.39%
2020-03-08 11:00 | 43898.4583 |  | 52.75%
2020-03-08 12:00 | 43898.5 |  | 52.75%
2020-03-08 13:00 | 43898.5417 |  | 52.99%
2020-03-08 14:00 | 43898.5833 |  | 51.4%
2020-03-08 15:00 | 43898.625 |  | 49.89%
2020-03-08 16:00 | 43898.6667 |  | 49.73%
2020-03-08 17:00 | 43898.7083 |  | 50.47%
2020-03-08 18:00 | 43898.75 |  | 50.6%
2020-03-08 19:00 | 43898.7917 |  | 50.71%
2020-03-08 20:00 | 43898.8333 |  | 49.78%
2020-03-08 21:00 | 43898.875 |  | 47.64%
2020-03-08 22:00 | 43898.9167 |  | 47.77%
2020-03-08 23:00 | 43898.9583 |  | 47.61%
2020-03-09 | 43899 |  | 46.95%
2020-03-09 01:00 | 43899.0417 |  | 45.87%
2020-03-09 02:00 | 43899.0833 |  | 45.82%
2020-03-09 03:00 | 43899.125 |  | 46.76%
2020-03-09 04:00 | 43899.1667 |  | 47.51%
2020-03-09 05:00 | 43899.2083 |  | 49.38%
2020-03-09 06:00 | 43899.25 |  | 53.16%
2020-03-09 07:00 | 43899.2917 |  | 56.84%
2020-03-09 08:00 | 43899.3333 |  | 56.54%
2020-03-09 09:00 | 43899.375 |  | 55.62%
2020-03-09 10:00 | 43899.4167 |  | 55%
2020-03-09 11:00 | 43899.4583 |  | 54.63%
2020-03-09 12:00 | 43899.5 |  | 54.64%
2020-03-09 13:00 | 43899.5417 |  | 54.56%
2020-03-09 14:00 | 43899.5833 |  | 54.36%
2020-03-09 15:00 | 43899.625 |  | 54.32%
2020-03-09 16:00 | 43899.6667 |  | 54.31%
2020-03-09 17:00 | 43899.7083 |  | 54.6%
2020-03-09 18:00 | 43899.75 |  | 54.37%
2020-03-09 19:00 | 43899.7917 |  | 53.67%
2020-03-09 20:00 | 43899.8333 |  | 52.63%
2020-03-09 21:00 | 43899.875 |  | 50.7%
2020-03-09 22:00 | 43899.9167 |  | 49.67%
2020-03-09 23:00 | 43899.9583 |  | 48.85%
2020-03-10 | 43900 |  | 46.95%
2020-03-10 01:00 | 43900.0417 |  | 45.87%
2020-03-10 02:00 | 43900.0833 |  | 45.82%
2020-03-10 03:00 | 43900.125 |  | 46.76%
2020-03-10 04:00 | 43900.1667 |  | 47.51%
2020-03-10 05:00 | 43900.2083 |  | 49.38%
2020-03-10 06:00 | 43900.25 |  | 53.16%
2020-03-10 07:00 | 43900.2917 |  | 56.84%
2020-03-10 08:00 | 43900.3333 |  | 56.54%
2020-03-10 09:00 | 43900.375 |  | 55.62%
2020-03-10 10:00 | 43900.4167 |  | 55%
2020-03-10 11:00 | 43900.4583 |  | 54.63%
2020-03-10 12:00 | 43900.5 |  | 54.64%
2020-03-10 13:00 | 43900.5417 |  | 54.56%
2020-03-10 14:00 | 43900.5833 |  | 54.36%
2020-03-10 15:00 | 43900.625 |  | 54.32%
2020-03-10 16:00 | 43900.6667 |  | 54.31%
2020-03-10 17:00 | 43900.7083 |  | 54.6%
2020-03-10 18:00 | 43900.75 |  | 54.37%
2020-03-10 19:00 | 43900.7917 |  | 53.67%
2020-03-10 20:00 | 43900.8333 |  | 52.63%
2020-03-10 21:00 | 43900.875 |  | 50.7%
2020-03-10 22:00 | 43900.9167 |  | 49.67%
2020-03-10 23:00 | 43900.9583 |  | 48.85%
2020-03-11 | 43901 |  | 46.7%
2020-03-11 01:00 | 43901.0417 |  | 45.63%
2020-03-11 02:00 | 43901.0833 |  | 45.57%
2020-03-11 03:00 | 43901.125 |  | 46.51%
2020-03-11 04:00 | 43901.1667 |  | 47.25%
2020-03-11 05:00 | 43901.2083 |  | 49.12%
2020-03-11 06:00 | 43901.25 |  | 52.88%
2020-03-11 07:00 | 43901.2917 |  | 56.54%
2020-03-11 08:00 | 43901.3333 |  | 56.24%
2020-03-11 09:00 | 43901.375 |  | 55.32%
2020-03-11 10:00 | 43901.4167 |  | 54.71%
2020-03-11 11:00 | 43901.4583 |  | 54.34%
2020-03-11 12:00 | 43901.5 |  | 54.35%
2020-03-11 13:00 | 43901.5417 |  | 54.27%
2020-03-11 14:00 | 43901.5833 |  | 54.07%
2020-03-11 15:00 | 43901.625 |  | 54.03%
2020-03-11 16:00 | 43901.6667 |  | 54.02%
2020-03-11 17:00 | 43901.7083 |  | 54.31%
2020-03-11 18:00 | 43901.75 |  | 54.08%
2020-03-11 19:00 | 43901.7917 |  | 53.38%
2020-03-11 20:00 | 43901.8333 |  | 52.35%
2020-03-11 21:00 | 43901.875 |  | 50.43%
2020-03-11 22:00 | 43901.9167 |  | 49.41%
2020-03-11 23:00 | 43901.9583 |  | 48.59%
2020-03-12 | 43902 |  | 45.99%
2020-03-12 01:00 | 43902.0417 |  | 44.94%
2020-03-12 02:00 | 43902.0833 |  | 44.88%
2020-03-12 03:00 | 43902.125 |  | 45.8%
2020-03-12 04:00 | 43902.1667 |  | 46.54%
2020-03-12 05:00 | 43902.2083 |  | 48.37%
2020-03-12 06:00 | 43902.25 |  | 52.08%
2020-03-12 07:00 | 43902.2917 |  | 55.68%
2020-03-12 08:00 | 43902.3333 |  | 55.39%
2020-03-12 09:00 | 43902.375 |  | 54.48%
2020-03-12 10:00 | 43902.4167 |  | 53.88%
2020-03-12 11:00 | 43902.4583 |  | 53.52%
2020-03-12 12:00 | 43902.5 |  | 53.53%
2020-03-12 13:00 | 43902.5417 |  | 53.45%
2020-03-12 14:00 | 43902.5833 |  | 53.26%
2020-03-12 15:00 | 43902.625 |  | 53.21%
2020-03-12 16:00 | 43902.6667 |  | 53.2%
2020-03-12 17:00 | 43902.7083 |  | 53.48%
2020-03-12 18:00 | 43902.75 |  | 53.26%
2020-03-12 19:00 | 43902.7917 |  | 52.57%
2020-03-12 20:00 | 43902.8333 |  | 51.56%
2020-03-12 21:00 | 43902.875 |  | 49.67%
2020-03-12 22:00 | 43902.9167 |  | 48.66%
2020-03-12 23:00 | 43902.9583 |  | 47.85%
2020-03-13 | 43903 |  | 45.54%
2020-03-13 01:00 | 43903.0417 |  | 44.5%
2020-03-13 02:00 | 43903.0833 |  | 44.44%
2020-03-13 03:00 | 43903.125 |  | 45.36%
2020-03-13 04:00 | 43903.1667 |  | 46.08%
2020-03-13 05:00 | 43903.2083 |  | 47.9%
2020-03-13 06:00 | 43903.25 |  | 51.57%
2020-03-13 07:00 | 43903.2917 |  | 55.14%
2020-03-13 08:00 | 43903.3333 |  | 54.85%
2020-03-13 09:00 | 43903.375 |  | 53.95%
2020-03-13 10:00 | 43903.4167 |  | 53.35%
2020-03-13 11:00 | 43903.4583 |  | 53%
2020-03-13 12:00 | 43903.5 |  | 53%
2020-03-13 13:00 | 43903.5417 |  | 52.93%
2020-03-13 14:00 | 43903.5833 |  | 52.74%
2020-03-13 15:00 | 43903.625 |  | 52.69%
2020-03-13 16:00 | 43903.6667 |  | 52.68%
2020-03-13 17:00 | 43903.7083 |  | 52.96%
2020-03-13 18:00 | 43903.75 |  | 52.74%
2020-03-13 19:00 | 43903.7917 |  | 52.06%
2020-03-13 20:00 | 43903.8333 |  | 51.05%
2020-03-13 21:00 | 43903.875 |  | 49.18%
2020-03-13 22:00 | 43903.9167 |  | 48.18%
2020-03-13 23:00 | 43903.9583 |  | 47.39%
2020-03-14 | 43904 |  | 42.69%
2020-03-14 01:00 | 43904.0417 |  | 42.42%
2020-03-14 02:00 | 43904.0833 |  | 42.86%
2020-03-14 03:00 | 43904.125 |  | 43.5%
2020-03-14 04:00 | 43904.1667 |  | 43.98%
2020-03-14 05:00 | 43904.2083 |  | 45.38%
2020-03-14 06:00 | 43904.25 |  | 47.15%
2020-03-14 07:00 | 43904.2917 |  | 50.21%
2020-03-14 08:00 | 43904.3333 |  | 51.73%
2020-03-14 09:00 | 43904.375 |  | 52.11%
2020-03-14 10:00 | 43904.4167 |  | 51.81%
2020-03-14 11:00 | 43904.4583 |  | 51.19%
2020-03-14 12:00 | 43904.5 |  | 51.18%
2020-03-14 13:00 | 43904.5417 |  | 51.42%
2020-03-14 14:00 | 43904.5833 |  | 49.87%
2020-03-14 15:00 | 43904.625 |  | 48.41%
2020-03-14 16:00 | 43904.6667 |  | 48.26%
2020-03-14 17:00 | 43904.7083 |  | 48.98%
2020-03-14 18:00 | 43904.75 |  | 49.1%
2020-03-14 19:00 | 43904.7917 |  | 49.21%
2020-03-14 20:00 | 43904.8333 |  | 48.3%
2020-03-14 21:00 | 43904.875 |  | 46.22%
2020-03-14 22:00 | 43904.9167 |  | 46.35%
2020-03-14 23:00 | 43904.9583 |  | 46.2%
2020-03-15 | 43905 |  | 42.87%
2020-03-15 01:00 | 43905.0417 |  | 42.61%
2020-03-15 02:00 | 43905.0833 |  | 43.05%
2020-03-15 03:00 | 43905.125 |  | 43.68%
2020-03-15 04:00 | 43905.1667 |  | 44.17%
2020-03-15 05:00 | 43905.2083 |  | 45.57%
2020-03-15 06:00 | 43905.25 |  | 47.35%
2020-03-15 07:00 | 43905.2917 |  | 50.42%
2020-03-15 08:00 | 43905.3333 |  | 51.95%
2020-03-15 09:00 | 43905.375 |  | 52.34%
2020-03-15 10:00 | 43905.4167 |  | 52.03%
2020-03-15 11:00 | 43905.4583 |  | 51.41%
2020-03-15 12:00 | 43905.5 |  | 51.4%
2020-03-15 13:00 | 43905.5417 |  | 51.64%
2020-03-15 14:00 | 43905.5833 |  | 50.09%
2020-03-15 15:00 | 43905.625 |  | 48.62%
2020-03-15 16:00 | 43905.6667 |  | 48.46%
2020-03-15 17:00 | 43905.7083 |  | 49.19%
2020-03-15 18:00 | 43905.75 |  | 49.31%
2020-03-15 19:00 | 43905.7917 |  | 49.42%
2020-03-15 20:00 | 43905.8333 |  | 48.51%
2020-03-15 21:00 | 43905.875 |  | 46.42%
2020-03-15 22:00 | 43905.9167 |  | 46.55%
2020-03-15 23:00 | 43905.9583 |  | 46.4%
2020-03-16 | 43906 |  | 46.27%
2020-03-16 01:00 | 43906.0417 |  | 45.21%
2020-03-16 02:00 | 43906.0833 |  | 45.15%
2020-03-16 03:00 | 43906.125 |  | 46.08%
2020-03-16 04:00 | 43906.1667 |  | 46.82%
2020-03-16 05:00 | 43906.2083 |  | 48.66%
2020-03-16 06:00 | 43906.25 |  | 52.39%
2020-03-16 07:00 | 43906.2917 |  | 56.02%
2020-03-16 08:00 | 43906.3333 |  | 55.72%
2020-03-16 09:00 | 43906.375 |  | 54.81%
2020-03-16 10:00 | 43906.4167 |  | 54.2%
2020-03-16 11:00 | 43906.4583 |  | 53.84%
2020-03-16 12:00 | 43906.5 |  | 53.85%
2020-03-16 13:00 | 43906.5417 |  | 53.77%
2020-03-16 14:00 | 43906.5833 |  | 53.58%
2020-03-16 15:00 | 43906.625 |  | 53.53%
2020-03-16 16:00 | 43906.6667 |  | 53.52%
2020-03-16 17:00 | 43906.7083 |  | 53.81%
2020-03-16 18:00 | 43906.75 |  | 53.58%
2020-03-16 19:00 | 43906.7917 |  | 52.89%
2020-03-16 20:00 | 43906.8333 |  | 51.87%
2020-03-16 21:00 | 43906.875 |  | 49.96%
2020-03-16 22:00 | 43906.9167 |  | 48.95%
2020-03-16 23:00 | 43906.9583 |  | 48.14%
2020-03-17 | 43907 |  | 46.32%
2020-03-17 01:00 | 43907.0417 |  | 45.26%
2020-03-17 02:00 | 43907.0833 |  | 45.2%
2020-03-17 03:00 | 43907.125 |  | 46.13%
2020-03-17 04:00 | 43907.1667 |  | 46.87%
2020-03-17 05:00 | 43907.2083 |  | 48.72%
2020-03-17 06:00 | 43907.25 |  | 52.45%
2020-03-17 07:00 | 43907.2917 |  | 56.08%
2020-03-17 08:00 | 43907.3333 |  | 55.78%
2020-03-17 09:00 | 43907.375 |  | 54.88%
2020-03-17 10:00 | 43907.4167 |  | 54.27%
2020-03-17 11:00 | 43907.4583 |  | 53.9%
2020-03-17 12:00 | 43907.5 |  | 53.91%
2020-03-17 13:00 | 43907.5417 |  | 53.83%
2020-03-17 14:00 | 43907.5833 |  | 53.64%
2020-03-17 15:00 | 43907.625 |  | 53.59%
2020-03-17 16:00 | 43907.6667 |  | 53.58%
2020-03-17 17:00 | 43907.7083 |  | 53.87%
2020-03-17 18:00 | 43907.75 |  | 53.64%
2020-03-17 19:00 | 43907.7917 |  | 52.95%
2020-03-17 20:00 | 43907.8333 |  | 51.93%
2020-03-17 21:00 | 43907.875 |  | 50.02%
2020-03-17 22:00 | 43907.9167 |  | 49.01%
2020-03-17 23:00 | 43907.9583 |  | 48.2%
2020-03-18 | 43908 |  | 46.34%
2020-03-18 01:00 | 43908.0417 |  | 45.27%
2020-03-18 02:00 | 43908.0833 |  | 45.22%
2020-03-18 03:00 | 43908.125 |  | 46.15%
2020-03-18 04:00 | 43908.1667 |  | 46.89%
2020-03-18 05:00 | 43908.2083 |  | 48.74%
2020-03-18 06:00 | 43908.25 |  | 52.47%
2020-03-18 07:00 | 43908.2917 |  | 56.1%
2020-03-18 08:00 | 43908.3333 |  | 55.8%
2020-03-18 09:00 | 43908.375 |  | 54.9%
2020-03-18 10:00 | 43908.4167 |  | 54.28%
2020-03-18 11:00 | 43908.4583 |  | 53.92%
2020-03-18 12:00 | 43908.5 |  | 53.93%
2020-03-18 13:00 | 43908.5417 |  | 53.85%
2020-03-18 14:00 | 43908.5833 |  | 53.66%
2020-03-18 15:00 | 43908.625 |  | 53.61%
2020-03-18 16:00 | 43908.6667 |  | 53.6%
2020-03-18 17:00 | 43908.7083 |  | 53.89%
2020-03-18 18:00 | 43908.75 |  | 53.66%
2020-03-18 19:00 | 43908.7917 |  | 52.97%
2020-03-18 20:00 | 43908.8333 |  | 51.94%
2020-03-18 21:00 | 43908.875 |  | 50.04%
2020-03-18 22:00 | 43908.9167 |  | 49.03%
2020-03-18 23:00 | 43908.9583 |  | 48.22%
2020-03-19 | 43909 |  | 46.28%
2020-03-19 01:00 | 43909.0417 |  | 45.22%
2020-03-19 02:00 | 43909.0833 |  | 45.16%
2020-03-19 03:00 | 43909.125 |  | 46.09%
2020-03-19 04:00 | 43909.1667 |  | 46.83%
2020-03-19 05:00 | 43909.2083 |  | 48.68%
2020-03-19 06:00 | 43909.25 |  | 52.41%
2020-03-19 07:00 | 43909.2917 |  | 56.03%
2020-03-19 08:00 | 43909.3333 |  | 55.73%
2020-03-19 09:00 | 43909.375 |  | 54.83%
2020-03-19 10:00 | 43909.4167 |  | 54.22%
2020-03-19 11:00 | 43909.4583 |  | 53.85%
2020-03-19 12:00 | 43909.5 |  | 53.86%
2020-03-19 13:00 | 43909.5417 |  | 53.78%
2020-03-19 14:00 | 43909.5833 |  | 53.59%
2020-03-19 15:00 | 43909.625 |  | 53.55%
2020-03-19 16:00 | 43909.6667 |  | 53.54%
2020-03-19 17:00 | 43909.7083 |  | 53.82%
2020-03-19 18:00 | 43909.75 |  | 53.59%
2020-03-19 19:00 | 43909.7917 |  | 52.9%
2020-03-19 20:00 | 43909.8333 |  | 51.88%
2020-03-19 21:00 | 43909.875 |  | 49.98%
2020-03-19 22:00 | 43909.9167 |  | 48.96%
2020-03-19 23:00 | 43909.9583 |  | 48.15%
2020-03-20 | 43910 |  | 45.97%
2020-03-20 01:00 | 43910.0417 |  | 44.91%
2020-03-20 02:00 | 43910.0833 |  | 44.86%
2020-03-20 03:00 | 43910.125 |  | 45.78%
2020-03-20 04:00 | 43910.1667 |  | 46.51%
2020-03-20 05:00 | 43910.2083 |  | 48.35%
2020-03-20 06:00 | 43910.25 |  | 52.05%
2020-03-20 07:00 | 43910.2917 |  | 55.65%
2020-03-20 08:00 | 43910.3333 |  | 55.36%
2020-03-20 09:00 | 43910.375 |  | 54.46%
2020-03-20 10:00 | 43910.4167 |  | 53.85%
2020-03-20 11:00 | 43910.4583 |  | 53.49%
2020-03-20 12:00 | 43910.5 |  | 53.5%
2020-03-20 13:00 | 43910.5417 |  | 53.42%
2020-03-20 14:00 | 43910.5833 |  | 53.23%
2020-03-20 15:00 | 43910.625 |  | 53.18%
2020-03-20 16:00 | 43910.6667 |  | 53.17%
2020-03-20 17:00 | 43910.7083 |  | 53.46%
2020-03-20 18:00 | 43910.75 |  | 53.23%
2020-03-20 19:00 | 43910.7917 |  | 52.55%
2020-03-20 20:00 | 43910.8333 |  | 51.53%
2020-03-20 21:00 | 43910.875 |  | 49.64%
2020-03-20 22:00 | 43910.9167 |  | 48.63%
2020-03-20 23:00 | 43910.9583 |  | 47.83%
2020-03-21 | 43911 |  | 42.86%
2020-03-21 01:00 | 43911.0417 |  | 42.6%
2020-03-21 02:00 | 43911.0833 |  | 43.04%
2020-03-21 03:00 | 43911.125 |  | 43.68%
2020-03-21 04:00 | 43911.1667 |  | 44.16%
2020-03-21 05:00 | 43911.2083 |  | 45.57%
2020-03-21 06:00 | 43911.25 |  | 47.34%
2020-03-21 07:00 | 43911.2917 |  | 50.42%
2020-03-21 08:00 | 43911.3333 |  | 51.94%
2020-03-21 09:00 | 43911.375 |  | 52.33%
2020-03-21 10:00 | 43911.4167 |  | 52.02%
2020-03-21 11:00 | 43911.4583 |  | 51.4%
2020-03-21 12:00 | 43911.5 |  | 51.4%
2020-03-21 13:00 | 43911.5417 |  | 51.63%
2020-03-21 14:00 | 43911.5833 |  | 50.08%
2020-03-21 15:00 | 43911.625 |  | 48.61%
2020-03-21 16:00 | 43911.6667 |  | 48.46%
2020-03-21 17:00 | 43911.7083 |  | 49.18%
2020-03-21 18:00 | 43911.75 |  | 49.31%
2020-03-21 19:00 | 43911.7917 |  | 49.41%
2020-03-21 20:00 | 43911.8333 |  | 48.5%
2020-03-21 21:00 | 43911.875 |  | 46.41%
2020-03-21 22:00 | 43911.9167 |  | 46.55%
2020-03-21 23:00 | 43911.9583 |  | 46.39%
2020-03-22 | 43912 |  | 42.98%
2020-03-22 01:00 | 43912.0417 |  | 42.72%
2020-03-22 02:00 | 43912.0833 |  | 43.16%
2020-03-22 03:00 | 43912.125 |  | 43.8%
2020-03-22 04:00 | 43912.1667 |  | 44.28%
2020-03-22 05:00 | 43912.2083 |  | 45.69%
2020-03-22 06:00 | 43912.25 |  | 47.47%
2020-03-22 07:00 | 43912.2917 |  | 50.55%
2020-03-22 08:00 | 43912.3333 |  | 52.09%
2020-03-22 09:00 | 43912.375 |  | 52.47%
2020-03-22 10:00 | 43912.4167 |  | 52.17%
2020-03-22 11:00 | 43912.4583 |  | 51.54%
2020-03-22 12:00 | 43912.5 |  | 51.54%
2020-03-22 13:00 | 43912.5417 |  | 51.77%
2020-03-22 14:00 | 43912.5833 |  | 50.22%
2020-03-22 15:00 | 43912.625 |  | 48.75%
2020-03-22 16:00 | 43912.6667 |  | 48.59%
2020-03-22 17:00 | 43912.7083 |  | 49.32%
2020-03-22 18:00 | 43912.75 |  | 49.44%
2020-03-22 19:00 | 43912.7917 |  | 49.55%
2020-03-22 20:00 | 43912.8333 |  | 48.64%
2020-03-22 21:00 | 43912.875 |  | 46.54%
2020-03-22 22:00 | 43912.9167 |  | 46.67%
2020-03-22 23:00 | 43912.9583 |  | 46.52%
2020-03-23 | 43913 |  | 45.89%
2020-03-23 01:00 | 43913.0417 |  | 44.84%
2020-03-23 02:00 | 43913.0833 |  | 44.78%
2020-03-23 03:00 | 43913.125 |  | 45.71%
2020-03-23 04:00 | 43913.1667 |  | 46.44%
2020-03-23 05:00 | 43913.2083 |  | 48.27%
2020-03-23 06:00 | 43913.25 |  | 51.97%
2020-03-23 07:00 | 43913.2917 |  | 55.56%
2020-03-23 08:00 | 43913.3333 |  | 55.27%
2020-03-23 09:00 | 43913.375 |  | 54.37%
2020-03-23 10:00 | 43913.4167 |  | 53.76%
2020-03-23 11:00 | 43913.4583 |  | 53.4%
2020-03-23 12:00 | 43913.5 |  | 53.41%
2020-03-23 13:00 | 43913.5417 |  | 53.33%
2020-03-23 14:00 | 43913.5833 |  | 53.14%
2020-03-23 15:00 | 43913.625 |  | 53.1%
2020-03-23 16:00 | 43913.6667 |  | 53.09%
2020-03-23 17:00 | 43913.7083 |  | 53.37%
2020-03-23 18:00 | 43913.75 |  | 53.14%
2020-03-23 19:00 | 43913.7917 |  | 52.46%
2020-03-23 20:00 | 43913.8333 |  | 51.44%
2020-03-23 21:00 | 43913.875 |  | 49.56%
2020-03-23 22:00 | 43913.9167 |  | 48.55%
2020-03-23 23:00 | 43913.9583 |  | 47.75%
2020-03-24 | 43914 |  | 45.76%
2020-03-24 01:00 | 43914.0417 |  | 44.71%
2020-03-24 02:00 | 43914.0833 |  | 44.66%
2020-03-24 03:00 | 43914.125 |  | 45.58%
2020-03-24 04:00 | 43914.1667 |  | 46.31%
2020-03-24 05:00 | 43914.2083 |  | 48.13%
2020-03-24 06:00 | 43914.25 |  | 51.82%
2020-03-24 07:00 | 43914.2917 |  | 55.41%
2020-03-24 08:00 | 43914.3333 |  | 55.11%
2020-03-24 09:00 | 43914.375 |  | 54.21%
2020-03-24 10:00 | 43914.4167 |  | 53.61%
2020-03-24 11:00 | 43914.4583 |  | 53.25%
2020-03-24 12:00 | 43914.5 |  | 53.26%
2020-03-24 13:00 | 43914.5417 |  | 53.18%
2020-03-24 14:00 | 43914.5833 |  | 52.99%
2020-03-24 15:00 | 43914.625 |  | 52.95%
2020-03-24 16:00 | 43914.6667 |  | 52.94%
2020-03-24 17:00 | 43914.7083 |  | 53.22%
2020-03-24 18:00 | 43914.75 |  | 53%
2020-03-24 19:00 | 43914.7917 |  | 52.31%
2020-03-24 20:00 | 43914.8333 |  | 51.3%
2020-03-24 21:00 | 43914.875 |  | 49.42%
2020-03-24 22:00 | 43914.9167 |  | 48.42%
2020-03-24 23:00 | 43914.9583 |  | 47.62%
2020-03-25 | 43915 |  | 45.77%
2020-03-25 01:00 | 43915.0417 |  | 44.72%
2020-03-25 02:00 | 43915.0833 |  | 44.67%
2020-03-25 03:00 | 43915.125 |  | 45.59%
2020-03-25 04:00 | 43915.1667 |  | 46.32%
2020-03-25 05:00 | 43915.2083 |  | 48.14%
2020-03-25 06:00 | 43915.25 |  | 51.83%
2020-03-25 07:00 | 43915.2917 |  | 55.42%
2020-03-25 08:00 | 43915.3333 |  | 55.12%
2020-03-25 09:00 | 43915.375 |  | 54.23%
2020-03-25 10:00 | 43915.4167 |  | 53.62%
2020-03-25 11:00 | 43915.4583 |  | 53.26%
2020-03-25 12:00 | 43915.5 |  | 53.27%
2020-03-25 13:00 | 43915.5417 |  | 53.19%
2020-03-25 14:00 | 43915.5833 |  | 53%
2020-03-25 15:00 | 43915.625 |  | 52.96%
2020-03-25 16:00 | 43915.6667 |  | 52.95%
2020-03-25 17:00 | 43915.7083 |  | 53.23%
2020-03-25 18:00 | 43915.75 |  | 53.01%
2020-03-25 19:00 | 43915.7917 |  | 52.32%
2020-03-25 20:00 | 43915.8333 |  | 51.31%
2020-03-25 21:00 | 43915.875 |  | 49.43%
2020-03-25 22:00 | 43915.9167 |  | 48.43%
2020-03-25 23:00 | 43915.9583 |  | 47.63%
2020-03-26 | 43916 |  | 45.48%
2020-03-26 01:00 | 43916.0417 |  | 44.43%
2020-03-26 02:00 | 43916.0833 |  | 44.38%
2020-03-26 03:00 | 43916.125 |  | 45.29%
2020-03-26 04:00 | 43916.1667 |  | 46.02%
2020-03-26 05:00 | 43916.2083 |  | 47.83%
2020-03-26 06:00 | 43916.25 |  | 51.5%
2020-03-26 07:00 | 43916.2917 |  | 55.06%
2020-03-26 08:00 | 43916.3333 |  | 54.77%
2020-03-26 09:00 | 43916.375 |  | 53.88%
2020-03-26 10:00 | 43916.4167 |  | 53.28%
2020-03-26 11:00 | 43916.4583 |  | 52.92%
2020-03-26 12:00 | 43916.5 |  | 52.93%
2020-03-26 13:00 | 43916.5417 |  | 52.85%
2020-03-26 14:00 | 43916.5833 |  | 52.66%
2020-03-26 15:00 | 43916.625 |  | 52.62%
2020-03-26 16:00 | 43916.6667 |  | 52.61%
2020-03-26 17:00 | 43916.7083 |  | 52.89%
2020-03-26 18:00 | 43916.75 |  | 52.66%
2020-03-26 19:00 | 43916.7917 |  | 51.99%
2020-03-26 20:00 | 43916.8333 |  | 50.98%
2020-03-26 21:00 | 43916.875 |  | 49.11%
2020-03-26 22:00 | 43916.9167 |  | 48.11%
2020-03-26 23:00 | 43916.9583 |  | 47.32%
2020-03-27 | 43917 |  | 44.94%
2020-03-27 01:00 | 43917.0417 |  | 43.9%
2020-03-27 02:00 | 43917.0833 |  | 43.85%
2020-03-27 03:00 | 43917.125 |  | 44.75%
2020-03-27 04:00 | 43917.1667 |  | 45.47%
2020-03-27 05:00 | 43917.2083 |  | 47.26%
2020-03-27 06:00 | 43917.25 |  | 50.88%
2020-03-27 07:00 | 43917.2917 |  | 54.4%
2020-03-27 08:00 | 43917.3333 |  | 54.11%
2020-03-27 09:00 | 43917.375 |  | 53.23%
2020-03-27 10:00 | 43917.4167 |  | 52.64%
2020-03-27 11:00 | 43917.4583 |  | 52.29%
2020-03-27 12:00 | 43917.5 |  | 52.3%
2020-03-27 13:00 | 43917.5417 |  | 52.22%
2020-03-27 14:00 | 43917.5833 |  | 52.03%
2020-03-27 15:00 | 43917.625 |  | 51.99%
2020-03-27 16:00 | 43917.6667 |  | 51.98%
2020-03-27 17:00 | 43917.7083 |  | 52.26%
2020-03-27 18:00 | 43917.75 |  | 52.04%
2020-03-27 19:00 | 43917.7917 |  | 51.37%
2020-03-27 20:00 | 43917.8333 |  | 50.37%
2020-03-27 21:00 | 43917.875 |  | 48.52%
2020-03-27 22:00 | 43917.9167 |  | 47.54%
2020-03-27 23:00 | 43917.9583 |  | 46.75%
2020-03-28 | 43918 |  | 41.51%
2020-03-28 01:00 | 43918.0417 |  | 41.25%
2020-03-28 02:00 | 43918.0833 |  | 41.68%
2020-03-28 03:00 | 43918.125 |  | 42.3%
2020-03-28 04:00 | 43918.1667 |  | 42.76%
2020-03-28 05:00 | 43918.2083 |  | 44.13%
2020-03-28 06:00 | 43918.25 |  | 45.84%
2020-03-28 07:00 | 43918.2917 |  | 48.82%
2020-03-28 08:00 | 43918.3333 |  | 50.3%
2020-03-28 09:00 | 43918.375 |  | 50.68%
2020-03-28 10:00 | 43918.4167 |  | 50.38%
2020-03-28 11:00 | 43918.4583 |  | 49.77%
2020-03-28 12:00 | 43918.5 |  | 49.77%
2020-03-28 13:00 | 43918.5417 |  | 50%
2020-03-28 14:00 | 43918.5833 |  | 48.5%
2020-03-28 15:00 | 43918.625 |  | 47.08%
2020-03-28 16:00 | 43918.6667 |  | 46.92%
2020-03-28 17:00 | 43918.7083 |  | 47.63%
2020-03-28 18:00 | 43918.75 |  | 47.75%
2020-03-28 19:00 | 43918.7917 |  | 47.85%
2020-03-28 20:00 | 43918.8333 |  | 46.97%
2020-03-28 21:00 | 43918.875 |  | 44.95%
2020-03-28 22:00 | 43918.9167 |  | 45.08%
2020-03-28 23:00 | 43918.9583 |  | 44.93%
2020-03-29 | 43919 |  | 39.55%
2020-03-29 01:00 | 43919.0417 |  | 38.12%
2020-03-29 02:00 | 43919.0833 |  | 37.88%
2020-03-29 03:00 | 43919.125 |  | 38.37%
2020-03-29 04:00 | 43919.1667 |  | 40.03%
2020-03-29 05:00 | 43919.2083 |  | 43.43%
2020-03-29 06:00 | 43919.25 |  | 47.03%
2020-03-29 07:00 | 43919.2917 |  | 49.92%
2020-03-29 08:00 | 43919.3333 |  | 51.06%
2020-03-29 09:00 | 43919.375 |  | 49.94%
2020-03-29 10:00 | 43919.4167 |  | 48.87%
2020-03-29 11:00 | 43919.4583 |  | 48.6%
2020-03-29 12:00 | 43919.5 |  | 48.25%
2020-03-29 13:00 | 43919.5417 |  | 46.99%
2020-03-29 14:00 | 43919.5833 |  | 46.29%
2020-03-29 15:00 | 43919.625 |  | 45.35%
2020-03-29 16:00 | 43919.6667 |  | 45.87%
2020-03-29 17:00 | 43919.7083 |  | 45.76%
2020-03-29 18:00 | 43919.75 |  | 45.94%
2020-03-29 19:00 | 43919.7917 |  | 45.12%
2020-03-29 20:00 | 43919.8333 |  | 45.72%
2020-03-29 21:00 | 43919.875 |  | 44.41%
2020-03-29 22:00 | 43919.9167 |  | 43.34%
2020-03-29 23:00 | 43919.9583 |  | 39.16%
2020-03-30 | 43920 |  | 39.66%
2020-03-30 01:00 | 43920.0417 |  | 38.23%
2020-03-30 02:00 | 43920.0833 |  | 37.99%
2020-03-30 03:00 | 43920.125 |  | 38.48%
2020-03-30 04:00 | 43920.1667 |  | 40.14%
2020-03-30 05:00 | 43920.2083 |  | 43.56%
2020-03-30 06:00 | 43920.25 |  | 47.16%
2020-03-30 07:00 | 43920.2917 |  | 50.06%
2020-03-30 08:00 | 43920.3333 |  | 51.21%
2020-03-30 09:00 | 43920.375 |  | 50.08%
2020-03-30 10:00 | 43920.4167 |  | 49.01%
2020-03-30 11:00 | 43920.4583 |  | 48.74%
2020-03-30 12:00 | 43920.5 |  | 48.39%
2020-03-30 13:00 | 43920.5417 |  | 47.13%
2020-03-30 14:00 | 43920.5833 |  | 46.42%
2020-03-30 15:00 | 43920.625 |  | 45.48%
2020-03-30 16:00 | 43920.6667 |  | 46%
2020-03-30 17:00 | 43920.7083 |  | 45.9%
2020-03-30 18:00 | 43920.75 |  | 46.07%
2020-03-30 19:00 | 43920.7917 |  | 45.25%
2020-03-30 20:00 | 43920.8333 |  | 45.85%
2020-03-30 21:00 | 43920.875 |  | 44.54%
2020-03-30 22:00 | 43920.9167 |  | 43.47%
2020-03-30 23:00 | 43920.9583 |  | 39.27%
2020-03-31 | 43921 |  | 39.44%
2020-03-31 01:00 | 43921.0417 |  | 39.32%
2020-03-31 02:00 | 43921.0833 |  | 39.31%
2020-03-31 03:00 | 43921.125 |  | 40.22%
2020-03-31 04:00 | 43921.1667 |  | 42.15%
2020-03-31 05:00 | 43921.2083 |  | 46.37%
2020-03-31 06:00 | 43921.25 |  | 51.05%
2020-03-31 07:00 | 43921.2917 |  | 52.05%
2020-03-31 08:00 | 43921.3333 |  | 52%
2020-03-31 09:00 | 43921.375 |  | 51.1%
2020-03-31 10:00 | 43921.4167 |  | 50.78%
2020-03-31 11:00 | 43921.4583 |  | 50.95%
2020-03-31 12:00 | 43921.5 |  | 50.9%
2020-03-31 13:00 | 43921.5417 |  | 50.56%
2020-03-31 14:00 | 43921.5833 |  | 50.53%
2020-03-31 15:00 | 43921.625 |  | 50.45%
2020-03-31 16:00 | 43921.6667 |  | 50.21%
2020-03-31 17:00 | 43921.7083 |  | 50.16%
2020-03-31 18:00 | 43921.75 |  | 49.49%
2020-03-31 19:00 | 43921.7917 |  | 48.28%
2020-03-31 20:00 | 43921.8333 |  | 47.61%
2020-03-31 21:00 | 43921.875 |  | 46.52%
2020-03-31 22:00 | 43921.9167 |  | 46.01%
2020-03-31 23:00 | 43921.9583 |  | 41.85%
Formulas:
Date = [Date, row above]+1/24

## 1.6 Forced outage rates
1.6 Forced outage rates
Average forced outage rate over 2007-2017
Nuclear | 3.507%
Classical | 10.1%
CCGT | 8.496%
GT | 12.31%
TJ | 4.276%
Waste | 1.494%
CHP | 6.42%
Pumped storage | 4.28%

## 2.1 Demand
2.1 Demand
|  | Historical values |  |  | Base case normalized total demand
|  | Total demand [TWh] | Normalised total demand [TWh] | Growth rate | Growth rate | Forecast [TWh]
historical | 2011 | 87.02 | 88.17 | -0.01
historical | 2012 | 84.86 | 84.66 | -3.97%
historical | 2013 | 86.24 | 85.81 | 1.36%
historical | 2014 | 83.73 | 85.14 | -0.78%
historical | 2015 | 85.01 | 85.64 | 0.58%
historical | 2016 | 85.02 | 84.86 | -0.91%
forecast | 2017 | 84.826 | 85.38 | 0.61%
forecast | 2018 |  |  |  | 0.589% | 85.8829
forecast | 2019 |  |  |  | 0.6574% | 86.4475
forecast | 2020 |  |  |  | 0.7364% | 87.0841
forecast | 2021 |  |  |  | 0.6192% | 87.6234
forecast | 2022 |  |  |  | 0.4894% | 88.0522

## 2.2 Demand profile
2.2 Demand profile
Normalised hourly demand [MW]
Date | Hour
2019-11-01 | 43770 | 8791.3657
2019-11-01 01:00 | 43770.0417 | 8382.8229
2019-11-01 02:00 | 43770.0833 | 8119.1171
2019-11-01 03:00 | 43770.125 | 8025.2543
2019-11-01 04:00 | 43770.1667 | 8097.8257
2019-11-01 05:00 | 43770.2083 | 8493.88
2019-11-01 06:00 | 43770.25 | 9366.4514
2019-11-01 07:00 | 43770.2917 | 10122.4543
2019-11-01 08:00 | 43770.3333 | 10324.7914
2019-11-01 09:00 | 43770.375 | 10518.2171
2019-11-01 10:00 | 43770.4167 | 10609.0886
2019-11-01 11:00 | 43770.4583 | 10733.84
2019-11-01 12:00 | 43770.5 | 10550.7086
2019-11-01 13:00 | 43770.5417 | 10509.9229
2019-11-01 14:00 | 43770.5833 | 10398.1714
2019-11-01 15:00 | 43770.625 | 10374.3714
2019-11-01 16:00 | 43770.6667 | 10465.8257
2019-11-01 17:00 | 43770.7083 | 11042.8057
2019-11-01 18:00 | 43770.75 | 11083.8114
2019-11-01 19:00 | 43770.7917 | 10659.0629
2019-11-01 20:00 | 43770.8333 | 10160.4457
2019-11-01 21:00 | 43770.875 | 9710.5171
2019-11-01 22:00 | 43770.9167 | 9763.1971
2019-11-01 23:00 | 43770.9583 | 9570.2829
2019-11-02 | 43771 | 9021.7029
2019-11-02 01:00 | 43771.0417 | 8558.5229
2019-11-02 02:00 | 43771.0833 | 8252.8714
2019-11-02 03:00 | 43771.125 | 8049.3686
2019-11-02 04:00 | 43771.1667 | 8000.4314
2019-11-02 05:00 | 43771.2083 | 8058.8229
2019-11-02 06:00 | 43771.25 | 8338.4
2019-11-02 07:00 | 43771.2917 | 8643.9543
2019-11-02 08:00 | 43771.3333 | 8997.4429
2019-11-02 09:00 | 43771.375 | 9466.8114
2019-11-02 10:00 | 43771.4167 | 9699.1486
2019-11-02 11:00 | 43771.4583 | 9892.8914
2019-11-02 12:00 | 43771.5 | 9916.0714
2019-11-02 13:00 | 43771.5417 | 9740.7257
2019-11-02 14:00 | 43771.5833 | 9588.4514
2019-11-02 15:00 | 43771.625 | 9581.4971
2019-11-02 16:00 | 43771.6667 | 9686.7086
2019-11-02 17:00 | 43771.7083 | 10263.8
2019-11-02 18:00 | 43771.75 | 10317.3114
2019-11-02 19:00 | 43771.7917 | 9915.4657
2019-11-02 20:00 | 43771.8333 | 9507.0829
2019-11-02 21:00 | 43771.875 | 9125.4486
2019-11-02 22:00 | 43771.9167 | 9159.6657
2019-11-02 23:00 | 43771.9583 | 9111.5286
2019-11-03 | 43772 | 8734.76
2019-11-03 01:00 | 43772.0417 | 8314.5629
2019-11-03 02:00 | 43772.0833 | 8020.8086
2019-11-03 03:00 | 43772.125 | 7851.2943
2019-11-03 04:00 | 43772.1667 | 7795.5771
2019-11-03 05:00 | 43772.2083 | 7854.6743
2019-11-03 06:00 | 43772.25 | 8055.0771
2019-11-03 07:00 | 43772.2917 | 8198.0857
2019-11-03 08:00 | 43772.3333 | 8463.1371
2019-11-03 09:00 | 43772.375 | 8943.1086
2019-11-03 10:00 | 43772.4167 | 9308.2743
2019-11-03 11:00 | 43772.4583 | 9580.4914
2019-11-03 12:00 | 43772.5 | 9688.34
2019-11-03 13:00 | 43772.5417 | 9418.8114
2019-11-03 14:00 | 43772.5833 | 9161.3943
2019-11-03 15:00 | 43772.625 | 9011.8286
2019-11-03 16:00 | 43772.6667 | 9089.4886
2019-11-03 17:00 | 43772.7083 | 9763.2143
2019-11-03 18:00 | 43772.75 | 10115.8686
2019-11-03 19:00 | 43772.7917 | 9938.8886
2019-11-03 20:00 | 43772.8333 | 9649.7029
2019-11-03 21:00 | 43772.875 | 9281.3743
2019-11-03 22:00 | 43772.9167 | 9268.7543
2019-11-03 23:00 | 43772.9583 | 9113.6286
2019-11-04 | 43773 | 8916.96
2019-11-04 01:00 | 43773.0417 | 8406.98
2019-11-04 02:00 | 43773.0833 | 8077.7686
2019-11-04 03:00 | 43773.125 | 7960.6971
2019-11-04 04:00 | 43773.1667 | 8051.1429
2019-11-04 05:00 | 43773.2083 | 8545.66
2019-11-04 06:00 | 43773.25 | 9634.8543
2019-11-04 07:00 | 43773.2917 | 10578.5657
2019-11-04 08:00 | 43773.3333 | 10831.0857
2019-11-04 09:00 | 43773.375 | 11072.5629
2019-11-04 10:00 | 43773.4167 | 11186.0086
2019-11-04 11:00 | 43773.4583 | 11341.6771
2019-11-04 12:00 | 43773.5 | 11113.0714
2019-11-04 13:00 | 43773.5417 | 11062.2114
2019-11-04 14:00 | 43773.5833 | 10922.6371
2019-11-04 15:00 | 43773.625 | 10892.8914
2019-11-04 16:00 | 43773.6667 | 11007.1543
2019-11-04 17:00 | 43773.7083 | 11727.36
2019-11-04 18:00 | 43773.75 | 11778.5171
2019-11-04 19:00 | 43773.7917 | 11248.2286
2019-11-04 20:00 | 43773.8333 | 10625.8943
2019-11-04 21:00 | 43773.875 | 10064.26
2019-11-04 22:00 | 43773.9167 | 10130.0829
2019-11-04 23:00 | 43773.9583 | 9889.2057
2019-11-05 | 43774 | 9372.1857
2019-11-05 01:00 | 43774.0417 | 8944.6286
2019-11-05 02:00 | 43774.0833 | 8668.5657
2019-11-05 03:00 | 43774.125 | 8570.38
2019-11-05 04:00 | 43774.1667 | 8646.2857
2019-11-05 05:00 | 43774.2083 | 9060.8743
2019-11-05 06:00 | 43774.25 | 9973.9457
2019-11-05 07:00 | 43774.2917 | 10765.1629
2019-11-05 08:00 | 43774.3333 | 10976.9
2019-11-05 09:00 | 43774.375 | 11179.2486
2019-11-05 10:00 | 43774.4167 | 11274.4371
2019-11-05 11:00 | 43774.4583 | 11404.9714
2019-11-05 12:00 | 43774.5 | 11213.3057
2019-11-05 13:00 | 43774.5417 | 11170.6657
2019-11-05 14:00 | 43774.5833 | 11053.6086
2019-11-05 15:00 | 43774.625 | 11028.7429
2019-11-05 16:00 | 43774.6667 | 11124.4171
2019-11-05 17:00 | 43774.7083 | 11728.2714
2019-11-05 18:00 | 43774.75 | 11771.1229
2019-11-05 19:00 | 43774.7917 | 11326.5657
2019-11-05 20:00 | 43774.8333 | 10804.9171
2019-11-05 21:00 | 43774.875 | 10334.0029
2019-11-05 22:00 | 43774.9167 | 10389.2286
2019-11-05 23:00 | 43774.9583 | 10187.1829
2019-11-06 | 43775 | 9404.1114
2019-11-06 01:00 | 43775.0417 | 8976.8171
2019-11-06 02:00 | 43775.0833 | 8700.9314
2019-11-06 03:00 | 43775.125 | 8602.74
2019-11-06 04:00 | 43775.1667 | 8678.5657
2019-11-06 05:00 | 43775.2083 | 9092.9686
2019-11-06 06:00 | 43775.25 | 10005.7
2019-11-06 07:00 | 43775.2917 | 10796.5657
2019-11-06 08:00 | 43775.3333 | 11008.2029
2019-11-06 09:00 | 43775.375 | 11210.4743
2019-11-06 10:00 | 43775.4167 | 11305.5657
2019-11-06 11:00 | 43775.4583 | 11436.0171
2019-11-06 12:00 | 43775.5 | 11244.5314
2019-11-06 13:00 | 43775.5417 | 11201.7829
2019-11-06 14:00 | 43775.5833 | 11084.8229
2019-11-06 15:00 | 43775.625 | 11059.9571
2019-11-06 16:00 | 43775.6667 | 11155.6429
2019-11-06 17:00 | 43775.7083 | 11759.2286
2019-11-06 18:00 | 43775.75 | 11802.0686
2019-11-06 19:00 | 43775.7917 | 11357.8057
2019-11-06 20:00 | 43775.8333 | 10836.2086
2019-11-06 21:00 | 43775.875 | 10365.5686
2019-11-06 22:00 | 43775.9167 | 10420.7143
2019-11-06 23:00 | 43775.9583 | 10218.84
2019-11-07 | 43776 | 9371.7114
2019-11-07 01:00 | 43776.0417 | 8944.2343
2019-11-07 02:00 | 43776.0833 | 8668.18
2019-11-07 03:00 | 43776.125 | 8570.0229
2019-11-07 04:00 | 43776.1667 | 8645.8857
2019-11-07 05:00 | 43776.2083 | 9060.3743
2019-11-07 06:00 | 43776.25 | 9973.5143
2019-11-07 07:00 | 43776.2917 | 10764.7
2019-11-07 08:00 | 43776.3333 | 10976.3886
2019-11-07 09:00 | 43776.375 | 11178.7943
2019-11-07 10:00 | 43776.4167 | 11273.94
2019-11-07 11:00 | 43776.4583 | 11404.3714
2019-11-07 12:00 | 43776.5 | 11212.7686
2019-11-07 13:00 | 43776.5417 | 11170.1029
2019-11-07 14:00 | 43776.5833 | 11053.1457
2019-11-07 15:00 | 43776.625 | 11028.2657
2019-11-07 16:00 | 43776.6667 | 11123.92
2019-11-07 17:00 | 43776.7083 | 11727.8057
2019-11-07 18:00 | 43776.75 | 11770.5886
2019-11-07 19:00 | 43776.7917 | 11326.1114
2019-11-07 20:00 | 43776.8333 | 10804.3857
2019-11-07 21:00 | 43776.875 | 10333.5257
2019-11-07 22:00 | 43776.9167 | 10388.6971
2019-11-07 23:00 | 43776.9583 | 10186.7029
2019-11-08 | 43777 | 9387.7057
2019-11-08 01:00 | 43777.0417 | 8960.3571
2019-11-08 02:00 | 43777.0833 | 8684.4771
2019-11-08 03:00 | 43777.125 | 8586.3057
2019-11-08 04:00 | 43777.1667 | 8662.1914
2019-11-08 05:00 | 43777.2083 | 9076.5257
2019-11-08 06:00 | 43777.25 | 9989.2714
2019-11-08 07:00 | 43777.2917 | 10780.0771
2019-11-08 08:00 | 43777.3333 | 10991.8
2019-11-08 09:00 | 43777.375 | 11194.1229
2019-11-08 10:00 | 43777.4167 | 11289.1914
2019-11-08 11:00 | 43777.4583 | 11419.6314
2019-11-08 12:00 | 43777.5 | 11228.1171
2019-11-08 13:00 | 43777.5417 | 11185.42
2019-11-08 14:00 | 43777.5833 | 11068.4686
2019-11-08 15:00 | 43777.625 | 11043.58
2019-11-08 16:00 | 43777.6667 | 11139.2429
2019-11-08 17:00 | 43777.7083 | 11742.8143
2019-11-08 18:00 | 43777.75 | 11785.6886
2019-11-08 19:00 | 43777.7917 | 11341.36
2019-11-08 20:00 | 43777.8333 | 10819.8657
2019-11-08 21:00 | 43777.875 | 10349.1429
2019-11-08 22:00 | 43777.9167 | 10404.3286
2019-11-08 23:00 | 43777.9583 | 10202.4057
2019-11-09 | 43778 | 9164.7971
2019-11-09 01:00 | 43778.0417 | 8699.06
2019-11-09 02:00 | 43778.0833 | 8391.7
2019-11-09 03:00 | 43778.125 | 8187.1343
2019-11-09 04:00 | 43778.1667 | 8137.9343
2019-11-09 05:00 | 43778.2083 | 8196.5971
2019-11-09 06:00 | 43778.25 | 8477.7714
2019-11-09 07:00 | 43778.2917 | 8784.9143
2019-11-09 08:00 | 43778.3333 | 9140.4971
2019-11-09 09:00 | 43778.375 | 9612.3943
2019-11-09 10:00 | 43778.4167 | 9845.9514
2019-11-09 11:00 | 43778.4583 | 10040.86
2019-11-09 12:00 | 43778.5 | 10064.1771
2019-11-09 13:00 | 43778.5417 | 9887.7971
2019-11-09 14:00 | 43778.5833 | 9734.7029
2019-11-09 15:00 | 43778.625 | 9727.7314
2019-11-09 16:00 | 43778.6667 | 9833.4943
2019-11-09 17:00 | 43778.7083 | 10413.7657
2019-11-09 18:00 | 43778.75 | 10467.54
2019-11-09 19:00 | 43778.7917 | 10063.4771
2019-11-09 20:00 | 43778.8333 | 9652.8314
2019-11-09 21:00 | 43778.875 | 9269.1743
2019-11-09 22:00 | 43778.9167 | 9303.4286
2019-11-09 23:00 | 43778.9583 | 9255.1257
2019-11-10 | 43779 | 9164.7971
2019-11-10 01:00 | 43779.0417 | 8699.06
2019-11-10 02:00 | 43779.0833 | 8391.7
2019-11-10 03:00 | 43779.125 | 8187.1343
2019-11-10 04:00 | 43779.1667 | 8137.9343
2019-11-10 05:00 | 43779.2083 | 8196.5971
2019-11-10 06:00 | 43779.25 | 8477.7714
2019-11-10 07:00 | 43779.2917 | 8784.9143
2019-11-10 08:00 | 43779.3333 | 9140.4971
2019-11-10 09:00 | 43779.375 | 9612.3943
2019-11-10 10:00 | 43779.4167 | 9845.9514
2019-11-10 11:00 | 43779.4583 | 10040.86
2019-11-10 12:00 | 43779.5 | 10064.1771
2019-11-10 13:00 | 43779.5417 | 9887.7971
2019-11-10 14:00 | 43779.5833 | 9734.7029
2019-11-10 15:00 | 43779.625 | 9727.7314
2019-11-10 16:00 | 43779.6667 | 9833.4943
2019-11-10 17:00 | 43779.7083 | 10413.7657
2019-11-10 18:00 | 43779.75 | 10467.54
2019-11-10 19:00 | 43779.7917 | 10063.4771
2019-11-10 20:00 | 43779.8333 | 9652.8314
2019-11-10 21:00 | 43779.875 | 9269.1743
2019-11-10 22:00 | 43779.9167 | 9303.4286
2019-11-10 23:00 | 43779.9583 | 9255.1257
2019-11-11 | 43780 | 7799.2029
2019-11-11 01:00 | 43780.0417 | 7424.9971
2019-11-11 02:00 | 43780.0833 | 7163.2514
2019-11-11 03:00 | 43780.125 | 7012.3629
2019-11-11 04:00 | 43780.1667 | 6962.6229
2019-11-11 05:00 | 43780.2083 | 7015.3343
2019-11-11 06:00 | 43780.25 | 7193.76
2019-11-11 07:00 | 43780.2917 | 7321.1657
2019-11-11 08:00 | 43780.3333 | 7557.2657
2019-11-11 09:00 | 43780.375 | 7984.7686
2019-11-11 10:00 | 43780.4167 | 8310.0343
2019-11-11 11:00 | 43780.4583 | 8552.4686
2019-11-11 12:00 | 43780.5 | 8648.56
2019-11-11 13:00 | 43780.5417 | 8408.5171
2019-11-11 14:00 | 43780.5833 | 8179.2457
2019-11-11 15:00 | 43780.625 | 8046
2019-11-11 16:00 | 43780.6667 | 8115.1514
2019-11-11 17:00 | 43780.7083 | 8715.2457
2019-11-11 18:00 | 43780.75 | 9029.4143
2019-11-11 19:00 | 43780.7917 | 8871.78
2019-11-11 20:00 | 43780.8333 | 8614.1886
2019-11-11 21:00 | 43780.875 | 8286.0571
2019-11-11 22:00 | 43780.9167 | 8274.7571
2019-11-11 23:00 | 43780.9583 | 8136.6486
2019-11-12 | 43781 | 9459.1514
2019-11-12 01:00 | 43781.0417 | 9032.3171
2019-11-12 02:00 | 43781.0833 | 8756.7771
2019-11-12 03:00 | 43781.125 | 8658.7
2019-11-12 04:00 | 43781.1667 | 8734.4857
2019-11-12 05:00 | 43781.2083 | 9148.2943
2019-11-12 06:00 | 43781.25 | 10060.0171
2019-11-12 07:00 | 43781.2917 | 10849.8486
2019-11-12 08:00 | 43781.3333 | 11061.2086
2019-11-12 09:00 | 43781.375 | 11263.3771
2019-11-12 10:00 | 43781.4167 | 11358.2514
2019-11-12 11:00 | 43781.4583 | 11488.6257
2019-11-12 12:00 | 43781.5 | 11297.2571
2019-11-12 13:00 | 43781.5417 | 11254.6686
2019-11-12 14:00 | 43781.5833 | 11137.8886
2019-11-12 15:00 | 43781.625 | 11113.0057
2019-11-12 16:00 | 43781.6667 | 11208.58
2019-11-12 17:00 | 43781.7083 | 11811.4571
2019-11-12 18:00 | 43781.75 | 11854.2457
2019-11-12 19:00 | 43781.7917 | 11410.4429
2019-11-12 20:00 | 43781.8333 | 10889.5514
2019-11-12 21:00 | 43781.875 | 10419.4457
2019-11-12 22:00 | 43781.9167 | 10474.5286
2019-11-12 23:00 | 43781.9583 | 10272.8743
2019-11-13 | 43782 | 9525.7914
2019-11-13 01:00 | 43782.0417 | 9099.7143
2019-11-13 02:00 | 43782.0833 | 8824.6771
2019-11-13 03:00 | 43782.125 | 8726.8371
2019-11-13 04:00 | 43782.1667 | 8802.4143
2019-11-13 05:00 | 43782.2083 | 9215.5171
2019-11-13 06:00 | 43782.25 | 10125.5829
2019-11-13 07:00 | 43782.2917 | 10914.0486
2019-11-13 08:00 | 43782.3333 | 11125.1
2019-11-13 09:00 | 43782.375 | 11326.7571
2019-11-13 10:00 | 43782.4167 | 11421.5914
2019-11-13 11:00 | 43782.4583 | 11551.6771
2019-11-13 12:00 | 43782.5 | 11360.6943
2019-11-13 13:00 | 43782.5417 | 11318.1686
2019-11-13 14:00 | 43782.5833 | 11201.5686
2019-11-13 15:00 | 43782.625 | 11176.7029
2019-11-13 16:00 | 43782.6667 | 11272.1486
2019-11-13 17:00 | 43782.7083 | 11873.9229
2019-11-13 18:00 | 43782.75 | 11916.6486
2019-11-13 19:00 | 43782.7917 | 11473.6086
2019-11-13 20:00 | 43782.8333 | 10953.68
2019-11-13 21:00 | 43782.875 | 10484.3771
2019-11-13 22:00 | 43782.9167 | 10539.3857
2019-11-13 23:00 | 43782.9583 | 10338.0171
2019-11-14 | 43783 | 9623.4457
2019-11-14 01:00 | 43783.0417 | 9198.4
2019-11-14 02:00 | 43783.0833 | 8923.9486
2019-11-14 03:00 | 43783.125 | 8826.2886
2019-11-14 04:00 | 43783.1667 | 8901.7314
2019-11-14 05:00 | 43783.2083 | 9313.9114
2019-11-14 06:00 | 43783.25 | 10221.7829
2019-11-14 07:00 | 43783.2917 | 11008.4829
2019-11-14 08:00 | 43783.3333 | 11218.9514
2019-11-14 09:00 | 43783.375 | 11420.26
2019-11-14 10:00 | 43783.4167 | 11514.7371
2019-11-14 11:00 | 43783.4583 | 11644.5971
2019-11-14 12:00 | 43783.5 | 11454.0457
2019-11-14 13:00 | 43783.5417 | 11411.5943
2019-11-14 14:00 | 43783.5833 | 11295.2971
2019-11-14 15:00 | 43783.625 | 11270.4743
2019-11-14 16:00 | 43783.6667 | 11365.6457
2019-11-14 17:00 | 43783.7083 | 11966.0857
2019-11-14 18:00 | 43783.75 | 12008.6514
2019-11-14 19:00 | 43783.7917 | 11566.6543
2019-11-14 20:00 | 43783.8333 | 11047.9457
2019-11-14 21:00 | 43783.875 | 10579.7514
2019-11-14 22:00 | 43783.9167 | 10634.6686
2019-11-14 23:00 | 43783.9583 | 10433.8486
2019-11-15 | 43784 | 9650.5971
2019-11-15 01:00 | 43784.0417 | 9225.7743
2019-11-15 02:00 | 43784.0833 | 8951.4971
2019-11-15 03:00 | 43784.125 | 8853.86
2019-11-15 04:00 | 43784.1667 | 8929.2771
2019-11-15 05:00 | 43784.2083 | 9341.2571
2019-11-15 06:00 | 43784.25 | 10248.5771
2019-11-15 07:00 | 43784.2917 | 11034.7657
2019-11-15 08:00 | 43784.3333 | 11245.1943
2019-11-15 09:00 | 43784.375 | 11446.34
2019-11-15 10:00 | 43784.4167 | 11540.9057
2019-11-15 11:00 | 43784.4583 | 11670.6143
2019-11-15 12:00 | 43784.5 | 11480.1257
2019-11-15 13:00 | 43784.5417 | 11437.7771
2019-11-15 14:00 | 43784.5833 | 11321.5086
2019-11-15 15:00 | 43784.625 | 11296.7
2019-11-15 16:00 | 43784.6667 | 11391.8429
2019-11-15 17:00 | 43784.7083 | 11991.9343
2019-11-15 18:00 | 43784.75 | 12034.4629
2019-11-15 19:00 | 43784.7917 | 11592.7114
2019-11-15 20:00 | 43784.8333 | 11074.32
2019-11-15 21:00 | 43784.875 | 10606.3657
2019-11-15 22:00 | 43784.9167 | 10661.2571
2019-11-15 23:00 | 43784.9583 | 10460.5
2019-11-16 | 43785 | 9455.0029
2019-11-16 01:00 | 43785.0417 | 8986.6371
2019-11-16 02:00 | 43785.0833 | 8677.5829
2019-11-16 03:00 | 43785.125 | 8471.8543
2019-11-16 04:00 | 43785.1667 | 8422.3286
2019-11-16 05:00 | 43785.2083 | 8481.4286
2019-11-16 06:00 | 43785.25 | 8764.1286
2019-11-16 07:00 | 43785.2917 | 9072.9857
2019-11-16 08:00 | 43785.3333 | 9430.4429
2019-11-16 09:00 | 43785.375 | 9905.0086
2019-11-16 10:00 | 43785.4167 | 10139.8943
2019-11-16 11:00 | 43785.4583 | 10335.8343
2019-11-16 12:00 | 43785.5 | 10359.2971
2019-11-16 13:00 | 43785.5417 | 10181.9143
2019-11-16 14:00 | 43785.5833 | 10027.9829
2019-11-16 15:00 | 43785.625 | 10021.0114
2019-11-16 16:00 | 43785.6667 | 10127.3257
2019-11-16 17:00 | 43785.7083 | 10710.7714
2019-11-16 18:00 | 43785.75 | 10764.8886
2019-11-16 19:00 | 43785.7917 | 10358.6029
2019-11-16 20:00 | 43785.8333 | 9945.74
2019-11-16 21:00 | 43785.875 | 9559.82
2019-11-16 22:00 | 43785.9167 | 9594.3571
2019-11-16 23:00 | 43785.9583 | 9545.8457
2019-11-17 | 43786 | 9013.2286
2019-11-17 01:00 | 43786.0417 | 8585.1686
2019-11-17 02:00 | 43786.0833 | 8285.76
2019-11-17 03:00 | 43786.125 | 8113.0457
2019-11-17 04:00 | 43786.1667 | 8056.2714
2019-11-17 05:00 | 43786.2083 | 8116.5343
2019-11-17 06:00 | 43786.25 | 8320.6743
2019-11-17 07:00 | 43786.2917 | 8466.44
2019-11-17 08:00 | 43786.3333 | 8736.5057
2019-11-17 09:00 | 43786.375 | 9225.5257
2019-11-17 10:00 | 43786.4167 | 9597.7171
2019-11-17 11:00 | 43786.4583 | 9874.9543
2019-11-17 12:00 | 43786.5 | 9984.8171
2019-11-17 13:00 | 43786.5417 | 9710.2714
2019-11-17 14:00 | 43786.5833 | 9447.9714
2019-11-17 15:00 | 43786.625 | 9295.6371
2019-11-17 16:00 | 43786.6667 | 9374.6857
2019-11-17 17:00 | 43786.7083 | 10061.1886
2019-11-17 18:00 | 43786.75 | 10420.54
2019-11-17 19:00 | 43786.7917 | 10240.26
2019-11-17 20:00 | 43786.8333 | 9945.5486
2019-11-17 21:00 | 43786.875 | 9570.1829
2019-11-17 22:00 | 43786.9167 | 9557.3457
2019-11-17 23:00 | 43786.9583 | 9399.3486
2019-11-18 | 43787 | 9156.6086
2019-11-18 01:00 | 43787.0417 | 8645.3286
2019-11-18 02:00 | 43787.0833 | 8315.2343
2019-11-18 03:00 | 43787.125 | 8197.7886
2019-11-18 04:00 | 43787.1667 | 8288.5314
2019-11-18 05:00 | 43787.2083 | 8784.3286
2019-11-18 06:00 | 43787.25 | 9876.3829
2019-11-18 07:00 | 43787.2917 | 10822.5514
2019-11-18 08:00 | 43787.3333 | 11075.7743
2019-11-18 09:00 | 43787.375 | 11317.8514
2019-11-18 10:00 | 43787.4167 | 11431.56
2019-11-18 11:00 | 43787.4583 | 11587.7543
2019-11-18 12:00 | 43787.5 | 11358.5229
2019-11-18 13:00 | 43787.5417 | 11307.5371
2019-11-18 14:00 | 43787.5833 | 11167.5286
2019-11-18 15:00 | 43787.625 | 11137.7829
2019-11-18 16:00 | 43787.6667 | 11252.2971
2019-11-18 17:00 | 43787.7083 | 11974.4
2019-11-18 18:00 | 43787.75 | 12025.6857
2019-11-18 19:00 | 43787.7917 | 11494.08
2019-11-18 20:00 | 43787.8333 | 10870.1057
2019-11-18 21:00 | 43787.875 | 10306.9286
2019-11-18 22:00 | 43787.9167 | 10372.9829
2019-11-18 23:00 | 43787.9583 | 10131.4086
2019-11-19 | 43788 | 9713.9857
2019-11-19 01:00 | 43788.0417 | 9289.94
2019-11-19 02:00 | 43788.0833 | 9016.1171
2019-11-19 03:00 | 43788.125 | 8918.68
2019-11-19 04:00 | 43788.1667 | 8993.9943
2019-11-19 05:00 | 43788.2083 | 9405.1914
2019-11-19 06:00 | 43788.25 | 10310.9686
2019-11-19 07:00 | 43788.2917 | 11095.8
2019-11-19 08:00 | 43788.3333 | 11305.88
2019-11-19 09:00 | 43788.375 | 11506.6029
2019-11-19 10:00 | 43788.4167 | 11600.9314
2019-11-19 11:00 | 43788.4583 | 11730.4371
2019-11-19 12:00 | 43788.5 | 11540.3714
2019-11-19 13:00 | 43788.5417 | 11498.0314
2019-11-19 14:00 | 43788.5833 | 11381.9857
2019-11-19 15:00 | 43788.625 | 11357.2886
2019-11-19 16:00 | 43788.6667 | 11452.2086
2019-11-19 17:00 | 43788.7083 | 12051.1743
2019-11-19 18:00 | 43788.75 | 12093.7229
2019-11-19 19:00 | 43788.7917 | 11652.7314
2019-11-19 20:00 | 43788.8333 | 11135.2429
2019-11-19 21:00 | 43788.875 | 10668.1743
2019-11-19 22:00 | 43788.9167 | 10722.8514
2019-11-19 23:00 | 43788.9583 | 10522.5343
2019-11-20 | 43789 | 9803.7143
2019-11-20 01:00 | 43789.0417 | 9380.7429
2019-11-20 02:00 | 43789.0833 | 9107.5686
2019-11-20 03:00 | 43789.125 | 9010.3457
2019-11-20 04:00 | 43789.1667 | 9085.4057
2019-11-20 05:00 | 43789.2083 | 9495.6457
2019-11-20 06:00 | 43789.25 | 10399.3514
2019-11-20 07:00 | 43789.2917 | 11182.2686
2019-11-20 08:00 | 43789.3333 | 11391.82
2019-11-20 09:00 | 43789.375 | 11592.1057
2019-11-20 10:00 | 43789.4167 | 11686.2543
2019-11-20 11:00 | 43789.4583 | 11815.3771
2019-11-20 12:00 | 43789.5 | 11625.7314
2019-11-20 13:00 | 43789.5417 | 11583.5771
2019-11-20 14:00 | 43789.5833 | 11467.7657
2019-11-20 15:00 | 43789.625 | 11443.1086
2019-11-20 16:00 | 43789.6667 | 11537.8486
2019-11-20 17:00 | 43789.7083 | 12135.3657
2019-11-20 18:00 | 43789.75 | 12177.8086
2019-11-20 19:00 | 43789.7917 | 11737.8486
2019-11-20 20:00 | 43789.8333 | 11221.6314
2019-11-20 21:00 | 43789.875 | 10755.62
2019-11-20 22:00 | 43789.9167 | 10810.1971
2019-11-20 23:00 | 43789.9583 | 10610.2971
2019-11-21 | 43790 | 9756.1629
2019-11-21 01:00 | 43790.0417 | 9332.7686
2019-11-21 02:00 | 43790.0833 | 9059.3971
2019-11-21 03:00 | 43790.125 | 8962.1343
2019-11-21 04:00 | 43790.1667 | 9037.2886
2019-11-21 05:00 | 43790.2083 | 9447.8514
2019-11-21 06:00 | 43790.25 | 10352.1943
2019-11-21 07:00 | 43790.2917 | 11135.7743
2019-11-21 08:00 | 43790.3333 | 11345.5314
2019-11-21 09:00 | 43790.375 | 11545.9343
2019-11-21 10:00 | 43790.4167 | 11640.22
2019-11-21 11:00 | 43790.4583 | 11769.4314
2019-11-21 12:00 | 43790.5 | 11579.6829
2019-11-21 13:00 | 43790.5417 | 11537.3714
2019-11-21 14:00 | 43790.5833 | 11421.4914
2019-11-21 15:00 | 43790.625 | 11396.9057
2019-11-21 16:00 | 43790.6667 | 11491.6829
2019-11-21 17:00 | 43790.7083 | 12089.6914
2019-11-21 18:00 | 43790.75 | 12132.1029
2019-11-21 19:00 | 43790.7917 | 11691.8771
2019-11-21 20:00 | 43790.8333 | 11175.1057
2019-11-21 21:00 | 43790.875 | 10708.7914
2019-11-21 22:00 | 43790.9167 | 10763.4486
2019-11-21 23:00 | 43790.9583 | 10563.4514
2019-11-22 | 43791 | 9752.5571
2019-11-22 01:00 | 43791.0417 | 9329.0971
2019-11-22 02:00 | 43791.0833 | 9055.7314
2019-11-22 03:00 | 43791.125 | 8958.5371
2019-11-22 04:00 | 43791.1667 | 9033.6171
2019-11-22 05:00 | 43791.2083 | 9444.2257
2019-11-22 06:00 | 43791.25 | 10348.5914
2019-11-22 07:00 | 43791.2917 | 11132.26
2019-11-22 08:00 | 43791.3333 | 11341.9
2019-11-22 09:00 | 43791.375 | 11542.3686
2019-11-22 10:00 | 43791.4167 | 11636.5743
2019-11-22 11:00 | 43791.4583 | 11765.84
2019-11-22 12:00 | 43791.5 | 11576.1314
2019-11-22 13:00 | 43791.5417 | 11533.8029
2019-11-22 14:00 | 43791.5833 | 11417.8771
2019-11-22 15:00 | 43791.625 | 11393.28
2019-11-22 16:00 | 43791.6667 | 11488.0857
2019-11-22 17:00 | 43791.7083 | 12086.1314
2019-11-22 18:00 | 43791.75 | 12128.5486
2019-11-22 19:00 | 43791.7917 | 11688.3571
2019-11-22 20:00 | 43791.8333 | 11171.6086
2019-11-22 21:00 | 43791.875 | 10705.2229
2019-11-22 22:00 | 43791.9167 | 10759.9029
2019-11-22 23:00 | 43791.9583 | 10559.8257
2019-11-23 | 43792 | 9564.7714
2019-11-23 01:00 | 43792.0417 | 9096.7857
2019-11-23 02:00 | 43792.0833 | 8787.8857
2019-11-23 03:00 | 43792.125 | 8582.2514
2019-11-23 04:00 | 43792.1667 | 8532.9086
2019-11-23 05:00 | 43792.2083 | 8591.8914
2019-11-23 06:00 | 43792.25 | 8874.3429
2019-11-23 07:00 | 43792.2917 | 9183.04
2019-11-23 08:00 | 43792.3333 | 9540.2971
2019-11-23 09:00 | 43792.375 | 10014.5486
2019-11-23 10:00 | 43792.4167 | 10249.2314
2019-11-23 11:00 | 43792.4583 | 10445.0229
2019-11-23 12:00 | 43792.5 | 10468.4943
2019-11-23 13:00 | 43792.5417 | 10291.2114
2019-11-23 14:00 | 43792.5833 | 10137.4029
2019-11-23 15:00 | 43792.625 | 10130.4457
2019-11-23 16:00 | 43792.6667 | 10236.6943
2019-11-23 17:00 | 43792.7083 | 10819.7914
2019-11-23 18:00 | 43792.75 | 10873.9029
2019-11-23 19:00 | 43792.7917 | 10467.8029
2019-11-23 20:00 | 43792.8333 | 10055.2314
2019-11-23 21:00 | 43792.875 | 9669.6143
2019-11-23 22:00 | 43792.9167 | 9704.1457
2019-11-23 23:00 | 43792.9583 | 9655.5971
2019-11-24 | 43793 | 9055.0086
2019-11-24 01:00 | 43793.0417 | 8626.24
2019-11-24 02:00 | 43793.0833 | 8326.4057
2019-11-24 03:00 | 43793.125 | 8153.4114
2019-11-24 04:00 | 43793.1667 | 8096.4771
2019-11-24 05:00 | 43793.2083 | 8156.88
2019-11-24 06:00 | 43793.25 | 8361.3657
2019-11-24 07:00 | 43793.2917 | 8507.32
2019-11-24 08:00 | 43793.3333 | 8777.7457
2019-11-24 09:00 | 43793.375 | 9267.5971
2019-11-24 10:00 | 43793.4167 | 9640.3086
2019-11-24 11:00 | 43793.4583 | 9918.0629
2019-11-24 12:00 | 43793.5 | 10028.0771
2019-11-24 13:00 | 43793.5417 | 9753.1
2019-11-24 14:00 | 43793.5833 | 9490.4
2019-11-24 15:00 | 43793.625 | 9337.8029
2019-11-24 16:00 | 43793.6667 | 9417.0114
2019-11-24 17:00 | 43793.7083 | 10104.62
2019-11-24 18:00 | 43793.75 | 10464.4629
2019-11-24 19:00 | 43793.7917 | 10283.8514
2019-11-24 20:00 | 43793.8333 | 9988.7714
2019-11-24 21:00 | 43793.875 | 9612.78
2019-11-24 22:00 | 43793.9167 | 9599.9171
2019-11-24 23:00 | 43793.9583 | 9441.6771
2019-11-25 | 43794 | 9226.1429
2019-11-25 01:00 | 43794.0417 | 8715.7286
2019-11-25 02:00 | 43794.0833 | 8386.0971
2019-11-25 03:00 | 43794.125 | 8268.9486
2019-11-25 04:00 | 43794.1667 | 8359.5343
2019-11-25 05:00 | 43794.2083 | 8854.4914
2019-11-25 06:00 | 43794.25 | 9944.68
2019-11-25 07:00 | 43794.2917 | 10889.3457
2019-11-25 08:00 | 43794.3333 | 11142.1314
2019-11-25 09:00 | 43794.375 | 11383.8029
2019-11-25 10:00 | 43794.4167 | 11497.3114
2019-11-25 11:00 | 43794.4583 | 11653.1486
2019-11-25 12:00 | 43794.5 | 11424.3971
2019-11-25 13:00 | 43794.5417 | 11373.3886
2019-11-25 14:00 | 43794.5833 | 11233.7286
2019-11-25 15:00 | 43794.625 | 11204.0486
2019-11-25 16:00 | 43794.6667 | 11318.3543
2019-11-25 17:00 | 43794.7083 | 12039.2171
2019-11-25 18:00 | 43794.75 | 12090.4343
2019-11-25 19:00 | 43794.7917 | 11559.7171
2019-11-25 20:00 | 43794.8333 | 10936.7171
2019-11-25 21:00 | 43794.875 | 10374.6171
2019-11-25 22:00 | 43794.9167 | 10440.4457
2019-11-25 23:00 | 43794.9583 | 10199.2857
2019-11-26 | 43795 | 9756.7914
2019-11-26 01:00 | 43795.0417 | 9332.78
2019-11-26 02:00 | 43795.0833 | 9059.0686
2019-11-26 03:00 | 43795.125 | 8961.7
2019-11-26 04:00 | 43795.1667 | 9036.8914
2019-11-26 05:00 | 43795.2083 | 9448.12
2019-11-26 06:00 | 43795.25 | 10353.66
2019-11-26 07:00 | 43795.2917 | 11138.3714
2019-11-26 08:00 | 43795.3333 | 11348.38
2019-11-26 09:00 | 43795.375 | 11549.1057
2019-11-26 10:00 | 43795.4167 | 11643.3629
2019-11-26 11:00 | 43795.4583 | 11772.88
2019-11-26 12:00 | 43795.5 | 11582.8514
2019-11-26 13:00 | 43795.5417 | 11540.5057
2019-11-26 14:00 | 43795.5833 | 11424.4714
2019-11-26 15:00 | 43795.625 | 11399.8143
2019-11-26 16:00 | 43795.6667 | 11494.6657
2019-11-26 17:00 | 43795.7083 | 12093.54
2019-11-26 18:00 | 43795.75 | 12136.0771
2019-11-26 19:00 | 43795.7917 | 11695.1971
2019-11-26 20:00 | 43795.8333 | 11177.7171
2019-11-26 21:00 | 43795.875 | 10710.7657
2019-11-26 22:00 | 43795.9167 | 10765.4886
2019-11-26 23:00 | 43795.9583 | 10565.1629
2019-11-27 | 43796 | 9808.3886
2019-11-27 01:00 | 43796.0417 | 9385.0971
2019-11-27 02:00 | 43796.0833 | 9111.7143
2019-11-27 03:00 | 43796.125 | 9014.4686
2019-11-27 04:00 | 43796.1667 | 9089.6686
2019-11-27 05:00 | 43796.2083 | 9500.0886
2019-11-27 06:00 | 43796.25 | 10404.3257
2019-11-27 07:00 | 43796.2917 | 11187.6743
2019-11-27 08:00 | 43796.3333 | 11397.3343
2019-11-27 09:00 | 43796.375 | 11597.8114
2019-11-27 10:00 | 43796.4167 | 11691.96
2019-11-27 11:00 | 43796.4583 | 11821.2257
2019-11-27 12:00 | 43796.5 | 11631.5257
2019-11-27 13:00 | 43796.5417 | 11589.2257
2019-11-27 14:00 | 43796.5833 | 11473.3343
2019-11-27 15:00 | 43796.625 | 11448.6914
2019-11-27 16:00 | 43796.6667 | 11543.5514
2019-11-27 17:00 | 43796.7083 | 12141.3857
2019-11-27 18:00 | 43796.75 | 12183.8771
2019-11-27 19:00 | 43796.7917 | 11743.7257
2019-11-27 20:00 | 43796.8333 | 11227.0857
2019-11-27 21:00 | 43796.875 | 10760.7886
2019-11-27 22:00 | 43796.9167 | 10815.4514
2019-11-27 23:00 | 43796.9583 | 10615.4829
2019-11-28 | 43797 | 9824.0971
2019-11-28 01:00 | 43797.0417 | 9400.9857
2019-11-28 02:00 | 43797.0833 | 9127.8343
2019-11-28 03:00 | 43797.125 | 9030.6143
2019-11-28 04:00 | 43797.1667 | 9105.7029
2019-11-28 05:00 | 43797.2083 | 9515.9543
2019-11-28 06:00 | 43797.25 | 10419.7429
2019-11-28 07:00 | 43797.2917 | 11202.66
2019-11-28 08:00 | 43797.3333 | 11412.2743
2019-11-28 09:00 | 43797.375 | 11612.6086
2019-11-28 10:00 | 43797.4167 | 11706.6486
2019-11-28 11:00 | 43797.4583 | 11835.8886
2019-11-28 12:00 | 43797.5 | 11646.2143
2019-11-28 13:00 | 43797.5417 | 11604.0286
2019-11-28 14:00 | 43797.5833 | 11488.1543
2019-11-28 15:00 | 43797.625 | 11463.5314
2019-11-28 16:00 | 43797.6667 | 11558.2571
2019-11-28 17:00 | 43797.7083 | 12155.8857
2019-11-28 18:00 | 43797.75 | 12198.2714
2019-11-28 19:00 | 43797.7917 | 11758.4057
2019-11-28 20:00 | 43797.8333 | 11242.0371
2019-11-28 21:00 | 43797.875 | 10776.0429
2019-11-28 22:00 | 43797.9167 | 10830.5943
2019-11-28 23:00 | 43797.9583 | 10630.7457
2019-11-29 | 43798 | 9851.9114
2019-11-29 01:00 | 43798.0417 | 9429.2457
2019-11-29 02:00 | 43798.0833 | 9156.38
2019-11-29 03:00 | 43798.125 | 9059.3143
2019-11-29 04:00 | 43798.1667 | 9134.26
2019-11-29 05:00 | 43798.2083 | 9544.1657
2019-11-29 06:00 | 43798.25 | 10446.9914
2019-11-29 07:00 | 43798.2917 | 11229.2371
2019-11-29 08:00 | 43798.3333 | 11438.6257
2019-11-29 09:00 | 43798.375 | 11638.7514
2019-11-29 10:00 | 43798.4167 | 11732.7314
2019-11-29 11:00 | 43798.4583 | 11861.7914
2019-11-29 12:00 | 43798.5 | 11672.3429
2019-11-29 13:00 | 43798.5417 | 11630.1857
2019-11-29 14:00 | 43798.5833 | 11514.4657
2019-11-29 15:00 | 43798.625 | 11489.8486
2019-11-29 16:00 | 43798.6667 | 11584.5314
2019-11-29 17:00 | 43798.7083 | 12181.5
2019-11-29 18:00 | 43798.75 | 12223.8571
2019-11-29 19:00 | 43798.7917 | 11784.3486
2019-11-29 20:00 | 43798.8333 | 11268.5057
2019-11-29 21:00 | 43798.875 | 10802.9971
2019-11-29 22:00 | 43798.9167 | 10857.5
2019-11-29 23:00 | 43798.9583 | 10657.7829
2019-11-30 | 43799 | 9778.7
2019-11-30 01:00 | 43799.0417 | 9256.5914
2019-11-30 02:00 | 43799.0833 | 8887.1943
2019-11-30 03:00 | 43799.125 | 8672.7914
2019-11-30 04:00 | 43799.1667 | 8618.8714
2019-11-30 05:00 | 43799.2083 | 8694.9371
2019-11-30 06:00 | 43799.25 | 8992.9429
2019-11-30 07:00 | 43799.2917 | 9280.7114
2019-11-30 08:00 | 43799.3333 | 9802.3371
2019-11-30 09:00 | 43799.375 | 10131.7029
2019-11-30 10:00 | 43799.4167 | 10359.2943
2019-11-30 11:00 | 43799.4583 | 10565.0571
2019-11-30 12:00 | 43799.5 | 10550.9486
2019-11-30 13:00 | 43799.5417 | 10436.9457
2019-11-30 14:00 | 43799.5833 | 10224.6514
2019-11-30 15:00 | 43799.625 | 10156.9229
2019-11-30 16:00 | 43799.6667 | 10349.18
2019-11-30 17:00 | 43799.7083 | 10921.0371
2019-11-30 18:00 | 43799.75 | 10959.4629
2019-11-30 19:00 | 43799.7917 | 10648.8686
2019-11-30 20:00 | 43799.8333 | 10209.16
2019-11-30 21:00 | 43799.875 | 9839.0743
2019-11-30 22:00 | 43799.9167 | 9925.9571
2019-11-30 23:00 | 43799.9583 | 9923.5686
2019-12-01 | 43800 | 9270.02
2019-12-01 01:00 | 43800.0417 | 8763.5286
2019-12-01 02:00 | 43800.0833 | 8406.1714
2019-12-01 03:00 | 43800.125 | 8243.1114
2019-12-01 04:00 | 43800.1667 | 8181.9257
2019-12-01 05:00 | 43800.2083 | 8268.4057
2019-12-01 06:00 | 43800.25 | 8455.1686
2019-12-01 07:00 | 43800.2917 | 8634.68
2019-12-01 08:00 | 43800.3333 | 9031.0114
2019-12-01 09:00 | 43800.375 | 9423.0743
2019-12-01 10:00 | 43800.4167 | 9837.6371
2019-12-01 11:00 | 43800.4583 | 10154.42
2019-12-01 12:00 | 43800.5 | 10237.7314
2019-12-01 13:00 | 43800.5417 | 9962.3029
2019-12-01 14:00 | 43800.5833 | 9741.0314
2019-12-01 15:00 | 43800.625 | 9634.9171
2019-12-01 16:00 | 43800.6667 | 9858.56
2019-12-01 17:00 | 43800.7083 | 10438.2657
2019-12-01 18:00 | 43800.75 | 10563.9371
2019-12-01 19:00 | 43800.7917 | 10456.7257
2019-12-01 20:00 | 43800.8333 | 10144.8
2019-12-01 21:00 | 43800.875 | 9749.2657
2019-12-01 22:00 | 43800.9167 | 9815.12
2019-12-01 23:00 | 43800.9583 | 9720.9914
2019-12-02 | 43801 | 9599.8229
2019-12-02 01:00 | 43801.0417 | 8974.4057
2019-12-02 02:00 | 43801.0833 | 8535.7771
2019-12-02 03:00 | 43801.125 | 8384.2771
2019-12-02 04:00 | 43801.1667 | 8482.0686
2019-12-02 05:00 | 43801.2083 | 8958.04
2019-12-02 06:00 | 43801.25 | 10012.8829
2019-12-02 07:00 | 43801.2917 | 10941.2886
2019-12-02 08:00 | 43801.3333 | 11435.5629
2019-12-02 09:00 | 43801.375 | 11550.5429
2019-12-02 10:00 | 43801.4167 | 11610.8886
2019-12-02 11:00 | 43801.4583 | 11768.22
2019-12-02 12:00 | 43801.5 | 11603.0143
2019-12-02 13:00 | 43801.5417 | 11505.9486
2019-12-02 14:00 | 43801.5833 | 11292.7657
2019-12-02 15:00 | 43801.625 | 11284.8886
2019-12-02 16:00 | 43801.6667 | 11533.36
2019-12-02 17:00 | 43801.7083 | 12259.6314
2019-12-02 18:00 | 43801.75 | 12179.6371
2019-12-02 19:00 | 43801.7917 | 11639.0286
2019-12-02 20:00 | 43801.8333 | 10981.5857
2019-12-02 21:00 | 43801.875 | 10441.3771
2019-12-02 22:00 | 43801.9167 | 10593.08
2019-12-02 23:00 | 43801.9583 | 10466.44
2019-12-03 | 43802 | 10062.2857
2019-12-03 01:00 | 43802.0417 | 9551.6543
2019-12-03 02:00 | 43802.0833 | 9193.4371
2019-12-03 03:00 | 43802.125 | 9069.6686
2019-12-03 04:00 | 43802.1667 | 9149.6171
2019-12-03 05:00 | 43802.2083 | 9538.2829
2019-12-03 06:00 | 43802.25 | 10399.5457
2019-12-03 07:00 | 43802.2917 | 11157.8086
2019-12-03 08:00 | 43802.3333 | 11561.3343
2019-12-03 09:00 | 43802.375 | 11655.2714
2019-12-03 10:00 | 43802.4167 | 11704.4714
2019-12-03 11:00 | 43802.4583 | 11833.0257
2019-12-03 12:00 | 43802.5 | 11698.08
2019-12-03 13:00 | 43802.5417 | 11618.84
2019-12-03 14:00 | 43802.5833 | 11444.7629
2019-12-03 15:00 | 43802.625 | 11438.2771
2019-12-03 16:00 | 43802.6667 | 11641.1971
2019-12-03 17:00 | 43802.7083 | 12234.2657
2019-12-03 18:00 | 43802.75 | 12169
2019-12-03 19:00 | 43802.7917 | 11727.5371
2019-12-03 20:00 | 43802.8333 | 11190.6457
2019-12-03 21:00 | 43802.875 | 10749.5886
2019-12-03 22:00 | 43802.9167 | 10873.4486
2019-12-03 23:00 | 43802.9583 | 10770.0429
2019-12-04 | 43803 | 10025.7629
2019-12-04 01:00 | 43803.0417 | 9514.4886
2019-12-04 02:00 | 43803.0833 | 9155.9457
2019-12-04 03:00 | 43803.125 | 9032.0886
2019-12-04 04:00 | 43803.1667 | 9112.06
2019-12-04 05:00 | 43803.2083 | 9501.1943
2019-12-04 06:00 | 43803.25 | 10363.4314
2019-12-04 07:00 | 43803.2917 | 11122.4057
2019-12-04 08:00 | 43803.3333 | 11526.4457
2019-12-04 09:00 | 43803.375 | 11620.4943
2019-12-04 10:00 | 43803.4167 | 11669.7657
2019-12-04 11:00 | 43803.4583 | 11798.42
2019-12-04 12:00 | 43803.5 | 11663.38
2019-12-04 13:00 | 43803.5417 | 11584.0114
2019-12-04 14:00 | 43803.5833 | 11409.6886
2019-12-04 15:00 | 43803.625 | 11403.2943
2019-12-04 16:00 | 43803.6667 | 11606.3943
2019-12-04 17:00 | 43803.7083 | 12200.1514
2019-12-04 18:00 | 43803.75 | 12134.7743
2019-12-04 19:00 | 43803.7917 | 11692.7629
2019-12-04 20:00 | 43803.8333 | 11155.3857
2019-12-04 21:00 | 43803.875 | 10713.7743
2019-12-04 22:00 | 43803.9167 | 10837.8286
2019-12-04 23:00 | 43803.9583 | 10734.2657
2019-12-05 | 43804 | 10094.54
2019-12-05 01:00 | 43804.0417 | 9584.14
2019-12-05 02:00 | 43804.0833 | 9226.18
2019-12-05 03:00 | 43804.125 | 9102.4971
2019-12-05 04:00 | 43804.1667 | 9182.3514
2019-12-05 05:00 | 43804.2083 | 9570.7714
2019-12-05 06:00 | 43804.25 | 10431.54
2019-12-05 07:00 | 43804.2917 | 11189.1971
2019-12-05 08:00 | 43804.3333 | 11592.5829
2019-12-05 09:00 | 43804.375 | 11686.42
2019-12-05 10:00 | 43804.4167 | 11735.62
2019-12-05 11:00 | 43804.4583 | 11864.0971
2019-12-05 12:00 | 43804.5 | 11729.2371
2019-12-05 13:00 | 43804.5417 | 11649.9829
2019-12-05 14:00 | 43804.5833 | 11475.9971
2019-12-05 15:00 | 43804.625 | 11469.5971
2019-12-05 16:00 | 43804.6667 | 11672.34
2019-12-05 17:00 | 43804.7083 | 12265.0886
2019-12-05 18:00 | 43804.75 | 12199.8143
2019-12-05 19:00 | 43804.7917 | 11758.5971
2019-12-05 20:00 | 43804.8333 | 11222.1429
2019-12-05 21:00 | 43804.875 | 10781.3257
2019-12-05 22:00 | 43804.9167 | 10905.1
2019-12-05 23:00 | 43804.9583 | 10801.7857
2019-12-06 | 43805 | 10142.1171
2019-12-06 01:00 | 43805.0417 | 9632.4029
2019-12-06 02:00 | 43805.0833 | 9274.9114
2019-12-06 03:00 | 43805.125 | 9151.4029
2019-12-06 04:00 | 43805.1667 | 9231.1514
2019-12-06 05:00 | 43805.2083 | 9619.0514
2019-12-06 06:00 | 43805.25 | 10478.6686
2019-12-06 07:00 | 43805.2917 | 11235.3057
2019-12-06 08:00 | 43805.3333 | 11638.1486
2019-12-06 09:00 | 43805.375 | 11731.8571
2019-12-06 10:00 | 43805.4167 | 11781
2019-12-06 11:00 | 43805.4583 | 11909.3029
2019-12-06 12:00 | 43805.5 | 11774.6229
2019-12-06 13:00 | 43805.5417 | 11695.4657
2019-12-06 14:00 | 43805.5833 | 11521.7057
2019-12-06 15:00 | 43805.625 | 11515.3314
2019-12-06 16:00 | 43805.6667 | 11717.8057
2019-12-06 17:00 | 43805.7083 | 12309.76
2019-12-06 18:00 | 43805.75 | 12244.5629
2019-12-06 19:00 | 43805.7917 | 11803.9343
2019-12-06 20:00 | 43805.8333 | 11268.2086
2019-12-06 21:00 | 43805.875 | 10827.9829
2019-12-06 22:00 | 43805.9167 | 10951.6
2019-12-06 23:00 | 43805.9583 | 10848.42
2019-12-07 | 43806 | 9863.9657
2019-12-07 01:00 | 43806.0417 | 9340.7914
2019-12-07 02:00 | 43806.0833 | 8970.6857
2019-12-07 03:00 | 43806.125 | 8755.8171
2019-12-07 04:00 | 43806.1667 | 8701.7457
2019-12-07 05:00 | 43806.2083 | 8777.9686
2019-12-07 06:00 | 43806.25 | 9076.6286
2019-12-07 07:00 | 43806.2917 | 9364.9429
2019-12-07 08:00 | 43806.3333 | 9887.6086
2019-12-07 09:00 | 43806.375 | 10217.6714
2019-12-07 10:00 | 43806.4167 | 10445.7629
2019-12-07 11:00 | 43806.4583 | 10651.8829
2019-12-07 12:00 | 43806.5 | 10637.7714
2019-12-07 13:00 | 43806.5417 | 10523.58
2019-12-07 14:00 | 43806.5833 | 10310.7943
2019-12-07 15:00 | 43806.625 | 10242.9171
2019-12-07 16:00 | 43806.6667 | 10435.6286
2019-12-07 17:00 | 43806.7083 | 11008.5743
2019-12-07 18:00 | 43806.75 | 11047.14
2019-12-07 19:00 | 43806.7917 | 10735.9657
2019-12-07 20:00 | 43806.8333 | 10295.2857
2019-12-07 21:00 | 43806.875 | 9924.4829
2019-12-07 22:00 | 43806.9167 | 10011.5486
2019-12-07 23:00 | 43806.9583 | 10009.16
2019-12-08 | 43807 | 9369.3571
2019-12-08 01:00 | 43807.0417 | 8859.9714
2019-12-08 02:00 | 43807.0833 | 8500.7086
2019-12-08 03:00 | 43807.125 | 8336.6686
2019-12-08 04:00 | 43807.1667 | 8275.1343
2019-12-08 05:00 | 43807.2083 | 8362.1171
2019-12-08 06:00 | 43807.25 | 8550.0143
2019-12-08 07:00 | 43807.2917 | 8730.44
2019-12-08 08:00 | 43807.3333 | 9128.9743
2019-12-08 09:00 | 43807.375 | 9523.24
2019-12-08 10:00 | 43807.4167 | 9940.0629
2019-12-08 11:00 | 43807.4583 | 10258.6771
2019-12-08 12:00 | 43807.5 | 10342.38
2019-12-08 13:00 | 43807.5417 | 10065.5257
2019-12-08 14:00 | 43807.5833 | 9842.9457
2019-12-08 15:00 | 43807.625 | 9736.2829
2019-12-08 16:00 | 43807.6667 | 9961.1457
2019-12-08 17:00 | 43807.7083 | 10544.0771
2019-12-08 18:00 | 43807.75 | 10670.4343
2019-12-08 19:00 | 43807.7917 | 10562.6743
2019-12-08 20:00 | 43807.8333 | 10248.94
2019-12-08 21:00 | 43807.875 | 9851.2943
2019-12-08 22:00 | 43807.9167 | 9917.3914
2019-12-08 23:00 | 43807.9583 | 9822.7657
2019-12-09 | 43808 | 9764.0971
2019-12-09 01:00 | 43808.0417 | 9134.6314
2019-12-09 02:00 | 43808.0833 | 8693.1343
2019-12-09 03:00 | 43808.125 | 8540.7114
2019-12-09 04:00 | 43808.1667 | 8639.1771
2019-12-09 05:00 | 43808.2083 | 9118.1714
2019-12-09 06:00 | 43808.25 | 10179.7886
2019-12-09 07:00 | 43808.2917 | 11114.24
2019-12-09 08:00 | 43808.3333 | 11611.64
2019-12-09 09:00 | 43808.375 | 11727.4857
2019-12-09 10:00 | 43808.4167 | 11788.1314
2019-12-09 11:00 | 43808.4583 | 11946.5314
2019-12-09 12:00 | 43808.5 | 11780.3143
2019-12-09 13:00 | 43808.5417 | 11682.5714
2019-12-09 14:00 | 43808.5833 | 11467.9371
2019-12-09 15:00 | 43808.625 | 11460.0257
2019-12-09 16:00 | 43808.6667 | 11710.1143
2019-12-09 17:00 | 43808.7083 | 12441.0457
2019-12-09 18:00 | 43808.75 | 12360.5571
2019-12-09 19:00 | 43808.7917 | 11816.4971
2019-12-09 20:00 | 43808.8333 | 11154.8514
2019-12-09 21:00 | 43808.875 | 10611.0886
2019-12-09 22:00 | 43808.9167 | 10763.8371
2019-12-09 23:00 | 43808.9583 | 10636.3714
2019-12-10 | 43809 | 10232.1686
2019-12-10 01:00 | 43809.0417 | 9723.8743
2019-12-10 02:00 | 43809.0833 | 9367.3686
2019-12-10 03:00 | 43809.125 | 9244.26
2019-12-10 04:00 | 43809.1667 | 9323.7743
2019-12-10 05:00 | 43809.2083 | 9710.6371
2019-12-10 06:00 | 43809.25 | 10567.7714
2019-12-10 07:00 | 43809.2917 | 11322.3714
2019-12-10 08:00 | 43809.3333 | 11723.9714
2019-12-10 09:00 | 43809.375 | 11817.5314
2019-12-10 10:00 | 43809.4167 | 11866.4857
2019-12-10 11:00 | 43809.4583 | 11994.3943
2019-12-10 12:00 | 43809.5 | 11860.1286
2019-12-10 13:00 | 43809.5417 | 11781.2029
2019-12-10 14:00 | 43809.5833 | 11607.9229
2019-12-10 15:00 | 43809.625 | 11601.56
2019-12-10 16:00 | 43809.6667 | 11803.5
2019-12-10 17:00 | 43809.7083 | 12393.6943
2019-12-10 18:00 | 43809.75 | 12328.7029
2019-12-10 19:00 | 43809.7917 | 11889.3829
2019-12-10 20:00 | 43809.8333 | 11355.12
2019-12-10 21:00 | 43809.875 | 10916.1086
2019-12-10 22:00 | 43809.9167 | 11039.3371
2019-12-10 23:00 | 43809.9583 | 10936.4229
2019-12-11 | 43810 | 10191.5914
2019-12-11 01:00 | 43810.0417 | 9682.7057
2019-12-11 02:00 | 43810.0833 | 9325.7743
2019-12-11 03:00 | 43810.125 | 9202.5143
2019-12-11 04:00 | 43810.1667 | 9282.1343
2019-12-11 05:00 | 43810.2083 | 9669.4543
2019-12-11 06:00 | 43810.25 | 10527.6
2019-12-11 07:00 | 43810.2917 | 11283.1171
2019-12-11 08:00 | 43810.3333 | 11685.1771
2019-12-11 09:00 | 43810.375 | 11778.8514
2019-12-11 10:00 | 43810.4167 | 11827.8771
2019-12-11 11:00 | 43810.4583 | 11955.9057
2019-12-11 12:00 | 43810.5 | 11821.5
2019-12-11 13:00 | 43810.5417 | 11742.48
2019-12-11 14:00 | 43810.5833 | 11569.0086
2019-12-11 15:00 | 43810.625 | 11562.6171
2019-12-11 16:00 | 43810.6667 | 11764.7943
2019-12-11 17:00 | 43810.7083 | 12355.7
2019-12-11 18:00 | 43810.75 | 12290.6343
2019-12-11 19:00 | 43810.7917 | 11850.7914
2019-12-11 20:00 | 43810.8333 | 11315.8914
2019-12-11 21:00 | 43810.875 | 10876.3657
2019-12-11 22:00 | 43810.9167 | 10999.7229
2019-12-11 23:00 | 43810.9583 | 10896.6857
2019-12-12 | 43811 | 10234.9143
2019-12-12 01:00 | 43811.0417 | 9726.8086
2019-12-12 02:00 | 43811.0833 | 9370.4629
2019-12-12 03:00 | 43811.125 | 9247.3457
2019-12-12 04:00 | 43811.1667 | 9326.88
2019-12-12 05:00 | 43811.2083 | 9713.4714
2019-12-12 06:00 | 43811.25 | 10570.46
2019-12-12 07:00 | 43811.2917 | 11324.72
2019-12-12 08:00 | 43811.3333 | 11726.2543
2019-12-12 09:00 | 43811.375 | 11819.7114
2019-12-12 10:00 | 43811.4167 | 11868.6829
2019-12-12 11:00 | 43811.4583 | 11996.5829
2019-12-12 12:00 | 43811.5 | 11862.3143
2019-12-12 13:00 | 43811.5417 | 11783.4743
2019-12-12 14:00 | 43811.5833 | 11610.2914
2019-12-12 15:00 | 43811.625 | 11603.8257
2019-12-12 16:00 | 43811.6667 | 11805.6743
2019-12-12 17:00 | 43811.7083 | 12395.7086
2019-12-12 18:00 | 43811.75 | 12330.7229
2019-12-12 19:00 | 43811.7917 | 11891.5686
2019-12-12 20:00 | 43811.8333 | 11357.4714
2019-12-12 21:00 | 43811.875 | 10918.62
2019-12-12 22:00 | 43811.9167 | 11041.8486
2019-12-12 23:00 | 43811.9583 | 10938.9486
2019-12-13 | 43812 | 10248.1229
2019-12-13 01:00 | 43812.0417 | 9740.06
2019-12-13 02:00 | 43812.0833 | 9383.7857
2019-12-13 03:00 | 43812.125 | 9260.6829
2019-12-13 04:00 | 43812.1667 | 9340.1943
2019-12-13 05:00 | 43812.2083 | 9726.7343
2019-12-13 06:00 | 43812.25 | 10583.5886
2019-12-13 07:00 | 43812.2917 | 11337.7543
2019-12-13 08:00 | 43812.3333 | 11739.2171
2019-12-13 09:00 | 43812.375 | 11832.66
2019-12-13 10:00 | 43812.4167 | 11881.6286
2019-12-13 11:00 | 43812.4583 | 12009.5171
2019-12-13 12:00 | 43812.5 | 11875.2629
2019-12-13 13:00 | 43812.5417 | 11796.44
2019-12-13 14:00 | 43812.5833 | 11623.2629
2019-12-13 15:00 | 43812.625 | 11616.8143
2019-12-13 16:00 | 43812.6667 | 11818.6286
2019-12-13 17:00 | 43812.7083 | 12408.58
2019-12-13 18:00 | 43812.75 | 12343.5914
2019-12-13 19:00 | 43812.7917 | 11904.52
2019-12-13 20:00 | 43812.8333 | 11370.4943
2019-12-13 21:00 | 43812.875 | 10931.7171
2019-12-13 22:00 | 43812.9167 | 11054.9229
2019-12-13 23:00 | 43812.9583 | 10952.0114
2019-12-14 | 43813 | 9925.2171
2019-12-14 01:00 | 43813.0417 | 9401.5429
2019-12-14 02:00 | 43813.0833 | 9030.9
2019-12-14 03:00 | 43813.125 | 8815.7886
2019-12-14 04:00 | 43813.1667 | 8761.6971
2019-12-14 05:00 | 43813.2083 | 8838.0629
2019-12-14 06:00 | 43813.25 | 9137.0086
2019-12-14 07:00 | 43813.2917 | 9425.6971
2019-12-14 08:00 | 43813.3333 | 9948.9829
2019-12-14 09:00 | 43813.375 | 10279.4514
2019-12-14 10:00 | 43813.4167 | 10507.7857
2019-12-14 11:00 | 43813.4583 | 10714.2314
2019-12-14 12:00 | 43813.5 | 10700.0143
2019-12-14 13:00 | 43813.5417 | 10585.66
2019-12-14 14:00 | 43813.5833 | 10372.6286
2019-12-14 15:00 | 43813.625 | 10304.7143
2019-12-14 16:00 | 43813.6667 | 10497.54
2019-12-14 17:00 | 43813.7083 | 11071.2514
2019-12-14 18:00 | 43813.75 | 11109.9229
2019-12-14 19:00 | 43813.7917 | 10798.2714
2019-12-14 20:00 | 43813.8333 | 10357.12
2019-12-14 21:00 | 43813.875 | 9985.7829
2019-12-14 22:00 | 43813.9167 | 10073.0086
2019-12-14 23:00 | 43813.9583 | 10070.6257
2019-12-15 | 43814 | 9344.9971
2019-12-15 01:00 | 43814.0417 | 8836.4943
2019-12-15 02:00 | 43814.0833 | 8477.8114
2019-12-15 03:00 | 43814.125 | 8313.9971
2019-12-15 04:00 | 43814.1667 | 8252.5457
2019-12-15 05:00 | 43814.2083 | 8339.4514
2019-12-15 06:00 | 43814.25 | 8526.9857
2019-12-15 07:00 | 43814.2917 | 8707.1457
2019-12-15 08:00 | 43814.3333 | 9105.0714
2019-12-15 09:00 | 43814.375 | 9498.6143
2019-12-15 10:00 | 43814.4167 | 9914.8771
2019-12-15 11:00 | 43814.4583 | 10232.9143
2019-12-15 12:00 | 43814.5 | 10316.4514
2019-12-15 13:00 | 43814.5417 | 10040.0457
2019-12-15 14:00 | 43814.5833 | 9817.8429
2019-12-15 15:00 | 43814.625 | 9711.3057
2019-12-15 16:00 | 43814.6667 | 9935.9
2019-12-15 17:00 | 43814.7083 | 10517.8429
2019-12-15 18:00 | 43814.75 | 10644.0057
2019-12-15 19:00 | 43814.7917 | 10536.3686
2019-12-15 20:00 | 43814.8333 | 10223.1943
2019-12-15 21:00 | 43814.875 | 9826.1857
2019-12-15 22:00 | 43814.9167 | 9892.1857
2019-12-15 23:00 | 43814.9583 | 9797.7429
2019-12-16 | 43815 | 9702.8543
2019-12-16 01:00 | 43815.0417 | 9075.4714
2019-12-16 02:00 | 43815.0833 | 8635.4229
2019-12-16 03:00 | 43815.125 | 8483.4657
2019-12-16 04:00 | 43815.1667 | 8581.6371
2019-12-16 05:00 | 43815.2083 | 9059.1086
2019-12-16 06:00 | 43815.25 | 10117.1171
2019-12-16 07:00 | 43815.2917 | 11048.4257
2019-12-16 08:00 | 43815.3333 | 11544.2029
2019-12-16 09:00 | 43815.375 | 11659.5457
2019-12-16 10:00 | 43815.4167 | 11720.0886
2019-12-16 11:00 | 43815.4583 | 11877.9886
2019-12-16 12:00 | 43815.5 | 11712.2143
2019-12-16 13:00 | 43815.5417 | 11614.8714
2019-12-16 14:00 | 43815.5833 | 11400.9343
2019-12-16 15:00 | 43815.625 | 11393.0514
2019-12-16 16:00 | 43815.6667 | 11642.2714
2019-12-16 17:00 | 43815.7083 | 12370.7829
2019-12-16 18:00 | 43815.75 | 12290.6143
2019-12-16 19:00 | 43815.7917 | 11748.3086
2019-12-16 20:00 | 43815.8333 | 11088.8143
2019-12-16 21:00 | 43815.875 | 10547.0343
2019-12-16 22:00 | 43815.9167 | 10699.2
2019-12-16 23:00 | 43815.9583 | 10572.1914
2019-12-17 | 43816 | 10139.9486
2019-12-17 01:00 | 43816.0417 | 9630.7343
2019-12-17 02:00 | 43816.0833 | 9273.5543
2019-12-17 03:00 | 43816.125 | 9150.2686
2019-12-17 04:00 | 43816.1667 | 9229.9257
2019-12-17 05:00 | 43816.2083 | 9617.36
2019-12-17 06:00 | 43816.25 | 10476.1571
2019-12-17 07:00 | 43816.2917 | 11232.0371
2019-12-17 08:00 | 43816.3333 | 11634.4514
2019-12-17 09:00 | 43816.375 | 11728.0829
2019-12-17 10:00 | 43816.4167 | 11777.0914
2019-12-17 11:00 | 43816.4583 | 11905.2686
2019-12-17 12:00 | 43816.5 | 11770.8057
2019-12-17 13:00 | 43816.5417 | 11691.7371
2019-12-17 14:00 | 43816.5833 | 11518.14
2019-12-17 15:00 | 43816.625 | 11511.7571
2019-12-17 16:00 | 43816.6667 | 11714.0086
2019-12-17 17:00 | 43816.7083 | 12305.26
2019-12-17 18:00 | 43816.75 | 12240.18
2019-12-17 19:00 | 43816.7917 | 11800.0543
2019-12-17 20:00 | 43816.8333 | 11264.7829
2019-12-17 21:00 | 43816.875 | 10825.0486
2019-12-17 22:00 | 43816.9167 | 10948.54
2019-12-17 23:00 | 43816.9583 | 10845.4171
2019-12-18 | 43817 | 10113.8657
2019-12-18 01:00 | 43817.0417 | 9604.2286
2019-12-18 02:00 | 43817.0833 | 9246.7629
2019-12-18 03:00 | 43817.125 | 9123.3771
2019-12-18 04:00 | 43817.1667 | 9203.1029
2019-12-18 05:00 | 43817.2083 | 9590.8429
2019-12-18 06:00 | 43817.25 | 10450.3429
2019-12-18 07:00 | 43817.2917 | 11206.8429
2019-12-18 08:00 | 43817.3333 | 11609.58
2019-12-18 09:00 | 43817.375 | 11703.2886
2019-12-18 10:00 | 43817.4167 | 11752.3371
2019-12-18 11:00 | 43817.4583 | 11880.6171
2019-12-18 12:00 | 43817.5 | 11746.0486
2019-12-18 13:00 | 43817.5417 | 11666.9171
2019-12-18 14:00 | 43817.5833 | 11493.1829
2019-12-18 15:00 | 43817.625 | 11486.7886
2019-12-18 16:00 | 43817.6667 | 11689.1971
2019-12-18 17:00 | 43817.7083 | 12280.9514
2019-12-18 18:00 | 43817.75 | 12215.8171
2019-12-18 19:00 | 43817.7917 | 11775.3171
2019-12-18 20:00 | 43817.8333 | 11239.6086
2019-12-18 21:00 | 43817.875 | 10799.5229
2019-12-18 22:00 | 43817.9167 | 10923.1143
2019-12-18 23:00 | 43817.9583 | 10819.8971
2019-12-19 | 43818 | 10199.2743
2019-12-19 01:00 | 43818.0417 | 9690.62
2019-12-19 02:00 | 43818.0833 | 9333.8371
2019-12-19 03:00 | 43818.125 | 9210.6971
2019-12-19 04:00 | 43818.1667 | 9290.26
2019-12-19 05:00 | 43818.2083 | 9677.2543
2019-12-19 06:00 | 43818.25 | 10535.1257
2019-12-19 07:00 | 43818.2917 | 11290.1657
2019-12-19 08:00 | 43818.3333 | 11692.1257
2019-12-19 09:00 | 43818.375 | 11785.6571
2019-12-19 10:00 | 43818.4167 | 11834.6114
2019-12-19 11:00 | 43818.4583 | 11962.6514
2019-12-19 12:00 | 43818.5 | 11828.3371
2019-12-19 13:00 | 43818.5417 | 11749.3486
2019-12-19 14:00 | 43818.5833 | 11575.9571
2019-12-19 15:00 | 43818.625 | 11569.5686
2019-12-19 16:00 | 43818.6667 | 11771.5943
2019-12-19 17:00 | 43818.7083 | 12362.2171
2019-12-19 18:00 | 43818.75 | 12297.2
2019-12-19 19:00 | 43818.7917 | 11857.5543
2019-12-19 20:00 | 43818.8333 | 11322.8686
2019-12-19 21:00 | 43818.875 | 10883.6314
2019-12-19 22:00 | 43818.9167 | 11006.9657
2019-12-19 23:00 | 43818.9583 | 10903.9657
2019-12-20 | 43819 | 10180.9343
2019-12-20 01:00 | 43819.0417 | 9671.8686
2019-12-20 02:00 | 43819.0833 | 9314.8
2019-12-20 03:00 | 43819.125 | 9191.5514
2019-12-20 04:00 | 43819.1667 | 9271.1943
2019-12-20 05:00 | 43819.2083 | 9658.5029
2019-12-20 06:00 | 43819.25 | 10517.0457
2019-12-20 07:00 | 43819.2917 | 11272.7086
2019-12-20 08:00 | 43819.3333 | 11674.9886
2019-12-20 09:00 | 43819.375 | 11768.5971
2019-12-20 10:00 | 43819.4167 | 11817.5943
2019-12-20 11:00 | 43819.4583 | 11945.7314
2019-12-20 12:00 | 43819.5 | 11811.3114
2019-12-20 13:00 | 43819.5417 | 11732.2657
2019-12-20 14:00 | 43819.5833 | 11558.7171
2019-12-20 15:00 | 43819.625 | 11552.3371
2019-12-20 16:00 | 43819.6667 | 11754.5286
2019-12-20 17:00 | 43819.7083 | 12345.6171
2019-12-20 18:00 | 43819.75 | 12280.56
2019-12-20 19:00 | 43819.7917 | 11840.5486
2019-12-20 20:00 | 43819.8333 | 11305.4514
2019-12-20 21:00 | 43819.875 | 10865.8429
2019-12-20 22:00 | 43819.9167 | 10989.2886
2019-12-20 23:00 | 43819.9583 | 10886.1971
2019-12-21 | 43820 | 9781.9
2019-12-21 01:00 | 43820.0417 | 9259.2686
2019-12-21 02:00 | 43820.0833 | 8889.3486
2019-12-21 03:00 | 43820.125 | 8674.8229
2019-12-21 04:00 | 43820.1667 | 8620.74
2019-12-21 05:00 | 43820.2083 | 8696.9514
2019-12-21 06:00 | 43820.25 | 8995.2314
2019-12-21 07:00 | 43820.2917 | 9283.3829
2019-12-21 08:00 | 43820.3333 | 9805.6057
2019-12-21 09:00 | 43820.375 | 10135.3371
2019-12-21 10:00 | 43820.4167 | 10363.2714
2019-12-21 11:00 | 43820.4583 | 10569.1629
2019-12-21 12:00 | 43820.5 | 10554.9771
2019-12-21 13:00 | 43820.5417 | 10440.9629
2019-12-21 14:00 | 43820.5833 | 10228.3171
2019-12-21 15:00 | 43820.625 | 10160.5457
2019-12-21 16:00 | 43820.6667 | 10353.0543
2019-12-21 17:00 | 43820.7083 | 10925.48
2019-12-21 18:00 | 43820.75 | 10964.0886
2019-12-21 19:00 | 43820.7917 | 10653.1057
2019-12-21 20:00 | 43820.8333 | 10212.8314
2019-12-21 21:00 | 43820.875 | 9842.3371
2019-12-21 22:00 | 43820.9167 | 9929.3514
2019-12-21 23:00 | 43820.9583 | 9926.9571
2019-12-22 | 43821 | 9289.4571
2019-12-22 01:00 | 43821.0417 | 8782.6114
2019-12-22 02:00 | 43821.0833 | 8425.1171
2019-12-22 03:00 | 43821.125 | 8261.9371
2019-12-22 04:00 | 43821.1667 | 8200.72
2019-12-22 05:00 | 43821.2083 | 8287.3
2019-12-22 06:00 | 43821.25 | 8474.1857
2019-12-22 07:00 | 43821.2917 | 8653.7657
2019-12-22 08:00 | 43821.3333 | 9050.3429
2019-12-22 09:00 | 43821.375 | 9442.5629
2019-12-22 10:00 | 43821.4167 | 9857.3057
2019-12-22 11:00 | 43821.4583 | 10174.2086
2019-12-22 12:00 | 43821.5 | 10257.5343
2019-12-22 13:00 | 43821.5417 | 9982.1029
2019-12-22 14:00 | 43821.5833 | 9760.6457
2019-12-22 15:00 | 43821.625 | 9654.52
2019-12-22 16:00 | 43821.6667 | 9878.2571
2019-12-22 17:00 | 43821.7083 | 10458.2429
2019-12-22 18:00 | 43821.75 | 10583.9286
2019-12-22 19:00 | 43821.7917 | 10476.7029
2019-12-22 20:00 | 43821.8333 | 10164.5429
2019-12-22 21:00 | 43821.875 | 9768.9571
2019-12-22 22:00 | 43821.9167 | 9834.7057
2019-12-22 23:00 | 43821.9583 | 9740.62
2019-12-23 | 43822 | 9667.0914
2019-12-23 01:00 | 43822.0417 | 8375.7343
2019-12-23 02:00 | 43822.0833 | 7911.6029
2019-12-23 03:00 | 43822.125 | 7773.8743
2019-12-23 04:00 | 43822.1667 | 7765.4114
2019-12-23 05:00 | 43822.2083 | 8031.8086
2019-12-23 06:00 | 43822.25 | 8630.68
2019-12-23 07:00 | 43822.2917 | 9082.4514
2019-12-23 08:00 | 43822.3333 | 9335.7457
2019-12-23 09:00 | 43822.375 | 9666.9914
2019-12-23 10:00 | 43822.4167 | 9938.7543
2019-12-23 11:00 | 43822.4583 | 10091.7371
2019-12-23 12:00 | 43822.5 | 10087.5143
2019-12-23 13:00 | 43822.5417 | 9878.0314
2019-12-23 14:00 | 43822.5833 | 9618.8543
2019-12-23 15:00 | 43822.625 | 9572.7714
2019-12-23 16:00 | 43822.6667 | 9836.5829
2019-12-23 17:00 | 43822.7083 | 10523.9143
2019-12-23 18:00 | 43822.75 | 10515.3457
2019-12-23 19:00 | 43822.7917 | 10152.2543
2019-12-23 20:00 | 43822.8333 | 9559.0486
2019-12-23 21:00 | 43822.875 | 9210.2914
2019-12-23 22:00 | 43822.9167 | 9401.3257
2019-12-23 23:00 | 43822.9583 | 9341.6171
2019-12-24 | 43823 | 8979.4086
2019-12-24 01:00 | 43823.0417 | 8075.8114
2019-12-24 02:00 | 43823.0833 | 7696.0771
2019-12-24 03:00 | 43823.125 | 7660.1486
2019-12-24 04:00 | 43823.1667 | 7820.9543
2019-12-24 05:00 | 43823.2083 | 8158.6714
2019-12-24 06:00 | 43823.25 | 8693.5257
2019-12-24 07:00 | 43823.2917 | 9012.96
2019-12-24 08:00 | 43823.3333 | 9552.3
2019-12-24 09:00 | 43823.375 | 9869.3457
2019-12-24 10:00 | 43823.4167 | 10083.3714
2019-12-24 11:00 | 43823.4583 | 10259.8571
2019-12-24 12:00 | 43823.5 | 10302.9714
2019-12-24 13:00 | 43823.5417 | 10150.9543
2019-12-24 14:00 | 43823.5833 | 9923.7457
2019-12-24 15:00 | 43823.625 | 9900.4914
2019-12-24 16:00 | 43823.6667 | 10097.94
2019-12-24 17:00 | 43823.7083 | 10733.6143
2019-12-24 18:00 | 43823.75 | 10735.6114
2019-12-24 19:00 | 43823.7917 | 10371.36
2019-12-24 20:00 | 43823.8333 | 9901.2914
2019-12-24 21:00 | 43823.875 | 9565.7714
2019-12-24 22:00 | 43823.9167 | 9832.8086
2019-12-24 23:00 | 43823.9583 | 9844.5829
2019-12-25 | 43824 | 9221.9086
2019-12-25 01:00 | 43824.0417 | 8735.3029
2019-12-25 02:00 | 43824.0833 | 8313.3629
2019-12-25 03:00 | 43824.125 | 7998.0686
2019-12-25 04:00 | 43824.1667 | 7838.18
2019-12-25 05:00 | 43824.2083 | 7849.6971
2019-12-25 06:00 | 43824.25 | 7940.8314
2019-12-25 07:00 | 43824.2917 | 7952.2629
2019-12-25 08:00 | 43824.3333 | 8217.3229
2019-12-25 09:00 | 43824.375 | 8595.4629
2019-12-25 10:00 | 43824.4167 | 9032.14
2019-12-25 11:00 | 43824.4583 | 9288.4829
2019-12-25 12:00 | 43824.5 | 9370.4771
2019-12-25 13:00 | 43824.5417 | 9205.2743
2019-12-25 14:00 | 43824.5833 | 9013.1886
2019-12-25 15:00 | 43824.625 | 8939.7114
2019-12-25 16:00 | 43824.6667 | 9065.9257
2019-12-25 17:00 | 43824.7083 | 9532.2829
2019-12-25 18:00 | 43824.75 | 9656.6914
2019-12-25 19:00 | 43824.7917 | 9489.98
2019-12-25 20:00 | 43824.8333 | 9264.1143
2019-12-25 21:00 | 43824.875 | 9061.6171
2019-12-25 22:00 | 43824.9167 | 9304.1143
2019-12-25 23:00 | 43824.9583 | 9399.3486
2019-12-26 | 43825 | 9248.76
2019-12-26 01:00 | 43825.0417 | 8581.5086
2019-12-26 02:00 | 43825.0833 | 8202.8229
2019-12-26 03:00 | 43825.125 | 8045.3829
2019-12-26 04:00 | 43825.1667 | 8106.2314
2019-12-26 05:00 | 43825.2083 | 8369.1143
2019-12-26 06:00 | 43825.25 | 8819.5029
2019-12-26 07:00 | 43825.2917 | 9101.7029
2019-12-26 08:00 | 43825.3333 | 9636.3143
2019-12-26 09:00 | 43825.375 | 9949.0657
2019-12-26 10:00 | 43825.4167 | 10160.38
2019-12-26 11:00 | 43825.4583 | 10335.8286
2019-12-26 12:00 | 43825.5 | 10375.8629
2019-12-26 13:00 | 43825.5417 | 10225.8086
2019-12-26 14:00 | 43825.5833 | 9999.9629
2019-12-26 15:00 | 43825.625 | 9976.9571
2019-12-26 16:00 | 43825.6667 | 10174.1143
2019-12-26 17:00 | 43825.7083 | 10807.52
2019-12-26 18:00 | 43825.75 | 10808.5086
2019-12-26 19:00 | 43825.7917 | 10443.8657
2019-12-26 20:00 | 43825.8333 | 9974.7686
2019-12-26 21:00 | 43825.875 | 9637.9114
2019-12-26 22:00 | 43825.9167 | 9901.7829
2019-12-26 23:00 | 43825.9583 | 9911.8343
2019-12-27 | 43826 | 9289.3629
2019-12-27 01:00 | 43826.0417 | 8754.8286
2019-12-27 02:00 | 43826.0833 | 8398.04
2019-12-27 03:00 | 43826.125 | 8237.4714
2019-12-27 04:00 | 43826.1667 | 8291.7314
2019-12-27 05:00 | 43826.2083 | 8551.9486
2019-12-27 06:00 | 43826.25 | 8953.8371
2019-12-27 07:00 | 43826.2917 | 9324.8371
2019-12-27 08:00 | 43826.3333 | 9876.6657
2019-12-27 09:00 | 43826.375 | 10064.4429
2019-12-27 10:00 | 43826.4167 | 10199.8571
2019-12-27 11:00 | 43826.4583 | 10339.1657
2019-12-27 12:00 | 43826.5 | 10340.0629
2019-12-27 13:00 | 43826.5417 | 10215.8657
2019-12-27 14:00 | 43826.5833 | 9972.14
2019-12-27 15:00 | 43826.625 | 9926.4371
2019-12-27 16:00 | 43826.6667 | 10254.7171
2019-12-27 17:00 | 43826.7083 | 10914.1457
2019-12-27 18:00 | 43826.75 | 10908.9686
2019-12-27 19:00 | 43826.7917 | 10549.1029
2019-12-27 20:00 | 43826.8333 | 10056.0943
2019-12-27 21:00 | 43826.875 | 9719.08
2019-12-27 22:00 | 43826.9167 | 9882.3229
2019-12-27 23:00 | 43826.9583 | 9772.7286
2019-12-28 | 43827 | 8840.66
2019-12-28 01:00 | 43827.0417 | 8517.6971
2019-12-28 02:00 | 43827.0833 | 8292.1857
2019-12-28 03:00 | 43827.125 | 8056.1314
2019-12-28 04:00 | 43827.1667 | 8059.4086
2019-12-28 05:00 | 43827.2083 | 8142.8571
2019-12-28 06:00 | 43827.25 | 8396.96
2019-12-28 07:00 | 43827.2917 | 8578.72
2019-12-28 08:00 | 43827.3333 | 9025.2029
2019-12-28 09:00 | 43827.375 | 9330.6971
2019-12-28 10:00 | 43827.4167 | 9661.0943
2019-12-28 11:00 | 43827.4583 | 9911.5257
2019-12-28 12:00 | 43827.5 | 9911.8257
2019-12-28 13:00 | 43827.5417 | 9843.7514
2019-12-28 14:00 | 43827.5833 | 9679.4543
2019-12-28 15:00 | 43827.625 | 9612.2857
2019-12-28 16:00 | 43827.6667 | 9759.62
2019-12-28 17:00 | 43827.7083 | 10353.8429
2019-12-28 18:00 | 43827.75 | 10408.6171
2019-12-28 19:00 | 43827.7917 | 10167.02
2019-12-28 20:00 | 43827.8333 | 9791.3771
2019-12-28 21:00 | 43827.875 | 9392.9114
2019-12-28 22:00 | 43827.9167 | 9480.7229
2019-12-28 23:00 | 43827.9583 | 9459.1914
2019-12-29 | 43828 | 8751.7743
2019-12-29 01:00 | 43828.0417 | 8329.4029
2019-12-29 02:00 | 43828.0833 | 7980.4257
2019-12-29 03:00 | 43828.125 | 7793.7686
2019-12-29 04:00 | 43828.1667 | 7735.8571
2019-12-29 05:00 | 43828.2083 | 7807.5571
2019-12-29 06:00 | 43828.25 | 7982.1086
2019-12-29 07:00 | 43828.2917 | 8114.5971
2019-12-29 08:00 | 43828.3333 | 8480.0486
2019-12-29 09:00 | 43828.375 | 8833.7029
2019-12-29 10:00 | 43828.4167 | 9265.1886
2019-12-29 11:00 | 43828.4583 | 9588.7971
2019-12-29 12:00 | 43828.5 | 9689.2514
2019-12-29 13:00 | 43828.5417 | 9449.46
2019-12-29 14:00 | 43828.5833 | 9296.9314
2019-12-29 15:00 | 43828.625 | 9179.8857
2019-12-29 16:00 | 43828.6667 | 9381.0229
2019-12-29 17:00 | 43828.7083 | 9932.7057
2019-12-29 18:00 | 43828.75 | 10040.1143
2019-12-29 19:00 | 43828.7917 | 9918.6257
2019-12-29 20:00 | 43828.8333 | 9583.92
2019-12-29 21:00 | 43828.875 | 9259.0457
2019-12-29 22:00 | 43828.9167 | 9387.66
2019-12-29 23:00 | 43828.9583 | 9319.1286
2019-12-30 | 43829 | 9210.2657
2019-12-30 01:00 | 43829.0417 | 8707.3829
2019-12-30 02:00 | 43829.0833 | 8225.7543
2019-12-30 03:00 | 43829.125 | 8082.9143
2019-12-30 04:00 | 43829.1667 | 8074.4714
2019-12-30 05:00 | 43829.2083 | 8351.6
2019-12-30 06:00 | 43829.25 | 8974.6114
2019-12-30 07:00 | 43829.2917 | 9444.6771
2019-12-30 08:00 | 43829.3333 | 9706.5829
2019-12-30 09:00 | 43829.375 | 10049.86
2019-12-30 10:00 | 43829.4167 | 10331.5686
2019-12-30 11:00 | 43829.4583 | 10490.44
2019-12-30 12:00 | 43829.5 | 10485.8514
2019-12-30 13:00 | 43829.5417 | 10268.6371
2019-12-30 14:00 | 43829.5833 | 9999.8571
2019-12-30 15:00 | 43829.625 | 9952.0343
2019-12-30 16:00 | 43829.6667 | 10225.7286
2019-12-30 17:00 | 43829.7083 | 10939.6857
2019-12-30 18:00 | 43829.75 | 10930.6086
2019-12-30 19:00 | 43829.7917 | 10553.2657
2019-12-30 20:00 | 43829.8333 | 9937.2514
2019-12-30 21:00 | 43829.875 | 9574.7943
2019-12-30 22:00 | 43829.9167 | 9773.0571
2019-12-30 23:00 | 43829.9583 | 9711.06
2019-12-31 | 43830 | 9210.2657
2019-12-31 01:00 | 43830.0417 | 8707.3829
2019-12-31 02:00 | 43830.0833 | 8225.7543
2019-12-31 03:00 | 43830.125 | 8082.9143
2019-12-31 04:00 | 43830.1667 | 8074.4714
2019-12-31 05:00 | 43830.2083 | 8351.6
2019-12-31 06:00 | 43830.25 | 8974.6114
2019-12-31 07:00 | 43830.2917 | 9444.6771
2019-12-31 08:00 | 43830.3333 | 9706.5829
2019-12-31 09:00 | 43830.375 | 10049.86
2019-12-31 10:00 | 43830.4167 | 10331.5686
2019-12-31 11:00 | 43830.4583 | 10490.44
2019-12-31 12:00 | 43830.5 | 10485.8514
2019-12-31 13:00 | 43830.5417 | 10268.6371
2019-12-31 14:00 | 43830.5833 | 9999.8571
2019-12-31 15:00 | 43830.625 | 9952.0343
2019-12-31 16:00 | 43830.6667 | 10225.7286
2019-12-31 17:00 | 43830.7083 | 10939.6857
2019-12-31 18:00 | 43830.75 | 10930.6086
2019-12-31 19:00 | 43830.7917 | 10553.2657
2019-12-31 20:00 | 43830.8333 | 9937.2514
2019-12-31 21:00 | 43830.875 | 9574.7943
2019-12-31 22:00 | 43830.9167 | 9773.0571
2019-12-31 23:00 | 43830.9583 | 9711.06
2020-01-01 | 43831 | 9655.3629
2020-01-01 01:00 | 43831.0417 | 8989.6886
2020-01-01 02:00 | 43831.0833 | 8575.8029
2020-01-01 03:00 | 43831.125 | 8215.4629
2020-01-01 04:00 | 43831.1667 | 7988.54
2020-01-01 05:00 | 43831.2083 | 7961.4571
2020-01-01 06:00 | 43831.25 | 8007.4514
2020-01-01 07:00 | 43831.2917 | 7873.6
2020-01-01 08:00 | 43831.3333 | 7955.2857
2020-01-01 09:00 | 43831.375 | 8197.72
2020-01-01 10:00 | 43831.4167 | 8580.8143
2020-01-01 11:00 | 43831.4583 | 8930.42
2020-01-01 12:00 | 43831.5 | 9147.14
2020-01-01 13:00 | 43831.5417 | 9148.9457
2020-01-01 14:00 | 43831.5833 | 9026.1343
2020-01-01 15:00 | 43831.625 | 9017.8514
2020-01-01 16:00 | 43831.6667 | 9196.74
2020-01-01 17:00 | 43831.7083 | 9652.08
2020-01-01 18:00 | 43831.75 | 9703.8029
2020-01-01 19:00 | 43831.7917 | 9529.7886
2020-01-01 20:00 | 43831.8333 | 9301.5
2020-01-01 21:00 | 43831.875 | 9152.1286
2020-01-01 22:00 | 43831.9167 | 9480.7057
2020-01-01 23:00 | 43831.9583 | 9609.2543
2020-01-02 | 43832 | 10770.4257
2020-01-02 01:00 | 43832.0417 | 10026.1086
2020-01-02 02:00 | 43832.0833 | 9567.0657
2020-01-02 03:00 | 43832.125 | 9260.88
2020-01-02 04:00 | 43832.1667 | 9236.6
2020-01-02 05:00 | 43832.2083 | 9446.6686
2020-01-02 06:00 | 43832.25 | 10124.92
2020-01-02 07:00 | 43832.2917 | 10650.4314
2020-01-02 08:00 | 43832.3333 | 11200.1086
2020-01-02 09:00 | 43832.375 | 11548.88
2020-01-02 10:00 | 43832.4167 | 11664.8143
2020-01-02 11:00 | 43832.4583 | 11804.62
2020-01-02 12:00 | 43832.5 | 11796.5714
2020-01-02 13:00 | 43832.5417 | 11673.6629
2020-01-02 14:00 | 43832.5833 | 11491.7714
2020-01-02 15:00 | 43832.625 | 11341.0171
2020-01-02 16:00 | 43832.6667 | 11545
2020-01-02 17:00 | 43832.7083 | 12193.8114
2020-01-02 18:00 | 43832.75 | 12435.1114
2020-01-02 19:00 | 43832.7917 | 11993.4914
2020-01-02 20:00 | 43832.8333 | 11440.2257
2020-01-02 21:00 | 43832.875 | 10906.6543
2020-01-02 22:00 | 43832.9167 | 11014.2143
2020-01-02 23:00 | 43832.9583 | 11033.2314
2020-01-03 | 43833 | 10771.0086
2020-01-03 01:00 | 43833.0417 | 10023.3457
2020-01-03 02:00 | 43833.0833 | 9562.4286
2020-01-03 03:00 | 43833.125 | 9254.96
2020-01-03 04:00 | 43833.1667 | 9230.5229
2020-01-03 05:00 | 43833.2083 | 9441.08
2020-01-03 06:00 | 43833.25 | 10121.2114
2020-01-03 07:00 | 43833.2917 | 10648.2257
2020-01-03 08:00 | 43833.3333 | 11200.3229
2020-01-03 09:00 | 43833.375 | 11550.8257
2020-01-03 10:00 | 43833.4167 | 11667.2943
2020-01-03 11:00 | 43833.4583 | 11807.5857
2020-01-03 12:00 | 43833.5 | 11799.7943
2020-01-03 13:00 | 43833.5417 | 11676.2829
2020-01-03 14:00 | 43833.5833 | 11493.64
2020-01-03 15:00 | 43833.625 | 11342.22
2020-01-03 16:00 | 43833.6667 | 11547.3057
2020-01-03 17:00 | 43833.7083 | 12198.5886
2020-01-03 18:00 | 43833.75 | 12440.8943
2020-01-03 19:00 | 43833.7917 | 11997.6943
2020-01-03 20:00 | 43833.8333 | 11442.3686
2020-01-03 21:00 | 43833.875 | 10906.86
2020-01-03 22:00 | 43833.9167 | 11014.7086
2020-01-03 23:00 | 43833.9583 | 11033.84
2020-01-04 | 43834 | 10181.7886
2020-01-04 01:00 | 43834.0417 | 9231.3257
2020-01-04 02:00 | 43834.0833 | 8861.6457
2020-01-04 03:00 | 43834.125 | 8562.6229
2020-01-04 04:00 | 43834.1667 | 8515.2571
2020-01-04 05:00 | 43834.2083 | 8450.6257
2020-01-04 06:00 | 43834.25 | 8702.4657
2020-01-04 07:00 | 43834.2917 | 8786.2514
2020-01-04 08:00 | 43834.3333 | 9323.8086
2020-01-04 09:00 | 43834.375 | 9801.7371
2020-01-04 10:00 | 43834.4167 | 10311.8571
2020-01-04 11:00 | 43834.4583 | 10691.1229
2020-01-04 12:00 | 43834.5 | 10712.44
2020-01-04 13:00 | 43834.5417 | 10580.68
2020-01-04 14:00 | 43834.5833 | 10352.9171
2020-01-04 15:00 | 43834.625 | 10250.2686
2020-01-04 16:00 | 43834.6667 | 10239.1257
2020-01-04 17:00 | 43834.7083 | 10874.7714
2020-01-04 18:00 | 43834.75 | 11222.4514
2020-01-04 19:00 | 43834.7917 | 10871.2143
2020-01-04 20:00 | 43834.8333 | 10469.8571
2020-01-04 21:00 | 43834.875 | 10104.3257
2020-01-04 22:00 | 43834.9167 | 10194.4171
2020-01-04 23:00 | 43834.9583 | 10338.0114
2020-01-05 | 43835 | 9783.1686
2020-01-05 01:00 | 43835.0417 | 9046.8257
2020-01-05 02:00 | 43835.0833 | 8598.1714
2020-01-05 03:00 | 43835.125 | 8245.2343
2020-01-05 04:00 | 43835.1667 | 8136.5514
2020-01-05 05:00 | 43835.2083 | 8065.8886
2020-01-05 06:00 | 43835.25 | 8211.0886
2020-01-05 07:00 | 43835.2917 | 8315.5029
2020-01-05 08:00 | 43835.3333 | 8566.48
2020-01-05 09:00 | 43835.375 | 9043.2743
2020-01-05 10:00 | 43835.4167 | 9498.8686
2020-01-05 11:00 | 43835.4583 | 9879.5086
2020-01-05 12:00 | 43835.5 | 10144.2171
2020-01-05 13:00 | 43835.5417 | 9953.8171
2020-01-05 14:00 | 43835.5833 | 9609.3829
2020-01-05 15:00 | 43835.625 | 9537.2429
2020-01-05 16:00 | 43835.6667 | 9436.1743
2020-01-05 17:00 | 43835.7083 | 10257.8029
2020-01-05 18:00 | 43835.75 | 10888.8714
2020-01-05 19:00 | 43835.7917 | 10872.0029
2020-01-05 20:00 | 43835.8333 | 10475.82
2020-01-05 21:00 | 43835.875 | 10091.4171
2020-01-05 22:00 | 43835.9167 | 10298.5743
2020-01-05 23:00 | 43835.9583 | 10282.2029
2020-01-06 | 43836 | 9971.9086
2020-01-06 01:00 | 43836.0417 | 9399.3371
2020-01-06 02:00 | 43836.0833 | 8938.7857
2020-01-06 03:00 | 43836.125 | 8652.8257
2020-01-06 04:00 | 43836.1667 | 8644.88
2020-01-06 05:00 | 43836.2083 | 9119.4371
2020-01-06 06:00 | 43836.25 | 10400.0657
2020-01-06 07:00 | 43836.2917 | 11499.7314
2020-01-06 08:00 | 43836.3333 | 11944.1029
2020-01-06 09:00 | 43836.375 | 12067.4857
2020-01-06 10:00 | 43836.4167 | 12117.3286
2020-01-06 11:00 | 43836.4583 | 12267.26
2020-01-06 12:00 | 43836.5 | 12033.1229
2020-01-06 13:00 | 43836.5417 | 12022.5629
2020-01-06 14:00 | 43836.5833 | 11852.9857
2020-01-06 15:00 | 43836.625 | 11759.4829
2020-01-06 16:00 | 43836.6667 | 11765.3343
2020-01-06 17:00 | 43836.7083 | 12497.96
2020-01-06 18:00 | 43836.75 | 12712.5657
2020-01-06 19:00 | 43836.7917 | 12108.6543
2020-01-06 20:00 | 43836.8333 | 11382.2914
2020-01-06 21:00 | 43836.875 | 10681.5457
2020-01-06 22:00 | 43836.9167 | 10959.2543
2020-01-06 23:00 | 43836.9583 | 10926.1229
2020-01-07 | 43837 | 10538.3914
2020-01-07 01:00 | 43837.0417 | 10086.2514
2020-01-07 02:00 | 43837.0833 | 9722.6686
2020-01-07 03:00 | 43837.125 | 9496.8571
2020-01-07 04:00 | 43837.1667 | 9490.5857
2020-01-07 05:00 | 43837.2083 | 9865.32
2020-01-07 06:00 | 43837.25 | 10876.4743
2020-01-07 07:00 | 43837.2917 | 11744.7914
2020-01-07 08:00 | 43837.3333 | 12095.6171
2020-01-07 09:00 | 43837.375 | 12193.0429
2020-01-07 10:00 | 43837.4167 | 12232.3857
2020-01-07 11:00 | 43837.4583 | 12350.7229
2020-01-07 12:00 | 43837.5 | 12165.9486
2020-01-07 13:00 | 43837.5417 | 12157.5829
2020-01-07 14:00 | 43837.5833 | 12023.7029
2020-01-07 15:00 | 43837.625 | 11949.7943
2020-01-07 16:00 | 43837.6667 | 11954.4686
2020-01-07 17:00 | 43837.7083 | 12532.9029
2020-01-07 18:00 | 43837.75 | 12702.4457
2020-01-07 19:00 | 43837.7917 | 12225.6029
2020-01-07 20:00 | 43837.8333 | 11652.0457
2020-01-07 21:00 | 43837.875 | 11098.7086
2020-01-07 22:00 | 43837.9167 | 11317.9486
2020-01-07 23:00 | 43837.9583 | 11291.8571
2020-01-08 | 43838 | 10584.9771
2020-01-08 01:00 | 43838.0417 | 10132.3657
2020-01-08 02:00 | 43838.0833 | 9768.3571
2020-01-08 03:00 | 43838.125 | 9542.3543
2020-01-08 04:00 | 43838.1667 | 9536.08
2020-01-08 05:00 | 43838.2083 | 9911.14
2020-01-08 06:00 | 43838.25 | 10923.3771
2020-01-08 07:00 | 43838.2917 | 11792.6543
2020-01-08 08:00 | 43838.3333 | 12143.9143
2020-01-08 09:00 | 43838.375 | 12241.3829
2020-01-08 10:00 | 43838.4167 | 12280.9171
2020-01-08 11:00 | 43838.4583 | 12399.4
2020-01-08 12:00 | 43838.5 | 12214.3171
2020-01-08 13:00 | 43838.5417 | 12205.9486
2020-01-08 14:00 | 43838.5833 | 12071.94
2020-01-08 15:00 | 43838.625 | 11997.9686
2020-01-08 16:00 | 43838.6667 | 12002.6371
2020-01-08 17:00 | 43838.7083 | 12581.6943
2020-01-08 18:00 | 43838.75 | 12751.3457
2020-01-08 19:00 | 43838.7917 | 12274.0457
2020-01-08 20:00 | 43838.8333 | 11699.8771
2020-01-08 21:00 | 43838.875 | 11146.0029
2020-01-08 22:00 | 43838.9167 | 11365.4371
2020-01-08 23:00 | 43838.9583 | 11339.26
2020-01-09 | 43839 | 10642.4343
2020-01-09 01:00 | 43839.0417 | 10189.1714
2020-01-09 02:00 | 43839.0833 | 9824.78
2020-01-09 03:00 | 43839.125 | 9598.4
2020-01-09 04:00 | 43839.1667 | 9592.0343
2020-01-09 05:00 | 43839.2083 | 9967.6714
2020-01-09 06:00 | 43839.25 | 10981.2486
2020-01-09 07:00 | 43839.2917 | 11851.6257
2020-01-09 08:00 | 43839.3333 | 12203.3886
2020-01-09 09:00 | 43839.375 | 12301.0114
2020-01-09 10:00 | 43839.4167 | 12340.5086
2020-01-09 11:00 | 43839.4583 | 12459.1171
2020-01-09 12:00 | 43839.5 | 12273.8371
2020-01-09 13:00 | 43839.5417 | 12265.4914
2020-01-09 14:00 | 43839.5833 | 12131.2429
2020-01-09 15:00 | 43839.625 | 12057.2229
2020-01-09 16:00 | 43839.6667 | 12061.8914
2020-01-09 17:00 | 43839.7083 | 12641.7257
2020-01-09 18:00 | 43839.75 | 12811.6743
2020-01-09 19:00 | 43839.7917 | 12333.6371
2020-01-09 20:00 | 43839.8333 | 11758.6943
2020-01-09 21:00 | 43839.875 | 11204.1429
2020-01-09 22:00 | 43839.9167 | 11423.8571
2020-01-09 23:00 | 43839.9583 | 11397.6829
2020-01-10 | 43840 | 10684.9629
2020-01-10 01:00 | 43840.0417 | 10230.9971
2020-01-10 02:00 | 43840.0833 | 9865.9771
2020-01-10 03:00 | 43840.125 | 9639.3429
2020-01-10 04:00 | 43840.1667 | 9632.98
2020-01-10 05:00 | 43840.2083 | 10009.2371
2020-01-10 06:00 | 43840.25 | 11024.3086
2020-01-10 07:00 | 43840.2917 | 11895.9971
2020-01-10 08:00 | 43840.3333 | 12248.2857
2020-01-10 09:00 | 43840.375 | 12345.9771
2020-01-10 10:00 | 43840.4167 | 12385.5771
2020-01-10 11:00 | 43840.4583 | 12504.3629
2020-01-10 12:00 | 43840.5 | 12318.8229
2020-01-10 13:00 | 43840.5417 | 12310.4629
2020-01-10 14:00 | 43840.5833 | 12176.06
2020-01-10 15:00 | 43840.625 | 12101.8314
2020-01-10 16:00 | 43840.6667 | 12106.5114
2020-01-10 17:00 | 43840.7083 | 12687.2229
2020-01-10 18:00 | 43840.75 | 12857.4514
2020-01-10 19:00 | 43840.7917 | 12378.7171
2020-01-10 20:00 | 43840.8333 | 11802.8886
2020-01-10 21:00 | 43840.875 | 11247.4457
2020-01-10 22:00 | 43840.9167 | 11467.5143
2020-01-10 23:00 | 43840.9583 | 11441.34
2020-01-11 | 43841 | 10444.0543
2020-01-11 01:00 | 43841.0417 | 9886.1514
2020-01-11 02:00 | 43841.0833 | 9465.0457
2020-01-11 03:00 | 43841.125 | 9202.5971
2020-01-11 04:00 | 43841.1667 | 9045.1257
2020-01-11 05:00 | 43841.2083 | 9045.72
2020-01-11 06:00 | 43841.25 | 9267.1057
2020-01-11 07:00 | 43841.2917 | 9522.7543
2020-01-11 08:00 | 43841.3333 | 10090.5086
2020-01-11 09:00 | 43841.375 | 10587.04
2020-01-11 10:00 | 43841.4167 | 10920.7
2020-01-11 11:00 | 43841.4583 | 11137.5486
2020-01-11 12:00 | 43841.5 | 11141.7886
2020-01-11 13:00 | 43841.5417 | 10918.24
2020-01-11 14:00 | 43841.5833 | 10648.5943
2020-01-11 15:00 | 43841.625 | 10531.9943
2020-01-11 16:00 | 43841.6667 | 10560.7457
2020-01-11 17:00 | 43841.7083 | 11136.4657
2020-01-11 18:00 | 43841.75 | 11442.2457
2020-01-11 19:00 | 43841.7917 | 11078.5629
2020-01-11 20:00 | 43841.8333 | 10615.1143
2020-01-11 21:00 | 43841.875 | 10183.5657
2020-01-11 22:00 | 43841.9167 | 10374.0286
2020-01-11 23:00 | 43841.9583 | 10502.1457
2020-01-12 | 43842 | 9885.8343
2020-01-12 01:00 | 43842.0417 | 9412.9086
2020-01-12 02:00 | 43842.0833 | 9047.3314
2020-01-12 03:00 | 43842.125 | 8776.6543
2020-01-12 04:00 | 43842.1667 | 8657.1343
2020-01-12 05:00 | 43842.2083 | 8581.16
2020-01-12 06:00 | 43842.25 | 8709.4143
2020-01-12 07:00 | 43842.2917 | 8793.2143
2020-01-12 08:00 | 43842.3333 | 9169.7229
2020-01-12 09:00 | 43842.375 | 9706.1143
2020-01-12 10:00 | 43842.4167 | 10075.5629
2020-01-12 11:00 | 43842.4583 | 10384.8314
2020-01-12 12:00 | 43842.5 | 10553.64
2020-01-12 13:00 | 43842.5417 | 10265.1057
2020-01-12 14:00 | 43842.5833 | 9944.4457
2020-01-12 15:00 | 43842.625 | 9820.0743
2020-01-12 16:00 | 43842.6667 | 9862.52
2020-01-12 17:00 | 43842.7083 | 10602.2429
2020-01-12 18:00 | 43842.75 | 11058.6829
2020-01-12 19:00 | 43842.7917 | 10960.7857
2020-01-12 20:00 | 43842.8333 | 10612.2629
2020-01-12 21:00 | 43842.875 | 10174.9457
2020-01-12 22:00 | 43842.9167 | 10294.4771
2020-01-12 23:00 | 43842.9583 | 10304.6971
2020-01-13 | 43843 | 10142.0686
2020-01-13 01:00 | 43843.0417 | 9569.4829
2020-01-13 02:00 | 43843.0833 | 9109.04
2020-01-13 03:00 | 43843.125 | 8823.1971
2020-01-13 04:00 | 43843.1667 | 8815.1714
2020-01-13 05:00 | 43843.2083 | 9289.6257
2020-01-13 06:00 | 43843.25 | 10570.04
2020-01-13 07:00 | 43843.2917 | 11669.6514
2020-01-13 08:00 | 43843.3333 | 12113.9086
2020-01-13 09:00 | 43843.375 | 12237.3029
2020-01-13 10:00 | 43843.4167 | 12287.1829
2020-01-13 11:00 | 43843.4583 | 12437.0543
2020-01-13 12:00 | 43843.5 | 12202.9714
2020-01-13 13:00 | 43843.5417 | 12192.46
2020-01-13 14:00 | 43843.5833 | 12022.8
2020-01-13 15:00 | 43843.625 | 11929.3143
2020-01-13 16:00 | 43843.6667 | 11935.18
2020-01-13 17:00 | 43843.7083 | 12667.6457
2020-01-13 18:00 | 43843.75 | 12882.2457
2020-01-13 19:00 | 43843.7917 | 12278.5314
2020-01-13 20:00 | 43843.8333 | 11552.2571
2020-01-13 21:00 | 43843.875 | 10851.5429
2020-01-13 22:00 | 43843.9167 | 11129.22
2020-01-13 23:00 | 43843.9583 | 11096.1486
2020-01-14 | 43844 | 10676.8971
2020-01-14 01:00 | 43844.0417 | 10220.0029
2020-01-14 02:00 | 43844.0833 | 9852.4971
2020-01-14 03:00 | 43844.125 | 9624.3571
2020-01-14 04:00 | 43844.1667 | 9617.9714
2020-01-14 05:00 | 43844.2083 | 9996.6286
2020-01-14 06:00 | 43844.25 | 11018.5771
2020-01-14 07:00 | 43844.2917 | 11896.0943
2020-01-14 08:00 | 43844.3333 | 12250.7457
2020-01-14 09:00 | 43844.375 | 12349.1086
2020-01-14 10:00 | 43844.4167 | 12388.9771
2020-01-14 11:00 | 43844.4583 | 12508.5743
2020-01-14 12:00 | 43844.5 | 12321.8
2020-01-14 13:00 | 43844.5417 | 12313.3314
2020-01-14 14:00 | 43844.5833 | 12177.9686
2020-01-14 15:00 | 43844.625 | 12103.3114
2020-01-14 16:00 | 43844.6667 | 12108
2020-01-14 17:00 | 43844.7083 | 12692.5914
2020-01-14 18:00 | 43844.75 | 12863.9229
2020-01-14 19:00 | 43844.7917 | 12382.0057
2020-01-14 20:00 | 43844.8333 | 11802.3971
2020-01-14 21:00 | 43844.875 | 11243.2371
2020-01-14 22:00 | 43844.9167 | 11464.8171
2020-01-14 23:00 | 43844.9583 | 11438.3914
2020-01-15 | 43845 | 10652.6343
2020-01-15 01:00 | 43845.0417 | 10194.3571
2020-01-15 02:00 | 43845.0833 | 9825.8486
2020-01-15 03:00 | 43845.125 | 9597.0571
2020-01-15 04:00 | 43845.1667 | 9590.6714
2020-01-15 05:00 | 43845.2083 | 9970.4571
2020-01-15 06:00 | 43845.25 | 10995.2743
2020-01-15 07:00 | 43845.2917 | 11875.28
2020-01-15 08:00 | 43845.3333 | 12230.9086
2020-01-15 09:00 | 43845.375 | 12329.5657
2020-01-15 10:00 | 43845.4167 | 12369.52
2020-01-15 11:00 | 43845.4583 | 12489.4571
2020-01-15 12:00 | 43845.5 | 12302.1086
2020-01-15 13:00 | 43845.5417 | 12293.7257
2020-01-15 14:00 | 43845.5833 | 12158.0029
2020-01-15 15:00 | 43845.625 | 12083.1057
2020-01-15 16:00 | 43845.6667 | 12087.8
2020-01-15 17:00 | 43845.7083 | 12674.1
2020-01-15 18:00 | 43845.75 | 12845.8771
2020-01-15 19:00 | 43845.7917 | 12362.6229
2020-01-15 20:00 | 43845.8333 | 11781.3086
2020-01-15 21:00 | 43845.875 | 11220.5714
2020-01-15 22:00 | 43845.9167 | 11442.7686
2020-01-15 23:00 | 43845.9583 | 11416.3057
2020-01-16 | 43846 | 10678.0629
2020-01-16 01:00 | 43846.0417 | 10219.2771
2020-01-16 02:00 | 43846.0833 | 9850.3057
2020-01-16 03:00 | 43846.125 | 9621.2086
2020-01-16 04:00 | 43846.1667 | 9614.8086
2020-01-16 05:00 | 43846.2083 | 9995.0743
2020-01-16 06:00 | 43846.25 | 11021.16
2020-01-16 07:00 | 43846.2917 | 11902.2629
2020-01-16 08:00 | 43846.3333 | 12258.3371
2020-01-16 09:00 | 43846.375 | 12357.1571
2020-01-16 10:00 | 43846.4167 | 12397.1171
2020-01-16 11:00 | 43846.4583 | 12517.2114
2020-01-16 12:00 | 43846.5 | 12329.6886
2020-01-16 13:00 | 43846.5417 | 12321.1886
2020-01-16 14:00 | 43846.5833 | 12185.3229
2020-01-16 15:00 | 43846.625 | 12110.2829
2020-01-16 16:00 | 43846.6667 | 12115.0771
2020-01-16 17:00 | 43846.7083 | 12702.0543
2020-01-16 18:00 | 43846.75 | 12873.9914
2020-01-16 19:00 | 43846.7917 | 12390.1286
2020-01-16 20:00 | 43846.8333 | 11808.14
2020-01-16 21:00 | 43846.875 | 11246.7514
2020-01-16 22:00 | 43846.9167 | 11469.1543
2020-01-16 23:00 | 43846.9583 | 11442.68
2020-01-17 | 43847 | 10591.8029
2020-01-17 01:00 | 43847.0417 | 10131.82
2020-01-17 02:00 | 43847.0833 | 9761.8229
2020-01-17 03:00 | 43847.125 | 9532.1857
2020-01-17 04:00 | 43847.1667 | 9525.7971
2020-01-17 05:00 | 43847.2083 | 9906.9971
2020-01-17 06:00 | 43847.25 | 10935.6571
2020-01-17 07:00 | 43847.2917 | 11819.0914
2020-01-17 08:00 | 43847.3333 | 12176.06
2020-01-17 09:00 | 43847.375 | 12275.0743
2020-01-17 10:00 | 43847.4167 | 12315.2057
2020-01-17 11:00 | 43847.4583 | 12435.6143
2020-01-17 12:00 | 43847.5 | 12247.5371
2020-01-17 13:00 | 43847.5417 | 12239.0314
2020-01-17 14:00 | 43847.5833 | 12102.88
2020-01-17 15:00 | 43847.625 | 12027.6943
2020-01-17 16:00 | 43847.6667 | 12032.4086
2020-01-17 17:00 | 43847.7083 | 12620.92
2020-01-17 18:00 | 43847.75 | 12793.3
2020-01-17 19:00 | 43847.7917 | 12308.1971
2020-01-17 20:00 | 43847.8333 | 11724.6914
2020-01-17 21:00 | 43847.875 | 11161.7943
2020-01-17 22:00 | 43847.9167 | 11384.8314
2020-01-17 23:00 | 43847.9583 | 11358.3029
2020-01-18 | 43848 | 10485.8886
2020-01-18 01:00 | 43848.0417 | 9920.5457
2020-01-18 02:00 | 43848.0833 | 9493.8057
2020-01-18 03:00 | 43848.125 | 9227.7857
2020-01-18 04:00 | 43848.1667 | 9068.2629
2020-01-18 05:00 | 43848.2083 | 9068.8571
2020-01-18 06:00 | 43848.25 | 9293.2171
2020-01-18 07:00 | 43848.2917 | 9552.2943
2020-01-18 08:00 | 43848.3333 | 10127.6629
2020-01-18 09:00 | 43848.375 | 10630.8343
2020-01-18 10:00 | 43848.4167 | 10968.9457
2020-01-18 11:00 | 43848.4583 | 11188.7514
2020-01-18 12:00 | 43848.5 | 11193.02
2020-01-18 13:00 | 43848.5417 | 10966.4657
2020-01-18 14:00 | 43848.5833 | 10693.2086
2020-01-18 15:00 | 43848.625 | 10575.0286
2020-01-18 16:00 | 43848.6667 | 10604.1743
2020-01-18 17:00 | 43848.7083 | 11187.56
2020-01-18 18:00 | 43848.75 | 11497.5
2020-01-18 19:00 | 43848.7917 | 11128.9657
2020-01-18 20:00 | 43848.8333 | 10659.2
2020-01-18 21:00 | 43848.875 | 10221.96
2020-01-18 22:00 | 43848.9167 | 10414.8943
2020-01-18 23:00 | 43848.9583 | 10544.7857
2020-01-19 | 43849 | 9922.8514
2020-01-19 01:00 | 43849.0417 | 9448.0114
2020-01-19 02:00 | 43849.0833 | 9080.9743
2020-01-19 03:00 | 43849.125 | 8809.3086
2020-01-19 04:00 | 43849.1667 | 8689.2943
2020-01-19 05:00 | 43849.2083 | 8612.9543
2020-01-19 06:00 | 43849.25 | 8741.7714
2020-01-19 07:00 | 43849.2917 | 8825.9286
2020-01-19 08:00 | 43849.3333 | 9203.9457
2020-01-19 09:00 | 43849.375 | 9742.4457
2020-01-19 10:00 | 43849.4167 | 10113.34
2020-01-19 11:00 | 43849.4583 | 10423.8286
2020-01-19 12:00 | 43849.5 | 10593.3314
2020-01-19 13:00 | 43849.5417 | 10303.62
2020-01-19 14:00 | 43849.5833 | 9981.6429
2020-01-19 15:00 | 43849.625 | 9856.8086
2020-01-19 16:00 | 43849.6667 | 9899.4743
2020-01-19 17:00 | 43849.7083 | 10642.1457
2020-01-19 18:00 | 43849.75 | 11100.3486
2020-01-19 19:00 | 43849.7917 | 11002.0286
2020-01-19 20:00 | 43849.8333 | 10652.1314
2020-01-19 21:00 | 43849.875 | 10213.14
2020-01-19 22:00 | 43849.9167 | 10333.1286
2020-01-19 23:00 | 43849.9583 | 10343.3371
2020-01-20 | 43850 | 10151.4629
2020-01-20 01:00 | 43850.0417 | 9586.6257
2020-01-20 02:00 | 43850.0833 | 9132.4657
2020-01-20 03:00 | 43850.125 | 8850.4114
2020-01-20 04:00 | 43850.1667 | 8842.52
2020-01-20 05:00 | 43850.2083 | 9310.6229
2020-01-20 06:00 | 43850.25 | 10573.7371
2020-01-20 07:00 | 43850.2917 | 11658.4914
2020-01-20 08:00 | 43850.3333 | 12096.8629
2020-01-20 09:00 | 43850.375 | 12218.4714
2020-01-20 10:00 | 43850.4167 | 12267.7429
2020-01-20 11:00 | 43850.4583 | 12415.5514
2020-01-20 12:00 | 43850.5 | 12184.6743
2020-01-20 13:00 | 43850.5417 | 12174.2514
2020-01-20 14:00 | 43850.5833 | 12006.9286
2020-01-20 15:00 | 43850.625 | 11914.6514
2020-01-20 16:00 | 43850.6667 | 11920.5286
2020-01-20 17:00 | 43850.7083 | 12643.08
2020-01-20 18:00 | 43850.75 | 12854.8371
2020-01-20 19:00 | 43850.7917 | 12259.1486
2020-01-20 20:00 | 43850.8333 | 11542.6543
2020-01-20 21:00 | 43850.875 | 10851.4571
2020-01-20 22:00 | 43850.9167 | 11125.32
2020-01-20 23:00 | 43850.9583 | 11092.7486
2020-01-21 | 43851 | 10748.3257
2020-01-21 01:00 | 43851.0417 | 10289.3429
2020-01-21 02:00 | 43851.0833 | 9920.3
2020-01-21 03:00 | 43851.125 | 9691.1171
2020-01-21 04:00 | 43851.1667 | 9684.7257
2020-01-21 05:00 | 43851.2083 | 10065.0457
2020-01-21 06:00 | 43851.25 | 11091.4086
2020-01-21 07:00 | 43851.2917 | 11972.7286
2020-01-21 08:00 | 43851.3333 | 12328.8914
2020-01-21 09:00 | 43851.375 | 12427.7143
2020-01-21 10:00 | 43851.4167 | 12467.7371
2020-01-21 11:00 | 43851.4583 | 12587.8257
2020-01-21 12:00 | 43851.5 | 12400.2629
2020-01-21 13:00 | 43851.5417 | 12391.7686
2020-01-21 14:00 | 43851.5833 | 12255.8229
2020-01-21 15:00 | 43851.625 | 12180.8543
2020-01-21 16:00 | 43851.6667 | 12185.5457
2020-01-21 17:00 | 43851.7083 | 12772.6886
2020-01-21 18:00 | 43851.75 | 12944.7829
2020-01-21 19:00 | 43851.7917 | 12460.76
2020-01-21 20:00 | 43851.8333 | 11878.5886
2020-01-21 21:00 | 43851.875 | 11317.0029
2020-01-21 22:00 | 43851.9167 | 11539.5143
2020-01-21 23:00 | 43851.9583 | 11513.0629
2020-01-22 | 43852 | 10812.8371
2020-01-22 01:00 | 43852.0417 | 10354.8457
2020-01-22 02:00 | 43852.0833 | 9986.5171
2020-01-22 03:00 | 43852.125 | 9757.8657
2020-01-22 04:00 | 43852.1667 | 9751.4029
2020-01-22 05:00 | 43852.2083 | 10130.98
2020-01-22 06:00 | 43852.25 | 11155.1514
2020-01-22 07:00 | 43852.2917 | 12034.7743
2020-01-22 08:00 | 43852.3333 | 12390.14
2020-01-22 09:00 | 43852.375 | 12488.7714
2020-01-22 10:00 | 43852.4167 | 12528.72
2020-01-22 11:00 | 43852.4583 | 12648.58
2020-01-22 12:00 | 43852.5 | 12461.3743
2020-01-22 13:00 | 43852.5417 | 12452.9086
2020-01-22 14:00 | 43852.5833 | 12317.3171
2020-01-22 15:00 | 43852.625 | 12242.3914
2020-01-22 16:00 | 43852.6667 | 12247.1829
2020-01-22 17:00 | 43852.7083 | 12833.0886
2020-01-22 18:00 | 43852.75 | 13004.7514
2020-01-22 19:00 | 43852.7917 | 12521.7543
2020-01-22 20:00 | 43852.8333 | 11940.8229
2020-01-22 21:00 | 43852.875 | 11380.4171
2020-01-22 22:00 | 43852.9167 | 11602.4771
2020-01-22 23:00 | 43852.9583 | 11575.9829
2020-01-23 | 43853 | 10819.28
2020-01-23 01:00 | 43853.0417 | 10361.7571
2020-01-23 02:00 | 43853.0833 | 9993.7629
2020-01-23 03:00 | 43853.125 | 9765.2457
2020-01-23 04:00 | 43853.1667 | 9758.8771
2020-01-23 05:00 | 43853.2083 | 10138.1371
2020-01-23 06:00 | 43853.25 | 11161.3886
2020-01-23 07:00 | 43853.2917 | 12040.18
2020-01-23 08:00 | 43853.3333 | 12395.2314
2020-01-23 09:00 | 43853.375 | 12493.8086
2020-01-23 10:00 | 43853.4167 | 12533.74
2020-01-23 11:00 | 43853.4583 | 12653.4057
2020-01-23 12:00 | 43853.5 | 12466.4257
2020-01-23 13:00 | 43853.5417 | 12457.96
2020-01-23 14:00 | 43853.5833 | 12322.4457
2020-01-23 15:00 | 43853.625 | 12247.6714
2020-01-23 16:00 | 43853.6667 | 12252.3486
2020-01-23 17:00 | 43853.7083 | 12837.8257
2020-01-23 18:00 | 43853.75 | 13009.3686
2020-01-23 19:00 | 43853.7917 | 12526.7629
2020-01-23 20:00 | 43853.8333 | 11946.2886
2020-01-23 21:00 | 43853.875 | 11386.4143
2020-01-23 22:00 | 43853.9167 | 11608.2486
2020-01-23 23:00 | 43853.9583 | 11581.7686
2020-01-24 | 43854 | 10785.42
2020-01-24 01:00 | 43854.0417 | 10327.7743
2020-01-24 02:00 | 43854.0833 | 9959.6686
2020-01-24 03:00 | 43854.125 | 9731.0886
2020-01-24 04:00 | 43854.1667 | 9724.7143
2020-01-24 05:00 | 43854.2083 | 10104.0829
2020-01-24 06:00 | 43854.25 | 11127.6429
2020-01-24 07:00 | 43854.2917 | 12006.6743
2020-01-24 08:00 | 43854.3333 | 12361.9371
2020-01-24 09:00 | 43854.375 | 12460.54
2020-01-24 10:00 | 43854.4167 | 12500.3771
2020-01-24 11:00 | 43854.4583 | 12620.1943
2020-01-24 12:00 | 43854.5 | 12433.0486
2020-01-24 13:00 | 43854.5417 | 12424.6943
2020-01-24 14:00 | 43854.5833 | 12289.0371
2020-01-24 15:00 | 43854.625 | 12214.24
2020-01-24 16:00 | 43854.6667 | 12219.0229
2020-01-24 17:00 | 43854.7083 | 12804.5514
2020-01-24 18:00 | 43854.75 | 12976.1514
2020-01-24 19:00 | 43854.7917 | 12493.3971
2020-01-24 20:00 | 43854.8333 | 11912.86
2020-01-24 21:00 | 43854.875 | 11352.72
2020-01-24 22:00 | 43854.9167 | 11574.6286
2020-01-24 23:00 | 43854.9583 | 11548.2314
2020-01-25 | 43855 | 10642.5371
2020-01-25 01:00 | 43855.0417 | 10077.4086
2020-01-25 02:00 | 43855.0833 | 9650.8
2020-01-25 03:00 | 43855.125 | 9384.8029
2020-01-25 04:00 | 43855.1667 | 9225.36
2020-01-25 05:00 | 43855.2083 | 9225.8543
2020-01-25 06:00 | 43855.25 | 9450.18
2020-01-25 07:00 | 43855.2917 | 9709.2371
2020-01-25 08:00 | 43855.3333 | 10284.4743
2020-01-25 09:00 | 43855.375 | 10787.4914
2020-01-25 10:00 | 43855.4167 | 11125.5114
2020-01-25 11:00 | 43855.4583 | 11345.2657
2020-01-25 12:00 | 43855.5 | 11349.5343
2020-01-25 13:00 | 43855.5417 | 11123.0257
2020-01-25 14:00 | 43855.5833 | 10849.8857
2020-01-25 15:00 | 43855.625 | 10731.7343
2020-01-25 16:00 | 43855.6667 | 10760.9029
2020-01-25 17:00 | 43855.7083 | 11344.0886
2020-01-25 18:00 | 43855.75 | 11653.9257
2020-01-25 19:00 | 43855.7917 | 11285.4429
2020-01-25 20:00 | 43855.8333 | 10815.9771
2020-01-25 21:00 | 43855.875 | 10378.7314
2020-01-25 22:00 | 43855.9167 | 10571.6086
2020-01-25 23:00 | 43855.9583 | 10701.4743
2020-01-26 | 43856 | 9931.88
2020-01-26 01:00 | 43856.0417 | 9457.2943
2020-01-26 02:00 | 43856.0833 | 9090.4086
2020-01-26 03:00 | 43856.125 | 8818.8514
2020-01-26 04:00 | 43856.1667 | 8698.9514
2020-01-26 05:00 | 43856.2083 | 8622.6857
2020-01-26 06:00 | 43856.25 | 8751.3114
2020-01-26 07:00 | 43856.2917 | 8835.4257
2020-01-26 08:00 | 43856.3333 | 9213.3086
2020-01-26 09:00 | 43856.375 | 9751.58
2020-01-26 10:00 | 43856.4167 | 10122.2943
2020-01-26 11:00 | 43856.4583 | 10432.6514
2020-01-26 12:00 | 43856.5 | 10602.0457
2020-01-26 13:00 | 43856.5417 | 10312.4371
2020-01-26 14:00 | 43856.5833 | 9990.7
2020-01-26 15:00 | 43856.625 | 9865.8229
2020-01-26 16:00 | 43856.6667 | 9908.4686
2020-01-26 17:00 | 43856.7083 | 10650.7571
2020-01-26 18:00 | 43856.75 | 11108.7686
2020-01-26 19:00 | 43856.7917 | 11010.5771
2020-01-26 20:00 | 43856.8333 | 10660.7629
2020-01-26 21:00 | 43856.875 | 10221.98
2020-01-26 22:00 | 43856.9167 | 10341.9029
2020-01-26 23:00 | 43856.9583 | 10352.1143
2020-01-27 | 43857 | 10153.3229
2020-01-27 01:00 | 43857.0417 | 9587.2829
2020-01-27 02:00 | 43857.0833 | 9132.0771
2020-01-27 03:00 | 43857.125 | 8849.3686
2020-01-27 04:00 | 43857.1667 | 8841.4371
2020-01-27 05:00 | 43857.2083 | 9310.5886
2020-01-27 06:00 | 43857.25 | 10576.4629
2020-01-27 07:00 | 43857.2917 | 11663.64
2020-01-27 08:00 | 43857.3333 | 12102.8743
2020-01-27 09:00 | 43857.375 | 12224.7886
2020-01-27 10:00 | 43857.4167 | 12274.1457
2020-01-27 11:00 | 43857.4583 | 12422.3086
2020-01-27 12:00 | 43857.5 | 12190.9143
2020-01-27 13:00 | 43857.5417 | 12180.5171
2020-01-27 14:00 | 43857.5833 | 12012.8057
2020-01-27 15:00 | 43857.625 | 11920.3029
2020-01-27 16:00 | 43857.6667 | 11926.2029
2020-01-27 17:00 | 43857.7083 | 12650.3771
2020-01-27 18:00 | 43857.75 | 12862.5543
2020-01-27 19:00 | 43857.7917 | 12265.6
2020-01-27 20:00 | 43857.8333 | 11547.5257
2020-01-27 21:00 | 43857.875 | 10854.7971
2020-01-27 22:00 | 43857.9167 | 11129.2629
2020-01-27 23:00 | 43857.9583 | 11096.5914
2020-01-28 | 43858 | 10742.14
2020-01-28 01:00 | 43858.0417 | 10285.7029
2020-01-28 02:00 | 43858.0833 | 9918.7257
2020-01-28 03:00 | 43858.125 | 9690.7886
2020-01-28 04:00 | 43858.1667 | 9684.4286
2020-01-28 05:00 | 43858.2083 | 10062.6714
2020-01-28 06:00 | 43858.25 | 11083.34
2020-01-28 07:00 | 43858.2917 | 11959.7629
2020-01-28 08:00 | 43858.3333 | 12313.8943
2020-01-28 09:00 | 43858.375 | 12412.2086
2020-01-28 10:00 | 43858.4167 | 12452.06
2020-01-28 11:00 | 43858.4583 | 12571.5029
2020-01-28 12:00 | 43858.5 | 12384.92
2020-01-28 13:00 | 43858.5417 | 12376.4543
2020-01-28 14:00 | 43858.5833 | 12241.2743
2020-01-28 15:00 | 43858.625 | 12166.7629
2020-01-28 16:00 | 43858.6667 | 12171.4429
2020-01-28 17:00 | 43858.7083 | 12755.2829
2020-01-28 18:00 | 43858.75 | 12926.44
2020-01-28 19:00 | 43858.7917 | 12445.1057
2020-01-28 20:00 | 43858.8333 | 11866.2229
2020-01-28 21:00 | 43858.875 | 11307.6686
2020-01-28 22:00 | 43858.9167 | 11529.0171
2020-01-28 23:00 | 43858.9583 | 11502.6257
2020-01-29 | 43859 | 10762.4543
2020-01-29 01:00 | 43859.0417 | 10307.0057
2020-01-29 02:00 | 43859.0833 | 9940.7257
2020-01-29 03:00 | 43859.125 | 9713.1886
2020-01-29 04:00 | 43859.1667 | 9706.8229
2020-01-29 05:00 | 43859.2083 | 10084.3429
2020-01-29 06:00 | 43859.25 | 11102.9486
2020-01-29 07:00 | 43859.2917 | 11977.6257
2020-01-29 08:00 | 43859.3333 | 12331.1629
2020-01-29 09:00 | 43859.375 | 12429.2
2020-01-29 10:00 | 43859.4167 | 12468.9086
2020-01-29 11:00 | 43859.4583 | 12588.1429
2020-01-29 12:00 | 43859.5 | 12401.92
2020-01-29 13:00 | 43859.5417 | 12393.5657
2020-01-29 14:00 | 43859.5833 | 12258.6
2020-01-29 15:00 | 43859.625 | 12184.2514
2020-01-29 16:00 | 43859.6667 | 12188.9286
2020-01-29 17:00 | 43859.7083 | 12771.58
2020-01-29 18:00 | 43859.75 | 12942.3857
2020-01-29 19:00 | 43859.7917 | 12462.0457
2020-01-29 20:00 | 43859.8333 | 11884.2771
2020-01-29 21:00 | 43859.875 | 11326.8914
2020-01-29 22:00 | 43859.9167 | 11547.7543
2020-01-29 23:00 | 43859.9583 | 11521.3686
2020-01-30 | 43860 | 10783.4657
2020-01-30 01:00 | 43860.0417 | 10306.1686
2020-01-30 02:00 | 43860.0833 | 9912.0114
2020-01-30 03:00 | 43860.125 | 9687.14
2020-01-30 04:00 | 43860.1667 | 9701.2486
2020-01-30 05:00 | 43860.2083 | 10129.8257
2020-01-30 06:00 | 43860.25 | 11297.9743
2020-01-30 07:00 | 43860.2917 | 12183.3514
2020-01-30 08:00 | 43860.3333 | 12393.3143
2020-01-30 09:00 | 43860.375 | 12632.4171
2020-01-30 10:00 | 43860.4167 | 12688.2114
2020-01-30 11:00 | 43860.4583 | 12790.0543
2020-01-30 12:00 | 43860.5 | 12485.1143
2020-01-30 13:00 | 43860.5417 | 12431.3971
2020-01-30 14:00 | 43860.5833 | 12286.9914
2020-01-30 15:00 | 43860.625 | 12197.3886
2020-01-30 16:00 | 43860.6667 | 12069.0771
2020-01-30 17:00 | 43860.7083 | 12303.9
2020-01-30 18:00 | 43860.75 | 12916.1714
2020-01-30 19:00 | 43860.7917 | 12652.8
2020-01-30 20:00 | 43860.8333 | 12025.1086
2020-01-30 21:00 | 43860.875 | 11396.7286
2020-01-30 22:00 | 43860.9167 | 11633.5514
2020-01-30 23:00 | 43860.9583 | 11584.0114
2020-01-31 | 43861 | 10740.0257
2020-01-31 01:00 | 43861.0417 | 10262.5743
2020-01-31 02:00 | 43861.0833 | 9868.38
2020-01-31 03:00 | 43861.125 | 9643.54
2020-01-31 04:00 | 43861.1667 | 9657.5743
2020-01-31 05:00 | 43861.2083 | 10086.2286
2020-01-31 06:00 | 43861.25 | 11254.5143
2020-01-31 07:00 | 43861.2917 | 12140.1114
2020-01-31 08:00 | 43861.3333 | 12350.0057
2020-01-31 09:00 | 43861.375 | 12589.1714
2020-01-31 10:00 | 43861.4167 | 12645.0286
2020-01-31 11:00 | 43861.4583 | 12746.8886
2020-01-31 12:00 | 43861.5 | 12441.9029
2020-01-31 13:00 | 43861.5417 | 12388.1314
2020-01-31 14:00 | 43861.5833 | 12243.64
2020-01-31 15:00 | 43861.625 | 12154.0371
2020-01-31 16:00 | 43861.6667 | 12025.7971
2020-01-31 17:00 | 43861.7083 | 12260.68
2020-01-31 18:00 | 43861.75 | 12872.9543
2020-01-31 19:00 | 43861.7917 | 12609.5743
2020-01-31 20:00 | 43861.8333 | 11981.7771
2020-01-31 21:00 | 43861.875 | 11353.3857
2020-01-31 22:00 | 43861.9167 | 11590.1657
2020-01-31 23:00 | 43861.9583 | 11540.68
2020-02-01 | 43862 | 10739.4629
2020-02-01 01:00 | 43862.0417 | 10133.4343
2020-02-01 02:00 | 43862.0833 | 9588.4686
2020-02-01 03:00 | 43862.125 | 9273.8971
2020-02-01 04:00 | 43862.1667 | 9087.4857
2020-02-01 05:00 | 43862.2083 | 9070.5
2020-02-01 06:00 | 43862.25 | 9404.6286
2020-02-01 07:00 | 43862.2917 | 9590.4543
2020-02-01 08:00 | 43862.3333 | 10114.4829
2020-02-01 09:00 | 43862.375 | 10732.3257
2020-02-01 10:00 | 43862.4167 | 11025.1429
2020-02-01 11:00 | 43862.4583 | 11112.5057
2020-02-01 12:00 | 43862.5 | 11025.1429
2020-02-01 13:00 | 43862.5417 | 10763.58
2020-02-01 14:00 | 43862.5833 | 10512.74
2020-02-01 15:00 | 43862.625 | 10448.6114
2020-02-01 16:00 | 43862.6667 | 10441.5714
2020-02-01 17:00 | 43862.7083 | 10757.8229
2020-02-01 18:00 | 43862.75 | 11480.9886
2020-02-01 19:00 | 43862.7917 | 11317.2857
2020-02-01 20:00 | 43862.8333 | 10762.0914
2020-02-01 21:00 | 43862.875 | 10210.9714
2020-02-01 22:00 | 43862.9167 | 10408.9114
2020-02-01 23:00 | 43862.9583 | 10533.7857
2020-02-02 | 43863 | 9853.9829
2020-02-02 01:00 | 43863.0417 | 9372.02
2020-02-02 02:00 | 43863.0833 | 8923.0029
2020-02-02 03:00 | 43863.125 | 8612.1171
2020-02-02 04:00 | 43863.1667 | 8487.5171
2020-02-02 05:00 | 43863.2083 | 8487.0314
2020-02-02 06:00 | 43863.25 | 8623.3886
2020-02-02 07:00 | 43863.2917 | 8665.8029
2020-02-02 08:00 | 43863.3333 | 8994.8714
2020-02-02 09:00 | 43863.375 | 9625.7457
2020-02-02 10:00 | 43863.4167 | 10083.28
2020-02-02 11:00 | 43863.4583 | 10438.2686
2020-02-02 12:00 | 43863.5 | 10491.2686
2020-02-02 13:00 | 43863.5417 | 10058.7571
2020-02-02 14:00 | 43863.5833 | 9728.5771
2020-02-02 15:00 | 43863.625 | 9524.1029
2020-02-02 16:00 | 43863.6667 | 9413.7571
2020-02-02 17:00 | 43863.7083 | 9844.5629
2020-02-02 18:00 | 43863.75 | 10848.3314
2020-02-02 19:00 | 43863.7917 | 10942.6571
2020-02-02 20:00 | 43863.8333 | 10564.4371
2020-02-02 21:00 | 43863.875 | 10100.9714
2020-02-02 22:00 | 43863.9167 | 10260.7829
2020-02-02 23:00 | 43863.9583 | 10249.5886
2020-02-03 | 43864 | 9976.6143
2020-02-03 01:00 | 43864.0417 | 9387.5029
2020-02-03 02:00 | 43864.0833 | 8901.1257
2020-02-03 03:00 | 43864.125 | 8623.6629
2020-02-03 04:00 | 43864.1667 | 8641.0057
2020-02-03 05:00 | 43864.2083 | 9170.0171
2020-02-03 06:00 | 43864.25 | 10611.52
2020-02-03 07:00 | 43864.2917 | 11704.26
2020-02-03 08:00 | 43864.3333 | 11963.3657
2020-02-03 09:00 | 43864.375 | 12258.3686
2020-02-03 10:00 | 43864.4167 | 12327.3257
2020-02-03 11:00 | 43864.4583 | 12453.0029
2020-02-03 12:00 | 43864.5 | 12076.6943
2020-02-03 13:00 | 43864.5417 | 12010.3886
2020-02-03 14:00 | 43864.5833 | 11832.0686
2020-02-03 15:00 | 43864.625 | 11721.4886
2020-02-03 16:00 | 43864.6667 | 11563.1714
2020-02-03 17:00 | 43864.7083 | 11853.08
2020-02-03 18:00 | 43864.75 | 12608.5657
2020-02-03 19:00 | 43864.7917 | 12283.5543
2020-02-03 20:00 | 43864.8333 | 11509.0086
2020-02-03 21:00 | 43864.875 | 10733.5314
2020-02-03 22:00 | 43864.9167 | 11025.6771
2020-02-03 23:00 | 43864.9583 | 10964.6886
2020-02-04 | 43865 | 10425.2229
2020-02-04 01:00 | 43865.0417 | 9948.3886
2020-02-04 02:00 | 43865.0833 | 9554.6543
2020-02-04 03:00 | 43865.125 | 9330.1029
2020-02-04 04:00 | 43865.1667 | 9344.12
2020-02-04 05:00 | 43865.2083 | 9772.3029
2020-02-04 06:00 | 43865.25 | 10939.0857
2020-02-04 07:00 | 43865.2917 | 11823.4714
2020-02-04 08:00 | 43865.3333 | 12033.1971
2020-02-04 09:00 | 43865.375 | 12271.9657
2020-02-04 10:00 | 43865.4167 | 12327.72
2020-02-04 11:00 | 43865.4583 | 12429.4429
2020-02-04 12:00 | 43865.5 | 12124.8943
2020-02-04 13:00 | 43865.5417 | 12071.2457
2020-02-04 14:00 | 43865.5833 | 11926.9771
2020-02-04 15:00 | 43865.625 | 11837.3886
2020-02-04 16:00 | 43865.6667 | 11709.34
2020-02-04 17:00 | 43865.7083 | 11943.9086
2020-02-04 18:00 | 43865.75 | 12555.48
2020-02-04 19:00 | 43865.7917 | 12292.3914
2020-02-04 20:00 | 43865.8333 | 11665.3886
2020-02-04 21:00 | 43865.875 | 11037.8086
2020-02-04 22:00 | 43865.9167 | 11274.26
2020-02-04 23:00 | 43865.9583 | 11224.8143
2020-02-05 | 43866 | 10519.1343
2020-02-05 01:00 | 43866.0417 | 10044.9314
2020-02-05 02:00 | 43866.0833 | 9653.4257
2020-02-05 03:00 | 43866.125 | 9430.0486
2020-02-05 04:00 | 43866.1667 | 9444.1171
2020-02-05 05:00 | 43866.2083 | 9869.8343
2020-02-05 06:00 | 43866.25 | 11030.1543
2020-02-05 07:00 | 43866.2917 | 11909.7286
2020-02-05 08:00 | 43866.3333 | 12118.2457
2020-02-05 09:00 | 43866.375 | 12355.6971
2020-02-05 10:00 | 43866.4167 | 12411.1771
2020-02-05 11:00 | 43866.4583 | 12512.3371
2020-02-05 12:00 | 43866.5 | 12209.4371
2020-02-05 13:00 | 43866.5417 | 12156.0571
2020-02-05 14:00 | 43866.5833 | 12012.5914
2020-02-05 15:00 | 43866.625 | 11923.5971
2020-02-05 16:00 | 43866.6667 | 11796.1829
2020-02-05 17:00 | 43866.7083 | 12029.4486
2020-02-05 18:00 | 43866.75 | 12637.6457
2020-02-05 19:00 | 43866.7917 | 12376.0486
2020-02-05 20:00 | 43866.8333 | 11752.4914
2020-02-05 21:00 | 43866.875 | 11128.3314
2020-02-05 22:00 | 43866.9167 | 11363.4886
2020-02-05 23:00 | 43866.9583 | 11314.3914
2020-02-06 | 43867 | 10502.8171
2020-02-06 01:00 | 43867.0417 | 10029.4714
2020-02-06 02:00 | 43867.0833 | 9638.6343
2020-02-06 03:00 | 43867.125 | 9415.6229
2020-02-06 04:00 | 43867.1667 | 9429.7057
2020-02-06 05:00 | 43867.2083 | 9854.6571
2020-02-06 06:00 | 43867.25 | 11012.9914
2020-02-06 07:00 | 43867.2917 | 11891.0343
2020-02-06 08:00 | 43867.3333 | 12099.1629
2020-02-06 09:00 | 43867.375 | 12336.24
2020-02-06 10:00 | 43867.4167 | 12391.6257
2020-02-06 11:00 | 43867.4583 | 12492.6
2020-02-06 12:00 | 43867.5 | 12190.2686
2020-02-06 13:00 | 43867.5417 | 12136.9829
2020-02-06 14:00 | 43867.5833 | 11993.7057
2020-02-06 15:00 | 43867.625 | 11904.7971
2020-02-06 16:00 | 43867.6667 | 11777.6743
2020-02-06 17:00 | 43867.7083 | 12010.5714
2020-02-06 18:00 | 43867.75 | 12617.6257
2020-02-06 19:00 | 43867.7917 | 12356.4914
2020-02-06 20:00 | 43867.8333 | 11734.0857
2020-02-06 21:00 | 43867.875 | 11110.9629
2020-02-06 22:00 | 43867.9167 | 11345.7371
2020-02-06 23:00 | 43867.9583 | 11296.6514
2020-02-07 | 43868 | 10570.8057
2020-02-07 01:00 | 43868.0417 | 10100.0429
2020-02-07 02:00 | 43868.0833 | 9711.42
2020-02-07 03:00 | 43868.125 | 9489.6057
2020-02-07 04:00 | 43868.1667 | 9503.54
2020-02-07 05:00 | 43868.2083 | 9926.1657
2020-02-07 06:00 | 43868.25 | 11078.0857
2020-02-07 07:00 | 43868.2917 | 11951.2971
2020-02-07 08:00 | 43868.3333 | 12158.2857
2020-02-07 09:00 | 43868.375 | 12394.0314
2020-02-07 10:00 | 43868.4167 | 12449.1314
2020-02-07 11:00 | 43868.4583 | 12549.4857
2020-02-07 12:00 | 43868.5 | 12248.8114
2020-02-07 13:00 | 43868.5417 | 12195.8886
2020-02-07 14:00 | 43868.5833 | 12053.4486
2020-02-07 15:00 | 43868.625 | 11965.0286
2020-02-07 16:00 | 43868.6667 | 11838.5086
2020-02-07 17:00 | 43868.7083 | 12070.1657
2020-02-07 18:00 | 43868.75 | 12673.9171
2020-02-07 19:00 | 43868.7917 | 12414.2171
2020-02-07 20:00 | 43868.8333 | 11795.2343
2020-02-07 21:00 | 43868.875 | 11175.5657
2020-02-07 22:00 | 43868.9167 | 11409.0171
2020-02-07 23:00 | 43868.9583 | 11360.28
2020-02-08 | 43869 | 10612.4257
2020-02-08 01:00 | 43869.0417 | 10017.0314
2020-02-08 02:00 | 43869.0833 | 9481.6229
2020-02-08 03:00 | 43869.125 | 9172.54
2020-02-08 04:00 | 43869.1667 | 8989.3857
2020-02-08 05:00 | 43869.2083 | 8972.6514
2020-02-08 06:00 | 43869.25 | 9301.0457
2020-02-08 07:00 | 43869.2917 | 9483.6
2020-02-08 08:00 | 43869.3333 | 9998.4143
2020-02-08 09:00 | 43869.375 | 10605.4057
2020-02-08 10:00 | 43869.4167 | 10893.0886
2020-02-08 11:00 | 43869.4583 | 10978.9371
2020-02-08 12:00 | 43869.5 | 10893.0886
2020-02-08 13:00 | 43869.5417 | 10636.0886
2020-02-08 14:00 | 43869.5833 | 10389.6686
2020-02-08 15:00 | 43869.625 | 10326.6914
2020-02-08 16:00 | 43869.6667 | 10319.7657
2020-02-08 17:00 | 43869.7083 | 10630.5486
2020-02-08 18:00 | 43869.75 | 11340.9714
2020-02-08 19:00 | 43869.7917 | 11180.2029
2020-02-08 20:00 | 43869.8333 | 10634.7029
2020-02-08 21:00 | 43869.875 | 10093.1629
2020-02-08 22:00 | 43869.9167 | 10287.6914
2020-02-08 23:00 | 43869.9583 | 10410.3486
2020-02-09 | 43870 | 9684.9543
2020-02-09 01:00 | 43870.0417 | 9210.9943
2020-02-09 02:00 | 43870.0833 | 8769.3057
2020-02-09 03:00 | 43870.125 | 8463.5
2020-02-09 04:00 | 43870.1667 | 8340.9371
2020-02-09 05:00 | 43870.2083 | 8340.4486
2020-02-09 06:00 | 43870.25 | 8474.4971
2020-02-09 07:00 | 43870.2917 | 8516.3429
2020-02-09 08:00 | 43870.3333 | 8840.0286
2020-02-09 09:00 | 43870.375 | 9460.4886
2020-02-09 10:00 | 43870.4167 | 9910.6114
2020-02-09 11:00 | 43870.4583 | 10259.7114
2020-02-09 12:00 | 43870.5 | 10311.8429
2020-02-09 13:00 | 43870.5417 | 9886.3686
2020-02-09 14:00 | 43870.5833 | 9561.6829
2020-02-09 15:00 | 43870.625 | 9360.5771
2020-02-09 16:00 | 43870.6667 | 9251.9486
2020-02-09 17:00 | 43870.7083 | 9675.7486
2020-02-09 18:00 | 43870.75 | 10663.0429
2020-02-09 19:00 | 43870.7917 | 10755.8314
2020-02-09 20:00 | 43870.8333 | 10383.8543
2020-02-09 21:00 | 43870.875 | 9927.8971
2020-02-09 22:00 | 43870.9167 | 10085.1886
2020-02-09 23:00 | 43870.9583 | 10074.1257
2020-02-10 | 43871 | 9905.9571
2020-02-10 01:00 | 43871.0417 | 9315.4771
2020-02-10 02:00 | 43871.0833 | 8827.8429
2020-02-10 03:00 | 43871.125 | 8549.6829
2020-02-10 04:00 | 43871.1667 | 8567.1743
2020-02-10 05:00 | 43871.2083 | 9097.38
2020-02-10 06:00 | 43871.25 | 10542.3686
2020-02-10 07:00 | 43871.2917 | 11637.7429
2020-02-10 08:00 | 43871.3333 | 11897.3886
2020-02-10 09:00 | 43871.375 | 12193.1514
2020-02-10 10:00 | 43871.4167 | 12262.2743
2020-02-10 11:00 | 43871.4583 | 12388.24
2020-02-10 12:00 | 43871.5 | 12010.9686
2020-02-10 13:00 | 43871.5417 | 11944.5486
2020-02-10 14:00 | 43871.5833 | 11765.8029
2020-02-10 15:00 | 43871.625 | 11655.0371
2020-02-10 16:00 | 43871.6667 | 11496.2714
2020-02-10 17:00 | 43871.7083 | 11786.8257
2020-02-10 18:00 | 43871.75 | 12544.1914
2020-02-10 19:00 | 43871.7917 | 12218.4486
2020-02-10 20:00 | 43871.8333 | 11441.9257
2020-02-10 21:00 | 43871.875 | 10664.68
2020-02-10 22:00 | 43871.9167 | 10957.5229
2020-02-10 23:00 | 43871.9583 | 10896.3086
2020-02-11 | 43872 | 10557.6229
2020-02-11 01:00 | 43872.0417 | 10091.3057
2020-02-11 02:00 | 43872.0833 | 9706.3457
2020-02-11 03:00 | 43872.125 | 9486.68
2020-02-11 04:00 | 43872.1667 | 9500.4714
2020-02-11 05:00 | 43872.2083 | 9919.1629
2020-02-11 06:00 | 43872.25 | 11060.1657
2020-02-11 07:00 | 43872.2917 | 11925.0429
2020-02-11 08:00 | 43872.3333 | 12130.1114
2020-02-11 09:00 | 43872.375 | 12363.6743
2020-02-11 10:00 | 43872.4167 | 12418.1457
2020-02-11 11:00 | 43872.4583 | 12517.6514
2020-02-11 12:00 | 43872.5 | 12219.8086
2020-02-11 13:00 | 43872.5417 | 12167.3229
2020-02-11 14:00 | 43872.5833 | 12026.2371
2020-02-11 15:00 | 43872.625 | 11938.72
2020-02-11 16:00 | 43872.6667 | 11813.4171
2020-02-11 17:00 | 43872.7083 | 12042.8086
2020-02-11 18:00 | 43872.75 | 12640.8857
2020-02-11 19:00 | 43872.7917 | 12383.6257
2020-02-11 20:00 | 43872.8333 | 11770.46
2020-02-11 21:00 | 43872.875 | 11156.7
2020-02-11 22:00 | 43872.9167 | 11387.98
2020-02-11 23:00 | 43872.9583 | 11339.6486
2020-02-12 | 43873 | 10578.5229
2020-02-12 01:00 | 43873.0417 | 10112.2371
2020-02-12 02:00 | 43873.0833 | 9727.3029
2020-02-12 03:00 | 43873.125 | 9507.6629
2020-02-12 04:00 | 43873.1667 | 9521.4543
2020-02-12 05:00 | 43873.2083 | 9940.1057
2020-02-12 06:00 | 43873.25 | 11081.0171
2020-02-12 07:00 | 43873.2917 | 11945.8114
2020-02-12 08:00 | 43873.3333 | 12150.8829
2020-02-12 09:00 | 43873.375 | 12384.4114
2020-02-12 10:00 | 43873.4167 | 12438.8771
2020-02-12 11:00 | 43873.4583 | 12538.3914
2020-02-12 12:00 | 43873.5 | 12240.56
2020-02-12 13:00 | 43873.5417 | 12188.0886
2020-02-12 14:00 | 43873.5833 | 12047.0057
2020-02-12 15:00 | 43873.625 | 11959.5029
2020-02-12 16:00 | 43873.6667 | 11834.2029
2020-02-12 17:00 | 43873.7083 | 12063.5743
2020-02-12 18:00 | 43873.75 | 12661.6057
2020-02-12 19:00 | 43873.7917 | 12404.3543
2020-02-12 20:00 | 43873.8333 | 11791.2371
2020-02-12 21:00 | 43873.875 | 11177.5343
2020-02-12 22:00 | 43873.9167 | 11408.8086
2020-02-12 23:00 | 43873.9583 | 11360.4886
2020-02-13 | 43874 | 10507.0943
2020-02-13 01:00 | 43874.0417 | 10039.8771
2020-02-13 02:00 | 43874.0833 | 9654.1314
2020-02-13 03:00 | 43874.125 | 9434.0314
2020-02-13 04:00 | 43874.1667 | 9447.86
2020-02-13 05:00 | 43874.2083 | 9867.3743
2020-02-13 06:00 | 43874.25 | 11010.5771
2020-02-13 07:00 | 43874.2917 | 11877.1571
2020-02-13 08:00 | 43874.3333 | 12082.5486
2020-02-13 09:00 | 43874.375 | 12316.56
2020-02-13 10:00 | 43874.4167 | 12371.2029
2020-02-13 11:00 | 43874.4583 | 12470.8657
2020-02-13 12:00 | 43874.5 | 12172.4714
2020-02-13 13:00 | 43874.5417 | 12119.9086
2020-02-13 14:00 | 43874.5833 | 11978.5171
2020-02-13 15:00 | 43874.625 | 11890.7686
2020-02-13 16:00 | 43874.6667 | 11765.2686
2020-02-13 17:00 | 43874.7083 | 11995.1029
2020-02-13 18:00 | 43874.75 | 12594.2857
2020-02-13 19:00 | 43874.7917 | 12336.5286
2020-02-13 20:00 | 43874.8333 | 11722.2429
2020-02-13 21:00 | 43874.875 | 11107.2657
2020-02-13 22:00 | 43874.9167 | 11338.9886
2020-02-13 23:00 | 43874.9583 | 11290.5886
2020-02-14 | 43875 | 10533.9029
2020-02-14 01:00 | 43875.0417 | 10066.7571
2020-02-14 02:00 | 43875.0833 | 9681.0571
2020-02-14 03:00 | 43875.125 | 9460.98
2020-02-14 04:00 | 43875.1667 | 9474.8029
2020-02-14 05:00 | 43875.2083 | 9894.28
2020-02-14 06:00 | 43875.25 | 11037.3371
2020-02-14 07:00 | 43875.2917 | 11903.8114
2020-02-14 08:00 | 43875.3333 | 12109.1743
2020-02-14 09:00 | 43875.375 | 12343.1486
2020-02-14 10:00 | 43875.4167 | 12397.8
2020-02-14 11:00 | 43875.4583 | 12497.4486
2020-02-14 12:00 | 43875.5 | 12199.0829
2020-02-14 13:00 | 43875.5417 | 12146.5257
2020-02-14 14:00 | 43875.5833 | 12005.1457
2020-02-14 15:00 | 43875.625 | 11917.4171
2020-02-14 16:00 | 43875.6667 | 11791.9371
2020-02-14 17:00 | 43875.7083 | 12021.7371
2020-02-14 18:00 | 43875.75 | 12620.8543
2020-02-14 19:00 | 43875.7917 | 12363.1257
2020-02-14 20:00 | 43875.8333 | 11748.9086
2020-02-14 21:00 | 43875.875 | 11134.0229
2020-02-14 22:00 | 43875.9167 | 11365.7086
2020-02-14 23:00 | 43875.9583 | 11317.3171
2020-02-15 | 43876 | 10611.9343
2020-02-15 01:00 | 43876.0417 | 10016.7229
2020-02-15 02:00 | 43876.0833 | 9481.3457
2020-02-15 03:00 | 43876.125 | 9172.3343
2020-02-15 04:00 | 43876.1667 | 8989.18
2020-02-15 05:00 | 43876.2083 | 8972.4543
2020-02-15 06:00 | 43876.25 | 9300.7629
2020-02-15 07:00 | 43876.2917 | 9483.34
2020-02-15 08:00 | 43876.3333 | 9998.0086
2020-02-15 09:00 | 43876.375 | 10604.9657
2020-02-15 10:00 | 43876.4167 | 10892.5629
2020-02-15 11:00 | 43876.4583 | 10978.4714
2020-02-15 12:00 | 43876.5 | 10892.5629
2020-02-15 13:00 | 43876.5417 | 10635.6257
2020-02-15 14:00 | 43876.5833 | 10389.34
2020-02-15 15:00 | 43876.625 | 10326.3257
2020-02-15 16:00 | 43876.6667 | 10319.3543
2020-02-15 17:00 | 43876.7083 | 10630.0629
2020-02-15 18:00 | 43876.75 | 11340.4429
2020-02-15 19:00 | 43876.7917 | 11179.66
2020-02-15 20:00 | 43876.8333 | 10634.2314
2020-02-15 21:00 | 43876.875 | 10092.7886
2020-02-15 22:00 | 43876.9167 | 10287.3
2020-02-15 23:00 | 43876.9583 | 10409.9429
2020-02-16 | 43877 | 9776.4314
2020-02-16 01:00 | 43877.0417 | 9300.8057
2020-02-16 02:00 | 43877.0833 | 8857.5686
2020-02-16 03:00 | 43877.125 | 8550.7314
2020-02-16 04:00 | 43877.1667 | 8427.78
2020-02-16 05:00 | 43877.2083 | 8427.2829
2020-02-16 06:00 | 43877.25 | 8561.8171
2020-02-16 07:00 | 43877.2917 | 8603.7771
2020-02-16 08:00 | 43877.3333 | 8928.5314
2020-02-16 09:00 | 43877.375 | 9551.1286
2020-02-16 10:00 | 43877.4167 | 10002.8171
2020-02-16 11:00 | 43877.4583 | 10353.1143
2020-02-16 12:00 | 43877.5 | 10405.4257
2020-02-16 13:00 | 43877.5417 | 9978.5286
2020-02-16 14:00 | 43877.5833 | 9652.6771
2020-02-16 15:00 | 43877.625 | 9450.8743
2020-02-16 16:00 | 43877.6667 | 9341.9657
2020-02-16 17:00 | 43877.7083 | 9767.16
2020-02-16 18:00 | 43877.75 | 10757.8714
2020-02-16 19:00 | 43877.7917 | 10850.9514
2020-02-16 20:00 | 43877.8333 | 10477.66
2020-02-16 21:00 | 43877.875 | 10020.1657
2020-02-16 22:00 | 43877.9167 | 10178.0057
2020-02-16 23:00 | 43877.9583 | 10166.8629
2020-02-17 | 43878 | 9971.2886
2020-02-17 01:00 | 43878.0417 | 9387.6686
2020-02-17 02:00 | 43878.0833 | 8905.82
2020-02-17 03:00 | 43878.125 | 8630.92
2020-02-17 04:00 | 43878.1667 | 8648.2343
2020-02-17 05:00 | 43878.2083 | 9172.16
2020-02-17 06:00 | 43878.25 | 10600.1743
2020-02-17 07:00 | 43878.2917 | 11682.6571
2020-02-17 08:00 | 43878.3333 | 11939.3
2020-02-17 09:00 | 43878.375 | 12231.6371
2020-02-17 10:00 | 43878.4167 | 12299.7886
2020-02-17 11:00 | 43878.4583 | 12424.3514
2020-02-17 12:00 | 43878.5 | 12051.5971
2020-02-17 13:00 | 43878.5417 | 11985.9171
2020-02-17 14:00 | 43878.5833 | 11809.2771
2020-02-17 15:00 | 43878.625 | 11699.7771
2020-02-17 16:00 | 43878.6667 | 11542.9371
2020-02-17 17:00 | 43878.7083 | 11830
2020-02-17 18:00 | 43878.75 | 12578.5086
2020-02-17 19:00 | 43878.7917 | 12256.48
2020-02-17 20:00 | 43878.8333 | 11489.2257
2020-02-17 21:00 | 43878.875 | 10721.0229
2020-02-17 22:00 | 43878.9167 | 11010.4686
2020-02-17 23:00 | 43878.9583 | 10949.9429
2020-02-18 | 43879 | 10466.66
2020-02-18 01:00 | 43879.0417 | 9999.0629
2020-02-18 02:00 | 43879.0833 | 9613.1029
2020-02-18 03:00 | 43879.125 | 9392.8171
2020-02-18 04:00 | 43879.1667 | 9406.6257
2020-02-18 05:00 | 43879.2083 | 9826.4429
2020-02-18 06:00 | 43879.25 | 10970.5
2020-02-18 07:00 | 43879.2917 | 11837.76
2020-02-18 08:00 | 43879.3333 | 12043.3543
2020-02-18 09:00 | 43879.375 | 12277.5457
2020-02-18 10:00 | 43879.4167 | 12332.1657
2020-02-18 11:00 | 43879.4583 | 12431.9943
2020-02-18 12:00 | 43879.5 | 12133.3429
2020-02-18 13:00 | 43879.5417 | 12080.7029
2020-02-18 14:00 | 43879.5833 | 11939.1629
2020-02-18 15:00 | 43879.625 | 11851.4714
2020-02-18 16:00 | 43879.6667 | 11725.8286
2020-02-18 17:00 | 43879.7083 | 11955.8629
2020-02-18 18:00 | 43879.75 | 12555.4371
2020-02-18 19:00 | 43879.7917 | 12297.5086
2020-02-18 20:00 | 43879.8333 | 11682.72
2020-02-18 21:00 | 43879.875 | 11067.3457
2020-02-18 22:00 | 43879.9167 | 11299.26
2020-02-18 23:00 | 43879.9583 | 11250.7857
2020-02-19 | 43880 | 10499.7743
2020-02-19 01:00 | 43880.0417 | 10032.5057
2020-02-19 02:00 | 43880.0833 | 9646.8143
2020-02-19 03:00 | 43880.125 | 9426.68
2020-02-19 04:00 | 43880.1667 | 9440.4771
2020-02-19 05:00 | 43880.2083 | 9860.0029
2020-02-19 06:00 | 43880.25 | 11003.2857
2020-02-19 07:00 | 43880.2917 | 11869.94
2020-02-19 08:00 | 43880.3333 | 12075.3857
2020-02-19 09:00 | 43880.375 | 12309.4229
2020-02-19 10:00 | 43880.4167 | 12364.0114
2020-02-19 11:00 | 43880.4583 | 12463.7571
2020-02-19 12:00 | 43880.5 | 12165.32
2020-02-19 13:00 | 43880.5417 | 12112.7086
2020-02-19 14:00 | 43880.5833 | 11971.2743
2020-02-19 15:00 | 43880.625 | 11883.6371
2020-02-19 16:00 | 43880.6667 | 11758.0857
2020-02-19 17:00 | 43880.7083 | 11987.9571
2020-02-19 18:00 | 43880.75 | 12587.1286
2020-02-19 19:00 | 43880.7917 | 12329.3743
2020-02-19 20:00 | 43880.8333 | 11715.0029
2020-02-19 21:00 | 43880.875 | 11100.0514
2020-02-19 22:00 | 43880.9167 | 11331.7914
2020-02-19 23:00 | 43880.9583 | 11283.3657
2020-02-20 | 43881 | 10469.3057
2020-02-20 01:00 | 43881.0417 | 10001.4171
2020-02-20 02:00 | 43881.0833 | 9615.1971
2020-02-20 03:00 | 43881.125 | 9394.8743
2020-02-20 04:00 | 43881.1667 | 9408.6743
2020-02-20 05:00 | 43881.2083 | 9828.6743
2020-02-20 06:00 | 43881.25 | 10973.4543
2020-02-20 07:00 | 43881.2917 | 11841.28
2020-02-20 08:00 | 43881.3333 | 12046.9143
2020-02-20 09:00 | 43881.375 | 12281.2514
2020-02-20 10:00 | 43881.4167 | 12335.9743
2020-02-20 11:00 | 43881.4583 | 12435.82
2020-02-20 12:00 | 43881.5 | 12137.0171
2020-02-20 13:00 | 43881.5417 | 12084.2571
2020-02-20 14:00 | 43881.5833 | 11942.7114
2020-02-20 15:00 | 43881.625 | 11854.8857
2020-02-20 16:00 | 43881.6667 | 11729.2171
2020-02-20 17:00 | 43881.7083 | 11959.3886
2020-02-20 18:00 | 43881.75 | 12559.3971
2020-02-20 19:00 | 43881.7917 | 12301.3086
2020-02-20 20:00 | 43881.8333 | 11686.1143
2020-02-20 21:00 | 43881.875 | 11070.3114
2020-02-20 22:00 | 43881.9167 | 11302.3657
2020-02-20 23:00 | 43881.9583 | 11253.8886
2020-02-21 | 43882 | 10395.9771
2020-02-21 01:00 | 43882.0417 | 9927.2029
2020-02-21 02:00 | 43882.0833 | 9540.1457
2020-02-21 03:00 | 43882.125 | 9319.3486
2020-02-21 04:00 | 43882.1667 | 9333.1686
2020-02-21 05:00 | 43882.2083 | 9754.08
2020-02-21 06:00 | 43882.25 | 10901.26
2020-02-21 07:00 | 43882.2917 | 11770.7314
2020-02-21 08:00 | 43882.3333 | 11976.9086
2020-02-21 09:00 | 43882.375 | 12211.7314
2020-02-21 10:00 | 43882.4167 | 12266.5543
2020-02-21 11:00 | 43882.4583 | 12366.5629
2020-02-21 12:00 | 43882.5 | 12067.1514
2020-02-21 13:00 | 43882.5417 | 12014.3286
2020-02-21 14:00 | 43882.5833 | 11872.5229
2020-02-21 15:00 | 43882.625 | 11784.4629
2020-02-21 16:00 | 43882.6667 | 11658.4914
2020-02-21 17:00 | 43882.7083 | 11889.1457
2020-02-21 18:00 | 43882.75 | 12490.4457
2020-02-21 19:00 | 43882.7917 | 12231.74
2020-02-21 20:00 | 43882.8333 | 11615.4086
2020-02-21 21:00 | 43882.875 | 10998.28
2020-02-21 22:00 | 43882.9167 | 11230.8143
2020-02-21 23:00 | 43882.9583 | 11182.16
2020-02-22 | 43883 | 10394.8943
2020-02-22 01:00 | 43883.0417 | 9802.2371
2020-02-22 02:00 | 43883.0833 | 9269.1857
2020-02-22 03:00 | 43883.125 | 8961.4314
2020-02-22 04:00 | 43883.1667 | 8779.1686
2020-02-22 05:00 | 43883.2083 | 8762.5
2020-02-22 06:00 | 43883.25 | 9089.3771
2020-02-22 07:00 | 43883.2917 | 9271.1629
2020-02-22 08:00 | 43883.3333 | 9783.5971
2020-02-22 09:00 | 43883.375 | 10387.9486
2020-02-22 10:00 | 43883.4167 | 10674.3657
2020-02-22 11:00 | 43883.4583 | 10759.8543
2020-02-22 12:00 | 43883.5 | 10674.3657
2020-02-22 13:00 | 43883.5417 | 10418.5029
2020-02-22 14:00 | 43883.5833 | 10173.2457
2020-02-22 15:00 | 43883.625 | 10110.46
2020-02-22 16:00 | 43883.6667 | 10103.5171
2020-02-22 17:00 | 43883.7083 | 10412.94
2020-02-22 18:00 | 43883.75 | 11120.2514
2020-02-22 19:00 | 43883.7917 | 10960.18
2020-02-22 20:00 | 43883.8333 | 10417.1143
2020-02-22 21:00 | 43883.875 | 9878.0086
2020-02-22 22:00 | 43883.9167 | 10071.6886
2020-02-22 23:00 | 43883.9583 | 10193.78
2020-02-23 | 43884 | 9621.88
2020-02-23 01:00 | 43884.0417 | 9150.0714
2020-02-23 02:00 | 43884.0833 | 8710.3686
2020-02-23 03:00 | 43884.125 | 8405.9829
2020-02-23 04:00 | 43884.1667 | 8284.0314
2020-02-23 05:00 | 43884.2083 | 8283.5457
2020-02-23 06:00 | 43884.25 | 8416.9857
2020-02-23 07:00 | 43884.2917 | 8458.6143
2020-02-23 08:00 | 43884.3333 | 8780.7971
2020-02-23 09:00 | 43884.375 | 9398.3686
2020-02-23 10:00 | 43884.4167 | 9846.4029
2020-02-23 11:00 | 43884.4583 | 10193.9714
2020-02-23 12:00 | 43884.5 | 10245.78
2020-02-23 13:00 | 43884.5417 | 9822.3314
2020-02-23 14:00 | 43884.5833 | 9499.1257
2020-02-23 15:00 | 43884.625 | 9298.9886
2020-02-23 16:00 | 43884.6667 | 9190.8857
2020-02-23 17:00 | 43884.7083 | 9612.7714
2020-02-23 18:00 | 43884.75 | 10595.4343
2020-02-23 19:00 | 43884.7917 | 10687.8743
2020-02-23 20:00 | 43884.8333 | 10317.52
2020-02-23 21:00 | 43884.875 | 9863.7286
2020-02-23 22:00 | 43884.9167 | 10020.1857
2020-02-23 23:00 | 43884.9583 | 10009.1829
2020-02-24 | 43885 | 9764.4086
2020-02-24 01:00 | 43885.0417 | 9189.54
2020-02-24 02:00 | 43885.0833 | 8714.84
2020-02-24 03:00 | 43885.125 | 8444.0514
2020-02-24 04:00 | 43885.1667 | 8461.06
2020-02-24 05:00 | 43885.2083 | 8977.2886
2020-02-24 06:00 | 43885.25 | 10384.0629
2020-02-24 07:00 | 43885.2917 | 11450.4286
2020-02-24 08:00 | 43885.3333 | 11703.2
2020-02-24 09:00 | 43885.375 | 11991.1971
2020-02-24 10:00 | 43885.4167 | 12058.4971
2020-02-24 11:00 | 43885.4583 | 12181.0629
2020-02-24 12:00 | 43885.5 | 11813.8629
2020-02-24 13:00 | 43885.5417 | 11749.1171
2020-02-24 14:00 | 43885.5833 | 11575.1457
2020-02-24 15:00 | 43885.625 | 11467.2286
2020-02-24 16:00 | 43885.6667 | 11312.7971
2020-02-24 17:00 | 43885.7083 | 11595.5971
2020-02-24 18:00 | 43885.75 | 12332.9371
2020-02-24 19:00 | 43885.7917 | 12015.8371
2020-02-24 20:00 | 43885.8333 | 11259.8629
2020-02-24 21:00 | 43885.875 | 10503.0743
2020-02-24 22:00 | 43885.9167 | 10788.2143
2020-02-24 23:00 | 43885.9583 | 10728.6629
2020-02-25 | 43886 | 10248.4743
2020-02-25 01:00 | 43886.0417 | 9777.6543
2020-02-25 02:00 | 43886.0833 | 9388.9086
2020-02-25 03:00 | 43886.125 | 9167.1257
2020-02-25 04:00 | 43886.1667 | 9181.0143
2020-02-25 05:00 | 43886.2083 | 9603.8057
2020-02-25 06:00 | 43886.25 | 10755.9486
2020-02-25 07:00 | 43886.2917 | 11629.1829
2020-02-25 08:00 | 43886.3333 | 11836.3
2020-02-25 09:00 | 43886.375 | 12072.0571
2020-02-25 10:00 | 43886.4167 | 12127.1771
2020-02-25 11:00 | 43886.4583 | 12227.64
2020-02-25 12:00 | 43886.5 | 11926.8657
2020-02-25 13:00 | 43886.5417 | 11873.8429
2020-02-25 14:00 | 43886.5833 | 11731.3457
2020-02-25 15:00 | 43886.625 | 11642.9714
2020-02-25 16:00 | 43886.6667 | 11516.4571
2020-02-25 17:00 | 43886.7083 | 11748.1257
2020-02-25 18:00 | 43886.75 | 12351.9629
2020-02-25 19:00 | 43886.7917 | 12092.2229
2020-02-25 20:00 | 43886.8333 | 11473.1229
2020-02-25 21:00 | 43886.875 | 10853.4114
2020-02-25 22:00 | 43886.9167 | 11086.88
2020-02-25 23:00 | 43886.9583 | 11038.0486
2020-02-26 | 43887 | 10196.1
2020-02-26 01:00 | 43887.0417 | 9724.8143
2020-02-26 02:00 | 43887.0833 | 9335.5943
2020-02-26 03:00 | 43887.125 | 9113.54
2020-02-26 04:00 | 43887.1667 | 9127.5257
2020-02-26 05:00 | 43887.2083 | 9550.74
2020-02-26 06:00 | 43887.25 | 10704.1486
2020-02-26 07:00 | 43887.2917 | 11578.4457
2020-02-26 08:00 | 43887.3333 | 11785.7114
2020-02-26 09:00 | 43887.375 | 12021.8371
2020-02-26 10:00 | 43887.4167 | 12077.0029
2020-02-26 11:00 | 43887.4583 | 12177.5371
2020-02-26 12:00 | 43887.5 | 11876.4343
2020-02-26 13:00 | 43887.5417 | 11823.38
2020-02-26 14:00 | 43887.5833 | 11680.78
2020-02-26 15:00 | 43887.625 | 11592.2343
2020-02-26 16:00 | 43887.6667 | 11465.62
2020-02-26 17:00 | 43887.7083 | 11697.4657
2020-02-26 18:00 | 43887.75 | 12302.0514
2020-02-26 19:00 | 43887.7917 | 12042.0229
2020-02-26 20:00 | 43887.8333 | 11422.16
2020-02-26 21:00 | 43887.875 | 10801.7829
2020-02-26 22:00 | 43887.9167 | 11035.5171
2020-02-26 23:00 | 43887.9583 | 10986.6429
2020-02-27 | 43888 | 10196.3886
2020-02-27 01:00 | 43888.0417 | 9644.9057
2020-02-27 02:00 | 43888.0833 | 9269.3171
2020-02-27 03:00 | 43888.125 | 9096.9029
2020-02-27 04:00 | 43888.1667 | 9214.4371
2020-02-27 05:00 | 43888.2083 | 9772.8257
2020-02-27 06:00 | 43888.25 | 11004.2371
2020-02-27 07:00 | 43888.2917 | 11714.5371
2020-02-27 08:00 | 43888.3333 | 11957.7971
2020-02-27 09:00 | 43888.375 | 12182.8771
2020-02-27 10:00 | 43888.4167 | 12199.0657
2020-02-27 11:00 | 43888.4583 | 12287.0143
2020-02-27 12:00 | 43888.5 | 12018.0629
2020-02-27 13:00 | 43888.5417 | 11994.6829
2020-02-27 14:00 | 43888.5833 | 11860.3543
2020-02-27 15:00 | 43888.625 | 11763.1143
2020-02-27 16:00 | 43888.6667 | 11603.0029
2020-02-27 17:00 | 43888.7083 | 11715.2371
2020-02-27 18:00 | 43888.75 | 11964.8971
2020-02-27 19:00 | 43888.7917 | 12277.9286
2020-02-27 20:00 | 43888.8333 | 11794.7
2020-02-27 21:00 | 43888.875 | 11151.76
2020-02-27 22:00 | 43888.9167 | 11253.1914
2020-02-27 23:00 | 43888.9583 | 11103.18
2020-02-28 | 43889 | 10241.18
2020-02-28 01:00 | 43889.0417 | 9690.0086
2020-02-28 02:00 | 43889.0833 | 9314.6486
2020-02-28 03:00 | 43889.125 | 9142.4429
2020-02-28 04:00 | 43889.1667 | 9259.9429
2020-02-28 05:00 | 43889.2083 | 9817.8971
2020-02-28 06:00 | 43889.25 | 11048.3
2020-02-28 07:00 | 43889.2917 | 11758.0971
2020-02-28 08:00 | 43889.3333 | 12001.18
2020-02-28 09:00 | 43889.375 | 12226.0943
2020-02-28 10:00 | 43889.4167 | 12242.2657
2020-02-28 11:00 | 43889.4583 | 12330.2143
2020-02-28 12:00 | 43889.5 | 12061.3686
2020-02-28 13:00 | 43889.5417 | 12038.1229
2020-02-28 14:00 | 43889.5833 | 11903.8429
2020-02-28 15:00 | 43889.625 | 11806.6086
2020-02-28 16:00 | 43889.6667 | 11646.6771
2020-02-28 17:00 | 43889.7083 | 11758.7943
2020-02-28 18:00 | 43889.75 | 12008.2543
2020-02-28 19:00 | 43889.7917 | 12321.1314
2020-02-28 20:00 | 43889.8333 | 11838.1543
2020-02-28 21:00 | 43889.875 | 11195.74
2020-02-28 22:00 | 43889.9167 | 11297.0857
2020-02-28 23:00 | 43889.9583 | 11147.2371
2020-02-29 | 43890 | 10296.9029
2020-02-29 01:00 | 43890.0417 | 9604.2971
2020-02-29 02:00 | 43890.0833 | 9104.9457
2020-02-29 03:00 | 43890.125 | 8860.84
2020-02-29 04:00 | 43890.1667 | 8737.9543
2020-02-29 05:00 | 43890.2083 | 8768.4057
2020-02-29 06:00 | 43890.25 | 9024.3429
2020-02-29 07:00 | 43890.2917 | 9205.26
2020-02-29 08:00 | 43890.3333 | 9868.4
2020-02-29 09:00 | 43890.375 | 10520.8057
2020-02-29 10:00 | 43890.4167 | 10797.6429
2020-02-29 11:00 | 43890.4583 | 10868.9971
2020-02-29 12:00 | 43890.5 | 10787.5
2020-02-29 13:00 | 43890.5417 | 10584.3
2020-02-29 14:00 | 43890.5833 | 10331.4314
2020-02-29 15:00 | 43890.625 | 10203.8629
2020-02-29 16:00 | 43890.6667 | 10120.3657
2020-02-29 17:00 | 43890.7083 | 10285.9543
2020-02-29 18:00 | 43890.75 | 10733.3657
2020-02-29 19:00 | 43890.7917 | 11101.26
2020-02-29 20:00 | 43890.8333 | 10578.2286
2020-02-29 21:00 | 43890.875 | 10075.1914
2020-02-29 22:00 | 43890.9167 | 10201.2714
2020-02-29 23:00 | 43890.9583 | 10227.0429
2020-03-01 | 43891 | 9553.1857
2020-03-01 01:00 | 43891.0417 | 9025.7171
2020-03-01 02:00 | 43891.0833 | 8707.0371
2020-03-01 03:00 | 43891.125 | 8387.9714
2020-03-01 04:00 | 43891.1667 | 8309.2571
2020-03-01 05:00 | 43891.2083 | 8322.2771
2020-03-01 06:00 | 43891.25 | 8503.8171
2020-03-01 07:00 | 43891.2917 | 8440.1229
2020-03-01 08:00 | 43891.3333 | 8904.9029
2020-03-01 09:00 | 43891.375 | 9525.6086
2020-03-01 10:00 | 43891.4167 | 9932.2514
2020-03-01 11:00 | 43891.4583 | 10237.8914
2020-03-01 12:00 | 43891.5 | 10385.4829
2020-03-01 13:00 | 43891.5417 | 9965.5971
2020-03-01 14:00 | 43891.5833 | 9667.8343
2020-03-01 15:00 | 43891.625 | 9541.04
2020-03-01 16:00 | 43891.6667 | 9354.3343
2020-03-01 17:00 | 43891.7083 | 9566.9114
2020-03-01 18:00 | 43891.75 | 10170.7029
2020-03-01 19:00 | 43891.7917 | 10717.8857
2020-03-01 20:00 | 43891.8333 | 10550.9971
2020-03-01 21:00 | 43891.875 | 10109.5086
2020-03-01 22:00 | 43891.9167 | 10095.4714
2020-03-01 23:00 | 43891.9583 | 9984.4057
2020-03-02 | 43892 | 9783.9771
2020-03-02 01:00 | 43892.0417 | 9116.5
2020-03-02 02:00 | 43892.0833 | 8661.9857
2020-03-02 03:00 | 43892.125 | 8453.3943
2020-03-02 04:00 | 43892.1667 | 8595.5857
2020-03-02 05:00 | 43892.2083 | 9271.4486
2020-03-02 06:00 | 43892.25 | 10761.6457
2020-03-02 07:00 | 43892.2917 | 11621.2029
2020-03-02 08:00 | 43892.3333 | 11915.52
2020-03-02 09:00 | 43892.375 | 12187.9743
2020-03-02 10:00 | 43892.4167 | 12207.5057
2020-03-02 11:00 | 43892.4583 | 12313.9829
2020-03-02 12:00 | 43892.5 | 11988.4886
2020-03-02 13:00 | 43892.5417 | 11960.2486
2020-03-02 14:00 | 43892.5833 | 11797.6057
2020-03-02 15:00 | 43892.625 | 11680.0029
2020-03-02 16:00 | 43892.6667 | 11486.2857
2020-03-02 17:00 | 43892.7083 | 11622.0171
2020-03-02 18:00 | 43892.75 | 11924.1229
2020-03-02 19:00 | 43892.7917 | 12303.0571
2020-03-02 20:00 | 43892.8333 | 11718.1657
2020-03-02 21:00 | 43892.875 | 10940.18
2020-03-02 22:00 | 43892.9167 | 11062.8429
2020-03-02 23:00 | 43892.9583 | 10881.3743
2020-03-03 | 43893 | 10135.9086
2020-03-03 01:00 | 43893.0417 | 9583.3314
2020-03-03 02:00 | 43893.0833 | 9207.12
2020-03-03 03:00 | 43893.125 | 9034.3571
2020-03-03 04:00 | 43893.1667 | 9152.1257
2020-03-03 05:00 | 43893.2083 | 9711.6086
2020-03-03 06:00 | 43893.25 | 10945.2229
2020-03-03 07:00 | 43893.2917 | 11656.86
2020-03-03 08:00 | 43893.3333 | 11900.5086
2020-03-03 09:00 | 43893.375 | 12126.0457
2020-03-03 10:00 | 43893.4167 | 12142.2543
2020-03-03 11:00 | 43893.4583 | 12230.4314
2020-03-03 12:00 | 43893.5 | 11960.9029
2020-03-03 13:00 | 43893.5417 | 11937.5943
2020-03-03 14:00 | 43893.5833 | 11802.9343
2020-03-03 15:00 | 43893.625 | 11705.5486
2020-03-03 16:00 | 43893.6667 | 11545.1943
2020-03-03 17:00 | 43893.7083 | 11657.5686
2020-03-03 18:00 | 43893.75 | 11907.6057
2020-03-03 19:00 | 43893.7917 | 12221.34
2020-03-03 20:00 | 43893.8333 | 11737.1514
2020-03-03 21:00 | 43893.875 | 11093.0914
2020-03-03 22:00 | 43893.9167 | 11194.6686
2020-03-03 23:00 | 43893.9583 | 11044.4086
2020-03-04 | 43894 | 10044.8371
2020-03-04 01:00 | 43894.0417 | 9491.2857
2020-03-04 02:00 | 43894.0833 | 9114.3429
2020-03-04 03:00 | 43894.125 | 8941.3543
2020-03-04 04:00 | 43894.1667 | 9059.3857
2020-03-04 05:00 | 43894.2083 | 9619.7371
2020-03-04 06:00 | 43894.25 | 10855.58
2020-03-04 07:00 | 43894.2917 | 11568.4229
2020-03-04 08:00 | 43894.3333 | 11812.6029
2020-03-04 09:00 | 43894.375 | 12038.5629
2020-03-04 10:00 | 43894.4167 | 12054.7914
2020-03-04 11:00 | 43894.4583 | 12142.9914
2020-03-04 12:00 | 43894.5 | 11873.0771
2020-03-04 13:00 | 43894.5417 | 11849.6486
2020-03-04 14:00 | 43894.5833 | 11714.7971
2020-03-04 15:00 | 43894.625 | 11617.1743
2020-03-04 16:00 | 43894.6667 | 11456.5914
2020-03-04 17:00 | 43894.7083 | 11569.1229
2020-03-04 18:00 | 43894.75 | 11819.7114
2020-03-04 19:00 | 43894.7917 | 12133.9743
2020-03-04 20:00 | 43894.8333 | 11648.9143
2020-03-04 21:00 | 43894.875 | 11003.6686
2020-03-04 22:00 | 43894.9167 | 11105.4714
2020-03-04 23:00 | 43894.9583 | 10954.9
2020-03-05 | 43895 | 10023.3171
2020-03-05 01:00 | 43895.0417 | 9469.4286
2020-03-05 02:00 | 43895.0833 | 9092.1943
2020-03-05 03:00 | 43895.125 | 8919.1457
2020-03-05 04:00 | 43895.1667 | 9037.1171
2020-03-05 05:00 | 43895.2083 | 9597.9171
2020-03-05 06:00 | 43895.25 | 10834.5686
2020-03-05 07:00 | 43895.2917 | 11547.7971
2020-03-05 08:00 | 43895.3333 | 11792.14
2020-03-05 09:00 | 43895.375 | 12018.1657
2020-03-05 10:00 | 43895.4167 | 12034.3886
2020-03-05 11:00 | 43895.4583 | 12122.8086
2020-03-05 12:00 | 43895.5 | 11852.6257
2020-03-05 13:00 | 43895.5417 | 11829.1914
2020-03-05 14:00 | 43895.5833 | 11694.3086
2020-03-05 15:00 | 43895.625 | 11596.66
2020-03-05 16:00 | 43895.6667 | 11435.9314
2020-03-05 17:00 | 43895.7083 | 11548.6029
2020-03-05 18:00 | 43895.75 | 11799.2457
2020-03-05 19:00 | 43895.7917 | 12113.6943
2020-03-05 20:00 | 43895.8333 | 11628.3114
2020-03-05 21:00 | 43895.875 | 10982.6886
2020-03-05 22:00 | 43895.9167 | 11084.5286
2020-03-05 23:00 | 43895.9583 | 10933.92
2020-03-06 | 43896 | 10024.9114
2020-03-06 01:00 | 43896.0417 | 9471.0486
2020-03-06 02:00 | 43896.0833 | 9093.8714
2020-03-06 03:00 | 43896.125 | 8920.8
2020-03-06 04:00 | 43896.1667 | 9038.8171
2020-03-06 05:00 | 43896.2083 | 9599.5943
2020-03-06 06:00 | 43896.25 | 10836.1314
2020-03-06 07:00 | 43896.2917 | 11549.34
2020-03-06 08:00 | 43896.3333 | 11793.5886
2020-03-06 09:00 | 43896.375 | 12019.7257
2020-03-06 10:00 | 43896.4167 | 12035.9343
2020-03-06 11:00 | 43896.4583 | 12124.2371
2020-03-06 12:00 | 43896.5 | 11854.1629
2020-03-06 13:00 | 43896.5417 | 11830.7314
2020-03-06 14:00 | 43896.5833 | 11695.8
2020-03-06 15:00 | 43896.625 | 11598.1057
2020-03-06 16:00 | 43896.6667 | 11437.4429
2020-03-06 17:00 | 43896.7083 | 11550.0486
2020-03-06 18:00 | 43896.75 | 11800.6971
2020-03-06 19:00 | 43896.7917 | 12115.12
2020-03-06 20:00 | 43896.8333 | 11629.8371
2020-03-06 21:00 | 43896.875 | 10984.2743
2020-03-06 22:00 | 43896.9167 | 11086.08
2020-03-06 23:00 | 43896.9583 | 10935.4314
2020-03-07 | 43897 | 10007.5
2020-03-07 01:00 | 43897.0417 | 9316.44
2020-03-07 02:00 | 43897.0833 | 8818.2457
2020-03-07 03:00 | 43897.125 | 8574.6714
2020-03-07 04:00 | 43897.1667 | 8452.0829
2020-03-07 05:00 | 43897.2083 | 8482.4086
2020-03-07 06:00 | 43897.25 | 8737.8229
2020-03-07 07:00 | 43897.2917 | 8918.3657
2020-03-07 08:00 | 43897.3333 | 9580.0029
2020-03-07 09:00 | 43897.375 | 10230.8943
2020-03-07 10:00 | 43897.4167 | 10507.18
2020-03-07 11:00 | 43897.4583 | 10578.26
2020-03-07 12:00 | 43897.5 | 10497.04
2020-03-07 13:00 | 43897.5417 | 10294.2286
2020-03-07 14:00 | 43897.5833 | 10042.0029
2020-03-07 15:00 | 43897.625 | 9914.6457
2020-03-07 16:00 | 43897.6667 | 9831.3229
2020-03-07 17:00 | 43897.7083 | 9996.5571
2020-03-07 18:00 | 43897.75 | 10442.9629
2020-03-07 19:00 | 43897.7917 | 10810.0171
2020-03-07 20:00 | 43897.8333 | 10288.1629
2020-03-07 21:00 | 43897.875 | 9786.1914
2020-03-07 22:00 | 43897.9167 | 9912.0571
2020-03-07 23:00 | 43897.9583 | 9937.8171
2020-03-08 | 43898 | 9346.8486
2020-03-08 01:00 | 43898.0417 | 8825.54
2020-03-08 02:00 | 43898.0833 | 8510.5086
2020-03-08 03:00 | 43898.125 | 8195.0714
2020-03-08 04:00 | 43898.1667 | 8117.32
2020-03-08 05:00 | 43898.2083 | 8130.1686
2020-03-08 06:00 | 43898.25 | 8309.6714
2020-03-08 07:00 | 43898.2917 | 8246.7429
2020-03-08 08:00 | 43898.3333 | 8706.1057
2020-03-08 09:00 | 43898.375 | 9319.5914
2020-03-08 10:00 | 43898.4167 | 9721.5543
2020-03-08 11:00 | 43898.4583 | 10023.66
2020-03-08 12:00 | 43898.5 | 10169.46
2020-03-08 13:00 | 43898.5417 | 9754.4486
2020-03-08 14:00 | 43898.5833 | 9460.1657
2020-03-08 15:00 | 43898.625 | 9334.8029
2020-03-08 16:00 | 43898.6667 | 9150.2686
2020-03-08 17:00 | 43898.7083 | 9360.3829
2020-03-08 18:00 | 43898.75 | 9957.26
2020-03-08 19:00 | 43898.7917 | 10498.0343
2020-03-08 20:00 | 43898.8333 | 10333.1457
2020-03-08 21:00 | 43898.875 | 9896.8029
2020-03-08 22:00 | 43898.9167 | 9882.7743
2020-03-08 23:00 | 43898.9583 | 9773.1229
2020-03-09 | 43899 | 9626.8629
2020-03-09 01:00 | 43899.0417 | 8956.16
2020-03-09 02:00 | 43899.0833 | 8499.4371
2020-03-09 03:00 | 43899.125 | 8289.8514
2020-03-09 04:00 | 43899.1667 | 8432.7629
2020-03-09 05:00 | 43899.2083 | 9111.8114
2020-03-09 06:00 | 43899.25 | 10609.1229
2020-03-09 07:00 | 43899.2917 | 11472.8
2020-03-09 08:00 | 43899.3333 | 11768.5943
2020-03-09 09:00 | 43899.375 | 12042.3029
2020-03-09 10:00 | 43899.4167 | 12061.9514
2020-03-09 11:00 | 43899.4583 | 12168.9371
2020-03-09 12:00 | 43899.5 | 11841.8743
2020-03-09 13:00 | 43899.5417 | 11813.4829
2020-03-09 14:00 | 43899.5833 | 11650.1143
2020-03-09 15:00 | 43899.625 | 11531.94
2020-03-09 16:00 | 43899.6667 | 11337.2143
2020-03-09 17:00 | 43899.7083 | 11473.7171
2020-03-09 18:00 | 43899.75 | 11777.2514
2020-03-09 19:00 | 43899.7917 | 12157.94
2020-03-09 20:00 | 43899.8333 | 11570.3171
2020-03-09 21:00 | 43899.875 | 10788.5657
2020-03-09 22:00 | 43899.9167 | 10911.8429
2020-03-09 23:00 | 43899.9583 | 10729.44
2020-03-10 | 43900 | 10076.2314
2020-03-10 01:00 | 43900.0417 | 9523.2914
2020-03-10 02:00 | 43900.0833 | 9146.6743
2020-03-10 03:00 | 43900.125 | 8973.8486
2020-03-10 04:00 | 43900.1667 | 9091.6571
2020-03-10 05:00 | 43900.2083 | 9651.5886
2020-03-10 06:00 | 43900.25 | 10886.28
2020-03-10 07:00 | 43900.2917 | 11598.48
2020-03-10 08:00 | 43900.3333 | 11842.4
2020-03-10 09:00 | 43900.375 | 12068.0486
2020-03-10 10:00 | 43900.4167 | 12084.32
2020-03-10 11:00 | 43900.4583 | 12172.4886
2020-03-10 12:00 | 43900.5 | 11902.8143
2020-03-10 13:00 | 43900.5417 | 11879.4371
2020-03-10 14:00 | 43900.5833 | 11744.6514
2020-03-10 15:00 | 43900.625 | 11647.2029
2020-03-10 16:00 | 43900.6667 | 11486.6657
2020-03-10 17:00 | 43900.7083 | 11599.18
2020-03-10 18:00 | 43900.75 | 11849.4914
2020-03-10 19:00 | 43900.7917 | 12163.4
2020-03-10 20:00 | 43900.8333 | 11678.8429
2020-03-10 21:00 | 43900.875 | 11034.2514
2020-03-10 22:00 | 43900.9167 | 11135.8886
2020-03-10 23:00 | 43900.9583 | 10985.5314
2020-03-11 | 43901 | 10041.1286
2020-03-11 01:00 | 43901.0417 | 9487.4114
2020-03-11 02:00 | 43901.0833 | 9110.3257
2020-03-11 03:00 | 43901.125 | 8937.2057
2020-03-11 04:00 | 43901.1667 | 9055.2457
2020-03-11 05:00 | 43901.2083 | 9615.9514
2020-03-11 06:00 | 43901.25 | 10852.28
2020-03-11 07:00 | 43901.2917 | 11565.4114
2020-03-11 08:00 | 43901.3333 | 11809.68
2020-03-11 09:00 | 43901.375 | 12035.6714
2020-03-11 10:00 | 43901.4167 | 12051.9486
2020-03-11 11:00 | 43901.4583 | 12140.1971
2020-03-11 12:00 | 43901.5 | 11870.1457
2020-03-11 13:00 | 43901.5417 | 11846.7629
2020-03-11 14:00 | 43901.5833 | 11711.8286
2020-03-11 15:00 | 43901.625 | 11614.1829
2020-03-11 16:00 | 43901.6667 | 11453.4743
2020-03-11 17:00 | 43901.7083 | 11566.1057
2020-03-11 18:00 | 43901.75 | 11816.7714
2020-03-11 19:00 | 43901.7917 | 12131.1143
2020-03-11 20:00 | 43901.8333 | 11645.8629
2020-03-11 21:00 | 43901.875 | 11000.4143
2020-03-11 22:00 | 43901.9167 | 11102.1629
2020-03-11 23:00 | 43901.9583 | 10951.64
2020-03-12 | 43902 | 9940.4086
2020-03-12 01:00 | 43902.0417 | 9385.2657
2020-03-12 02:00 | 43902.0833 | 9007.2886
2020-03-12 03:00 | 43902.125 | 8833.8286
2020-03-12 04:00 | 43902.1667 | 8952.1143
2020-03-12 05:00 | 43902.2083 | 9514.16
2020-03-12 06:00 | 43902.25 | 10753.4457
2020-03-12 07:00 | 43902.2917 | 11468.24
2020-03-12 08:00 | 43902.3333 | 11713.1143
2020-03-12 09:00 | 43902.375 | 11939.66
2020-03-12 10:00 | 43902.4167 | 11955.9886
2020-03-12 11:00 | 43902.4583 | 12044.5143
2020-03-12 12:00 | 43902.5 | 11773.7086
2020-03-12 13:00 | 43902.5417 | 11750.2743
2020-03-12 14:00 | 43902.5833 | 11615.0629
2020-03-12 15:00 | 43902.625 | 11517.2114
2020-03-12 16:00 | 43902.6667 | 11356.0629
2020-03-12 17:00 | 43902.7083 | 11469.0429
2020-03-12 18:00 | 43902.75 | 11720.2371
2020-03-12 19:00 | 43902.7917 | 12035.4114
2020-03-12 20:00 | 43902.8333 | 11548.9571
2020-03-12 21:00 | 43902.875 | 10901.8771
2020-03-12 22:00 | 43902.9167 | 11003.9343
2020-03-12 23:00 | 43902.9583 | 10852.9971
2020-03-13 | 43903 | 9888.4857
2020-03-13 01:00 | 43903.0417 | 9332.8629
2020-03-13 02:00 | 43903.0833 | 8954.5943
2020-03-13 03:00 | 43903.125 | 8780.9571
2020-03-13 04:00 | 43903.1667 | 8899.2914
2020-03-13 05:00 | 43903.2083 | 9461.8229
2020-03-13 06:00 | 43903.25 | 10702.1343
2020-03-13 07:00 | 43903.2917 | 11417.6886
2020-03-13 08:00 | 43903.3333 | 11662.68
2020-03-13 09:00 | 43903.375 | 11889.4371
2020-03-13 10:00 | 43903.4167 | 11905.7686
2020-03-13 11:00 | 43903.4583 | 11994.3514
2020-03-13 12:00 | 43903.5 | 11723.4029
2020-03-13 13:00 | 43903.5417 | 11699.8571
2020-03-13 14:00 | 43903.5833 | 11564.4829
2020-03-13 15:00 | 43903.625 | 11466.5886
2020-03-13 16:00 | 43903.6667 | 11305.3543
2020-03-13 17:00 | 43903.7083 | 11418.3886
2020-03-13 18:00 | 43903.75 | 11669.7943
2020-03-13 19:00 | 43903.7917 | 11985.2371
2020-03-13 20:00 | 43903.8333 | 11498.3486
2020-03-13 21:00 | 43903.875 | 10850.8457
2020-03-13 22:00 | 43903.9167 | 10952.9371
2020-03-13 23:00 | 43903.9583 | 10801.8343
2020-03-14 | 43904 | 9880.6143
2020-03-14 01:00 | 43904.0417 | 9191.2343
2020-03-14 02:00 | 43904.0833 | 8694.2457
2020-03-14 03:00 | 43904.125 | 8451.28
2020-03-14 04:00 | 43904.1667 | 8329
2020-03-14 05:00 | 43904.2083 | 8359.3
2020-03-14 06:00 | 43904.25 | 8614.0886
2020-03-14 07:00 | 43904.2917 | 8794.08
2020-03-14 08:00 | 43904.3333 | 9454.0629
2020-03-14 09:00 | 43904.375 | 10103.3086
2020-03-14 10:00 | 43904.4167 | 10378.96
2020-03-14 11:00 | 43904.4583 | 10449.8914
2020-03-14 12:00 | 43904.5 | 10368.8314
2020-03-14 13:00 | 43904.5417 | 10166.48
2020-03-14 14:00 | 43904.5833 | 9914.88
2020-03-14 15:00 | 43904.625 | 9787.9314
2020-03-14 16:00 | 43904.6667 | 9704.88
2020-03-14 17:00 | 43904.7083 | 9869.58
2020-03-14 18:00 | 43904.75 | 10314.8914
2020-03-14 19:00 | 43904.7917 | 10681.04
2020-03-14 20:00 | 43904.8333 | 10160.4314
2020-03-14 21:00 | 43904.875 | 9659.7857
2020-03-14 22:00 | 43904.9167 | 9785.3486
2020-03-14 23:00 | 43904.9583 | 9811.0743
2020-03-15 | 43905 | 9277.8143
2020-03-15 01:00 | 43905.0417 | 8758.1857
2020-03-15 02:00 | 43905.0833 | 8444.3057
2020-03-15 03:00 | 43905.125 | 8129.92
2020-03-15 04:00 | 43905.1667 | 8052.4086
2020-03-15 05:00 | 43905.2083 | 8065.2657
2020-03-15 06:00 | 43905.25 | 8244.1114
2020-03-15 07:00 | 43905.2917 | 8181.3257
2020-03-15 08:00 | 43905.3333 | 8639.1514
2020-03-15 09:00 | 43905.375 | 9250.6257
2020-03-15 10:00 | 43905.4167 | 9651.1171
2020-03-15 11:00 | 43905.4583 | 9952.2543
2020-03-15 12:00 | 43905.5 | 10097.58
2020-03-15 13:00 | 43905.5417 | 9684.0343
2020-03-15 14:00 | 43905.5833 | 9390.7114
2020-03-15 15:00 | 43905.625 | 9265.7486
2020-03-15 16:00 | 43905.6667 | 9081.8714
2020-03-15 17:00 | 43905.7083 | 9291.2543
2020-03-15 18:00 | 43905.75 | 9886.1143
2020-03-15 19:00 | 43905.7917 | 10425.0086
2020-03-15 20:00 | 43905.8333 | 10260.7029
2020-03-15 21:00 | 43905.875 | 9825.8029
2020-03-15 22:00 | 43905.9167 | 9811.8714
2020-03-15 23:00 | 43905.9583 | 9702.5257
2020-03-16 | 43906 | 9567.0114
2020-03-16 01:00 | 43906.0417 | 8902.6829
2020-03-16 02:00 | 43906.0833 | 8450.1543
2020-03-16 03:00 | 43906.125 | 8242.4886
2020-03-16 04:00 | 43906.1667 | 8384.0971
2020-03-16 05:00 | 43906.2083 | 9056.7829
2020-03-16 06:00 | 43906.25 | 10540.2514
2020-03-16 07:00 | 43906.2917 | 11395.8857
2020-03-16 08:00 | 43906.3333 | 11688.9857
2020-03-16 09:00 | 43906.375 | 11960.1743
2020-03-16 10:00 | 43906.4167 | 11979.6457
2020-03-16 11:00 | 43906.4583 | 12085.5371
2020-03-16 12:00 | 43906.5 | 11761.4886
2020-03-16 13:00 | 43906.5417 | 11733.4543
2020-03-16 14:00 | 43906.5833 | 11571.5829
2020-03-16 15:00 | 43906.625 | 11454.38
2020-03-16 16:00 | 43906.6667 | 11261.5571
2020-03-16 17:00 | 43906.7083 | 11396.6914
2020-03-16 18:00 | 43906.75 | 11697.4571
2020-03-16 19:00 | 43906.7917 | 12074.6429
2020-03-16 20:00 | 43906.8333 | 11492.4029
2020-03-16 21:00 | 43906.875 | 10717.9543
2020-03-16 22:00 | 43906.9167 | 10840.0943
2020-03-16 23:00 | 43906.9583 | 10659.4629
2020-03-17 | 43907 | 9990.56
2020-03-17 01:00 | 43907.0417 | 9436.2971
2020-03-17 02:00 | 43907.0833 | 9058.8229
2020-03-17 03:00 | 43907.125 | 8885.6057
2020-03-17 04:00 | 43907.1667 | 9003.8171
2020-03-17 05:00 | 43907.2083 | 9564.9714
2020-03-17 06:00 | 43907.25 | 10802.3029
2020-03-17 07:00 | 43907.2917 | 11516.1086
2020-03-17 08:00 | 43907.3333 | 11760.5086
2020-03-17 09:00 | 43907.375 | 11986.7229
2020-03-17 10:00 | 43907.4167 | 12003.0029
2020-03-17 11:00 | 43907.4583 | 12091.3571
2020-03-17 12:00 | 43907.5 | 11821.1057
2020-03-17 13:00 | 43907.5417 | 11797.6429
2020-03-17 14:00 | 43907.5833 | 11662.5686
2020-03-17 15:00 | 43907.625 | 11564.9229
2020-03-17 16:00 | 43907.6667 | 11404.0029
2020-03-17 17:00 | 43907.7083 | 11516.8057
2020-03-17 18:00 | 43907.75 | 11767.6943
2020-03-17 19:00 | 43907.7917 | 12082.2686
2020-03-17 20:00 | 43907.8333 | 11596.5743
2020-03-17 21:00 | 43907.875 | 10950.56
2020-03-17 22:00 | 43907.9167 | 11052.4886
2020-03-17 23:00 | 43907.9583 | 10901.74
2020-03-18 | 43908 | 9970.0571
2020-03-18 01:00 | 43908.0417 | 9415.2886
2020-03-18 02:00 | 43908.0833 | 9037.4514
2020-03-18 03:00 | 43908.125 | 8864.12
2020-03-18 04:00 | 43908.1667 | 8982.3086
2020-03-18 05:00 | 43908.2083 | 9544.0543
2020-03-18 06:00 | 43908.25 | 10782.6743
2020-03-18 07:00 | 43908.2917 | 11497.1743
2020-03-18 08:00 | 43908.3333 | 11741.84
2020-03-18 09:00 | 43908.375 | 11968.3171
2020-03-18 10:00 | 43908.4167 | 11984.6114
2020-03-18 11:00 | 43908.4583 | 12073.1257
2020-03-18 12:00 | 43908.5 | 11802.4771
2020-03-18 13:00 | 43908.5417 | 11779.0057
2020-03-18 14:00 | 43908.5833 | 11643.8371
2020-03-18 15:00 | 43908.625 | 11546.0343
2020-03-18 16:00 | 43908.6667 | 11385.0857
2020-03-18 17:00 | 43908.7083 | 11497.8743
2020-03-18 18:00 | 43908.75 | 11749.0286
2020-03-18 19:00 | 43908.7917 | 12063.9371
2020-03-18 20:00 | 43908.8333 | 11577.8029
2020-03-18 21:00 | 43908.875 | 10931.1286
2020-03-18 22:00 | 43908.9167 | 11033.1257
2020-03-18 23:00 | 43908.9583 | 10882.2714
2020-03-19 | 43909 | 9952.8429
2020-03-19 01:00 | 43909.0417 | 9397.7
2020-03-19 02:00 | 43909.0833 | 9019.5829
2020-03-19 03:00 | 43909.125 | 8846.1514
2020-03-19 04:00 | 43909.1667 | 8964.44
2020-03-19 05:00 | 43909.2083 | 9526.4657
2020-03-19 06:00 | 43909.25 | 10765.8371
2020-03-19 07:00 | 43909.2917 | 11480.8171
2020-03-19 08:00 | 43909.3333 | 11725.68
2020-03-19 09:00 | 43909.375 | 11952.2457
2020-03-19 10:00 | 43909.4167 | 11968.5343
2020-03-19 11:00 | 43909.4583 | 12057.0486
2020-03-19 12:00 | 43909.5 | 11786.3171
2020-03-19 13:00 | 43909.5417 | 11762.8371
2020-03-19 14:00 | 43909.5833 | 11627.5771
2020-03-19 15:00 | 43909.625 | 11529.6714
2020-03-19 16:00 | 43909.6667 | 11368.6229
2020-03-19 17:00 | 43909.7083 | 11481.5171
2020-03-19 18:00 | 43909.75 | 11732.7714
2020-03-19 19:00 | 43909.7917 | 12047.86
2020-03-19 20:00 | 43909.8333 | 11561.4429
2020-03-19 21:00 | 43909.875 | 10914.3886
2020-03-19 22:00 | 43909.9167 | 11016.4857
2020-03-19 23:00 | 43909.9583 | 10865.4314
2020-03-20 | 43910 | 9912.7143
2020-03-20 01:00 | 43910.0417 | 9357.2457
2020-03-20 02:00 | 43910.0833 | 8978.86
2020-03-20 03:00 | 43910.125 | 8805.28
2020-03-20 04:00 | 43910.1667 | 8923.6057
2020-03-20 05:00 | 43910.2083 | 9486.0686
2020-03-20 06:00 | 43910.25 | 10726.3143
2020-03-20 07:00 | 43910.2917 | 11441.78
2020-03-20 08:00 | 43910.3333 | 11686.7286
2020-03-20 09:00 | 43910.375 | 11913.4971
2020-03-20 10:00 | 43910.4167 | 11929.8
2020-03-20 11:00 | 43910.4583 | 12018.4371
2020-03-20 12:00 | 43910.5 | 11747.4886
2020-03-20 13:00 | 43910.5417 | 11724.0143
2020-03-20 14:00 | 43910.5833 | 11588.5829
2020-03-20 15:00 | 43910.625 | 11490.6543
2020-03-20 16:00 | 43910.6667 | 11329.44
2020-03-20 17:00 | 43910.7083 | 11442.48
2020-03-20 18:00 | 43910.75 | 11693.9371
2020-03-20 19:00 | 43910.7917 | 12009.2371
2020-03-20 20:00 | 43910.8333 | 11522.5343
2020-03-20 21:00 | 43910.875 | 10874.9171
2020-03-20 22:00 | 43910.9167 | 10977.06
2020-03-20 23:00 | 43910.9583 | 10826.0571
2020-03-21 | 43911 | 9858.8229
2020-03-21 01:00 | 43911.0417 | 9169.7
2020-03-21 02:00 | 43911.0833 | 8673.0886
2020-03-21 03:00 | 43911.125 | 8430.2057
2020-03-21 04:00 | 43911.1667 | 8307.8714
2020-03-21 05:00 | 43911.2083 | 8338.2257
2020-03-21 06:00 | 43911.25 | 8592.8571
2020-03-21 07:00 | 43911.2917 | 8772.8314
2020-03-21 08:00 | 43911.3333 | 9432.4886
2020-03-21 09:00 | 43911.375 | 10081.3886
2020-03-21 10:00 | 43911.4167 | 10356.9286
2020-03-21 11:00 | 43911.4583 | 10427.7943
2020-03-21 12:00 | 43911.5 | 10346.7686
2020-03-21 13:00 | 43911.5417 | 10144.5943
2020-03-21 14:00 | 43911.5833 | 9893.06
2020-03-21 15:00 | 43911.625 | 9766.1429
2020-03-21 16:00 | 43911.6667 | 9683.1229
2020-03-21 17:00 | 43911.7083 | 9847.7714
2020-03-21 18:00 | 43911.75 | 10292.8171
2020-03-21 19:00 | 43911.7917 | 10658.8257
2020-03-21 20:00 | 43911.8333 | 10138.5314
2020-03-21 21:00 | 43911.875 | 9638.14
2020-03-21 22:00 | 43911.9167 | 9763.5629
2020-03-21 23:00 | 43911.9583 | 9789.24
2020-03-22 | 43912 | 9238.6171
2020-03-22 01:00 | 43912.0417 | 8720.8
2020-03-22 02:00 | 43912.0833 | 8407.9114
2020-03-22 03:00 | 43912.125 | 8094.6114
2020-03-22 04:00 | 43912.1667 | 8017.2829
2020-03-22 05:00 | 43912.2083 | 8030.1629
2020-03-22 06:00 | 43912.25 | 8208.4371
2020-03-22 07:00 | 43912.2917 | 8145.8686
2020-03-22 08:00 | 43912.3333 | 8602.1314
2020-03-22 09:00 | 43912.375 | 9211.5657
2020-03-22 10:00 | 43912.4167 | 9610.7114
2020-03-22 11:00 | 43912.4583 | 9910.8171
2020-03-22 12:00 | 43912.5 | 10055.7686
2020-03-22 13:00 | 43912.5417 | 9643.5314
2020-03-22 14:00 | 43912.5833 | 9351.1629
2020-03-22 15:00 | 43912.625 | 9226.6429
2020-03-22 16:00 | 43912.6667 | 9043.32
2020-03-22 17:00 | 43912.7083 | 9252.12
2020-03-22 18:00 | 43912.75 | 9844.8971
2020-03-22 19:00 | 43912.7917 | 10382.0543
2020-03-22 20:00 | 43912.8333 | 10218.2686
2020-03-22 21:00 | 43912.875 | 9784.82
2020-03-22 22:00 | 43912.9167 | 9770.9286
2020-03-22 23:00 | 43912.9583 | 9661.9771
2020-03-23 | 43913 | 9492.9914
2020-03-23 01:00 | 43913.0417 | 8829.4657
2020-03-23 02:00 | 43913.0833 | 8377.6343
2020-03-23 03:00 | 43913.125 | 8170.2771
2020-03-23 04:00 | 43913.1667 | 8311.72
2020-03-23 05:00 | 43913.2083 | 8983.5
2020-03-23 06:00 | 43913.25 | 10464.7943
2020-03-23 07:00 | 43913.2917 | 11319.1857
2020-03-23 08:00 | 43913.3333 | 11611.8486
2020-03-23 09:00 | 43913.375 | 11882.5886
2020-03-23 10:00 | 43913.4167 | 11902.1143
2020-03-23 11:00 | 43913.4583 | 12007.8514
2020-03-23 12:00 | 43913.5 | 11684.2943
2020-03-23 13:00 | 43913.5417 | 11656.2171
2020-03-23 14:00 | 43913.5833 | 11494.6514
2020-03-23 15:00 | 43913.625 | 11377.6371
2020-03-23 16:00 | 43913.6667 | 11185.06
2020-03-23 17:00 | 43913.7083 | 11320.0914
2020-03-23 18:00 | 43913.75 | 11620.3029
2020-03-23 19:00 | 43913.7917 | 11996.9914
2020-03-23 20:00 | 43913.8333 | 11415.6629
2020-03-23 21:00 | 43913.875 | 10642.2771
2020-03-23 22:00 | 43913.9167 | 10764.2171
2020-03-23 23:00 | 43913.9583 | 10583.8229
2020-03-24 | 43914 | 9895.4314
2020-03-24 01:00 | 43914.0417 | 9339.9686
2020-03-24 02:00 | 43914.0833 | 8961.6886
2020-03-24 03:00 | 43914.125 | 8788.1
2020-03-24 04:00 | 43914.1667 | 8906.48
2020-03-24 05:00 | 43914.2083 | 9468.8257
2020-03-24 06:00 | 43914.25 | 10709.0029
2020-03-24 07:00 | 43914.2917 | 11424.3571
2020-03-24 08:00 | 43914.3333 | 11669.2971
2020-03-24 09:00 | 43914.375 | 11896.0714
2020-03-24 10:00 | 43914.4167 | 11912.3429
2020-03-24 11:00 | 43914.4583 | 12000.8829
2020-03-24 12:00 | 43914.5 | 11729.9886
2020-03-24 13:00 | 43914.5417 | 11706.5257
2020-03-24 14:00 | 43914.5833 | 11571.1886
2020-03-24 15:00 | 43914.625 | 11473.2629
2020-03-24 16:00 | 43914.6667 | 11312.0657
2020-03-24 17:00 | 43914.7083 | 11425.0657
2020-03-24 18:00 | 43914.75 | 11676.4914
2020-03-24 19:00 | 43914.7917 | 11991.7886
2020-03-24 20:00 | 43914.8333 | 11505.0086
2020-03-24 21:00 | 43914.875 | 10857.6257
2020-03-24 22:00 | 43914.9167 | 10959.7314
2020-03-24 23:00 | 43914.9583 | 10808.6114
2020-03-25 | 43915 | 9890.6771
2020-03-25 01:00 | 43915.0417 | 9335.28
2020-03-25 02:00 | 43915.0833 | 8957.0029
2020-03-25 03:00 | 43915.125 | 8783.3886
2020-03-25 04:00 | 43915.1667 | 8901.7343
2020-03-25 05:00 | 43915.2083 | 9464.2086
2020-03-25 06:00 | 43915.25 | 10704.3143
2020-03-25 07:00 | 43915.2917 | 11419.5629
2020-03-25 08:00 | 43915.3333 | 11664.6343
2020-03-25 09:00 | 43915.375 | 11891.3514
2020-03-25 10:00 | 43915.4167 | 11907.6114
2020-03-25 11:00 | 43915.4583 | 11996.22
2020-03-25 12:00 | 43915.5 | 11725.3
2020-03-25 13:00 | 43915.5417 | 11701.86
2020-03-25 14:00 | 43915.5833 | 11566.4457
2020-03-25 15:00 | 43915.625 | 11468.5629
2020-03-25 16:00 | 43915.6667 | 11307.3143
2020-03-25 17:00 | 43915.7083 | 11420.36
2020-03-25 18:00 | 43915.75 | 11671.7229
2020-03-25 19:00 | 43915.7917 | 11987.04
2020-03-25 20:00 | 43915.8333 | 11500.3886
2020-03-25 21:00 | 43915.875 | 10852.8914
2020-03-25 22:00 | 43915.9167 | 10954.98
2020-03-25 23:00 | 43915.9583 | 10803.8971
2020-03-26 | 43916 | 9848.9086
2020-03-26 01:00 | 43916.0417 | 9292.8943
2020-03-26 02:00 | 43916.0833 | 8914.2943
2020-03-26 03:00 | 43916.125 | 8740.5714
2020-03-26 04:00 | 43916.1667 | 8859.0914
2020-03-26 05:00 | 43916.2083 | 9421.9857
2020-03-26 06:00 | 43916.25 | 10663.1114
2020-03-26 07:00 | 43916.2917 | 11379.0629
2020-03-26 08:00 | 43916.3333 | 11624.2771
2020-03-26 09:00 | 43916.375 | 11851.2143
2020-03-26 10:00 | 43916.4167 | 11867.4886
2020-03-26 11:00 | 43916.4583 | 11956.1429
2020-03-26 12:00 | 43916.5 | 11684.9743
2020-03-26 13:00 | 43916.5417 | 11661.5143
2020-03-26 14:00 | 43916.5833 | 11526.0343
2020-03-26 15:00 | 43916.625 | 11428.0943
2020-03-26 16:00 | 43916.6667 | 11266.7429
2020-03-26 17:00 | 43916.7083 | 11379.7571
2020-03-26 18:00 | 43916.75 | 11631.4657
2020-03-26 19:00 | 43916.7917 | 11946.9571
2020-03-26 20:00 | 43916.8333 | 11459.8457
2020-03-26 21:00 | 43916.875 | 10811.8714
2020-03-26 22:00 | 43916.9167 | 10914.0029
2020-03-26 23:00 | 43916.9583 | 10762.86
2020-03-27 | 43917 | 9784.4571
2020-03-27 01:00 | 43917.0417 | 9227.8886
2020-03-27 02:00 | 43917.0833 | 8848.8171
2020-03-27 03:00 | 43917.125 | 8674.8114
2020-03-27 04:00 | 43917.1667 | 8793.4514
2020-03-27 05:00 | 43917.2083 | 9357.0086
2020-03-27 06:00 | 43917.25 | 10599.7771
2020-03-27 07:00 | 43917.2917 | 11316.6486
2020-03-27 08:00 | 43917.3333 | 11562.2086
2020-03-27 09:00 | 43917.375 | 11789.3686
2020-03-27 10:00 | 43917.4167 | 11805.6743
2020-03-27 11:00 | 43917.4583 | 11894.5114
2020-03-27 12:00 | 43917.5 | 11622.9714
2020-03-27 13:00 | 43917.5417 | 11599.48
2020-03-27 14:00 | 43917.5833 | 11463.86
2020-03-27 15:00 | 43917.625 | 11365.7257
2020-03-27 16:00 | 43917.6667 | 11204.1257
2020-03-27 17:00 | 43917.7083 | 11317.3543
2020-03-27 18:00 | 43917.75 | 11569.3086
2020-03-27 19:00 | 43917.7917 | 11885.3171
2020-03-27 20:00 | 43917.8333 | 11397.6029
2020-03-27 21:00 | 43917.875 | 10748.6943
2020-03-27 22:00 | 43917.9167 | 10851.0286
2020-03-27 23:00 | 43917.9583 | 10699.7143
2020-03-28 | 43918 | 9669.98
2020-03-28 01:00 | 43918.0417 | 8984.4543
2020-03-28 02:00 | 43918.0833 | 8490.4229
2020-03-28 03:00 | 43918.125 | 8248.7657
2020-03-28 04:00 | 43918.1667 | 8127.0914
2020-03-28 05:00 | 43918.2083 | 8157.1943
2020-03-28 06:00 | 43918.25 | 8410.5571
2020-03-28 07:00 | 43918.2917 | 8589.64
2020-03-28 08:00 | 43918.3333 | 9245.8771
2020-03-28 09:00 | 43918.375 | 9891.4714
2020-03-28 10:00 | 43918.4167 | 10165.5029
2020-03-28 11:00 | 43918.4583 | 10236.1143
2020-03-28 12:00 | 43918.5 | 10155.4714
2020-03-28 13:00 | 43918.5417 | 9954.3457
2020-03-28 14:00 | 43918.5833 | 9704.1486
2020-03-28 15:00 | 43918.625 | 9577.9057
2020-03-28 16:00 | 43918.6667 | 9495.2714
2020-03-28 17:00 | 43918.7083 | 9659.0571
2020-03-28 18:00 | 43918.75 | 10101.8314
2020-03-28 19:00 | 43918.7917 | 10465.9514
2020-03-28 20:00 | 43918.8333 | 9948.2857
2020-03-28 21:00 | 43918.875 | 9450.4829
2020-03-28 22:00 | 43918.9167 | 9575.3314
2020-03-28 23:00 | 43918.9583 | 9600.8514
2020-03-29 | 43919 | 9209.4714
2020-03-29 01:00 | 43919.0417 | 8563.0486
2020-03-29 02:00 | 43919.0833 | 8071.1857
2020-03-29 03:00 | 43919.125 | 7874.7143
2020-03-29 04:00 | 43919.1667 | 7787.2886
2020-03-29 05:00 | 43919.2083 | 7914.4743
2020-03-29 06:00 | 43919.25 | 8019.1857
2020-03-29 07:00 | 43919.2917 | 8067.1743
2020-03-29 08:00 | 43919.3333 | 8682.58
2020-03-29 09:00 | 43919.375 | 9361.4857
2020-03-29 10:00 | 43919.4167 | 9737.74
2020-03-29 11:00 | 43919.4583 | 10031.3543
2020-03-29 12:00 | 43919.5 | 10109.3771
2020-03-29 13:00 | 43919.5417 | 9701.3343
2020-03-29 14:00 | 43919.5833 | 9165.4086
2020-03-29 15:00 | 43919.625 | 8998.1771
2020-03-29 16:00 | 43919.6667 | 8958.44
2020-03-29 17:00 | 43919.7083 | 9121.3486
2020-03-29 18:00 | 43919.75 | 9463.34
2020-03-29 19:00 | 43919.7917 | 9612.8114
2020-03-29 20:00 | 43919.8333 | 9872.7629
2020-03-29 21:00 | 43919.875 | 10111.9314
2020-03-29 22:00 | 43919.9167 | 10106.1314
2020-03-29 23:00 | 43919.9583 | 9770.6057
2020-03-30 | 43920 | 9115.3829
2020-03-30 01:00 | 43920.0417 | 8485.4714
2020-03-30 02:00 | 43920.0833 | 8079.5057
2020-03-30 03:00 | 43920.125 | 7946.8343
2020-03-30 04:00 | 43920.1667 | 8071.2514
2020-03-30 05:00 | 43920.2083 | 8658.6343
2020-03-30 06:00 | 43920.25 | 9809.5571
2020-03-30 07:00 | 43920.2917 | 10552.38
2020-03-30 08:00 | 43920.3333 | 11114.5943
2020-03-30 09:00 | 43920.375 | 11502.4286
2020-03-30 10:00 | 43920.4167 | 11623.0143
2020-03-30 11:00 | 43920.4583 | 11796.58
2020-03-30 12:00 | 43920.5 | 11514.52
2020-03-30 13:00 | 43920.5417 | 11367.6486
2020-03-30 14:00 | 43920.5833 | 11157.9114
2020-03-30 15:00 | 43920.625 | 11010.7286
2020-03-30 16:00 | 43920.6667 | 10855
2020-03-30 17:00 | 43920.7083 | 10878.7686
2020-03-30 18:00 | 43920.75 | 10753.7657
2020-03-30 19:00 | 43920.7917 | 10392.22
2020-03-30 20:00 | 43920.8333 | 10307.4943
2020-03-30 21:00 | 43920.875 | 10430.0857
2020-03-30 22:00 | 43920.9167 | 10491.3371
2020-03-30 23:00 | 43920.9583 | 10168.1714
2020-03-31 | 43921 | 9618.4171
2020-03-31 01:00 | 43921.0417 | 9091.3857
2020-03-31 02:00 | 43921.0833 | 8751.7971
2020-03-31 03:00 | 43921.125 | 8640.7657
2020-03-31 04:00 | 43921.1667 | 8744.9086
2020-03-31 05:00 | 43921.2083 | 9236.38
2020-03-31 06:00 | 43921.25 | 10199.2543
2020-03-31 07:00 | 43921.2917 | 10820.8286
2020-03-31 08:00 | 43921.3333 | 11291.2343
2020-03-31 09:00 | 43921.375 | 11615.7514
2020-03-31 10:00 | 43921.4167 | 11716.6
2020-03-31 11:00 | 43921.4583 | 11861.7943
2020-03-31 12:00 | 43921.5 | 11625.8343
2020-03-31 13:00 | 43921.5417 | 11503.0229
2020-03-31 14:00 | 43921.5833 | 11327.4714
2020-03-31 15:00 | 43921.625 | 11204.3514
2020-03-31 16:00 | 43921.6667 | 11073.9486
2020-03-31 17:00 | 43921.7083 | 11093.9343
2020-03-31 18:00 | 43921.75 | 10989.28
2020-03-31 19:00 | 43921.7917 | 10686.8257
2020-03-31 20:00 | 43921.8333 | 10615.9343
2020-03-31 21:00 | 43921.875 | 10718.5829
2020-03-31 22:00 | 43921.9167 | 10769.7143
2020-03-31 23:00 | 43921.9583 | 10499.4057

## 2.3 Market response
2.3 Market response
Results from the Market Response subgroup of the Taskforce implementation of Strategic Reserve (see link below).
E-cube Market Response study - taskforce presentation
Market response volume per winter | [5 empty] | Market response categories & constraints
| Measured | Extrapolation |  |  |  | Category number | 1 | 2 | 3 | 4 | 5 | 6 | 7
|  |  | Winters under consideration |  |  | Number of activations per week | 2 | 4 | 7 | 14 | 14 | 28 | none
| 2017-2018 | 2018-19 | 2019-20 | 2020-21 | 2021-2022 | Activation duration [hours] | 1 | 4 | 2 | 2 | 4 | 4 | none
Market Response volume [MW] | 691 | 786 | 820 | 868 | 931 | Share of total Market response volume | 10% | 10% | 25% | 10% | 30% | 10% | 5%

## 3. Balancing reserves
3. Balancing reserves
Volume of balancing reserves assumed to be provided by Belgian production units [MW]
| 2018-19 | 2019-20 | 2020-21 | 2021-22
FCR | 23.1 | 12.9 | 0 | 0
aFRR | 142 | 147.5 | 145 | 135
mFRR | 381.1301 | 392.5 | 374.5 | 363.5
Total | 546.2301 | 552.9 | 519.5 | 498.5

## 4. Flow based domains
4. Flow based domains
Four typical days (three during the week and one for the weekend), each consisting of 24 CWE flow based domains will be used for the volume assessment.
The typical days are determined using a clustering method on historical domain data for 2017, through the so called SPAIC process in FBMC.
The set A domains will be used for the "Winter 2019-20"
Typical day 1: 2017-12-18 (Weekday) - set A
Constraints typical day 1
Typical day 2: 2017-11-16 (Weekday) - set A
Constraints typical day 2
Typical day 3: 2017-01-19 (Weekday) - set A
Constraints typical day 3
Typical day 4: 2017-01-07 (Weekend) - set A
Constraints typical day 4
The set B domains will be used for the "Winter 2020-21" and "Winter 2021-22"
The Set B domains have been calculated by considering the effect of the ALEGrO interconnector between Belgium and Germany.
The fact that one column ("NL") has 0 PTDF is related to the mathematical representation of the grid constraints in this case. ALEGrO has been modeled by introducing virtual hubs in the FB representation (see page 45 of the 'Public consultation on methods, hypotheses and data sources: consulted document")
These Set B "domains" should be understood as mathematical constraints representing the vertices (corners) of the FB volumes in CWE + ALEGrO (6 Hubs). Here the projection of those vertices into the 4 CWE Hubs (BE, DE, FR, NL) is provided. It should be thus noted that the PTDF-RAM here provided do not necessarily carry the same physical meaning as the PTDF-RAM given in Set A.
Typical day 1: 2017-12-18 (Weekday) - set B
Constraints typical day 1
Typical day 2: 2017-11-16 (Weekday) - set B
Constraints typical day 2
Typical day 3: 2017-01-19 (Weekday) - set B
Constraints typical day 3
Typical day 4: 2017-01-07 (Weekend) - set B
Constraints typical day 4
Public consultation on methods, hypotheses and data sources: consulted document

## 4.1 Flow based typical day 1
4.1 Flow based typical day 1 : 2017-12-18 (Weekday)
|  | Set A | [5 empty] | Set B
|  | PTDFs | [5 empty] | PTDFs
Hour | RAM | BE | DE | FR | NL | Hour | RAM | BE | DE | FR | NL
1 | 823 | 0.18028 | 0.00301 | -0.04602 | 0.05208 | 1 | 1291.0125 | -0.34418 | -0.31992 | -0.3359 | 0
1 | 831 | -0.17711 | 0.00498 | -0.08589 | 0.17527 | 1 | 1138.0415 | 0.22553 | 0.45001 | 0.32446 | 0
1 | 343 | 0.07825 | 0.00096 | -0.01628 | 0.03155 | 1 | 2697.0344 | 0.39258 | -0.12656 | 0.73399 | 0
1 | 1148 | 0.23741 | -0.0043 | 0.06747 | -0.02413 | 1 | 3177.6962 | 0.59569 | 0.089279 | 0.31503 | 0
1 | 819 | 0.17634 | 0.00466 | -0.07287 | 0.07967 | 1 | 1226.0657 | 0.26063 | 0.34 | 0.39937 | 0
1 | 1747 | -0.2 | -0.00862 | 0.14086 | -0.12069 | 1 | 1177.3428 | 0.26514 | 0.3435 | 0.39136 | 0
1 | 780 | 0.10204 | 0.00656 | -0.10722 | 0.0962 | 1 | 2357.9276 | 0.42506 | -0.084137 | 0.65908 | 0
1 | 736 | 0.01797 | 0.00645 | -0.10539 | 0.09553 | 1 | 2355.2544 | 0.42453 | -0.084399 | 0.65987 | 0
1 | 465 | -0.10372 | 0.00157 | -0.05732 | -0.20944 | 1 | 3734.5828 | 0.098255 | -0.47718 | -0.62108 | 0
1 | 6905 | 0 | 1 | 0 | 0 | 1 | 2850.4577 | 0.020317 | -0.31202 | -0.70829 | 0
1 | 4225 | 0 | 0 | 0 | -1 | 1 | 8864.4385 | 0.65671 | -1.1475 | 1.4908 | 0
1 | 591 | 0.09184 | -0.08006 | 0.14466 | 0 | 1 | 7779.3763 | 0.73919 | -0.57363 | -1.1656 | 0
1 | 591 | 0.06014 | -0.1007 | 0.11644 | 0 | 1 | 9787.4039 | 0.77713 | -1.3396 | 1.5625 | 0
1 | 590 | 0.11031 | -0.03294 | 0.19225 | 0 | 1 | 1696.0832 | -0.23907 | -0.40859 | -0.35235 | 0
1 | 589 | 0.10118 | -0.03411 | 0.18836 | 0 | 1 | 1512.1169 | -0.27704 | -0.37375 | -0.34921 | 0
1 | 591 | 0.09439 | -0.07655 | 0.14857 | 0 | 1 | 1721.4832 | -0.43418 | -0.32594 | -0.23988 | 0
1 | 590 | 0.10506 | -0.05686 | 0.16939 | 0 | 1 | 1265.1059 | -0.35621 | -0.30822 | -0.33557 | 0
1 | 591 | 0.05597 | -0.09877 | 0.11684 | 0 | 1 | 2807.7407 | -0.22948 | -0.17605 | -0.59448 | 0
1 | 591 | 0.05594 | -0.09888 | 0.11674 | 0 | 1 | 1968.6639 | -0.1953 | -0.26859 | -0.53611 | 0
1 | 590 | 0.11158 | -0.03414 | 0.19159 | 0 | 1 | 9668.5976 | 0.79608 | -1.3341 | 1.5381 | 0
1 | 590 | 0.11109 | -0.03592 | 0.18985 | 0 | 1 | 13162.8476 | 1.4726 | -0.96504 | -1.5076 | 0
1 | 170 | -0.05462 | -0.07806 | -0.06377 | 0 | 1 | 13152.4982 | 1.4717 | -0.96434 | -1.5073 | 0
1 | 170 | -0.06046 | -0.07808 | -0.06315 | 0 | 1 | 13159.2075 | 1.4724 | -0.9648 | -1.5076 | 0
1 | 169 | -0.06407 | -0.08274 | -0.08218 | 0 | 1 | 13153.9004 | 1.4718 | -0.96444 | -1.5074 | 0
1 | 170 | -0.05463 | -0.08013 | -0.07244 | 0 | 1 | 18549.6495 | 2.1314 | -1.3298 | -1.8016 | 0
1 | 170 | -0.0699 | -0.08071 | -0.07296 | 0 | 1 | 5824.5261 | 0.62629 | -0.71194 | 1.0856 | 0
1 | 169 | -0.0697 | -0.08271 | -0.08138 | 0 | 1 | 5815.2111 | 0.62664 | -0.71084 | 1.0842 | 0
2 | 870 | 0.18028 | 0.00301 | -0.04644 | 0.05248 | 1 | 5254.3219 | 0.61648 | -0.62281 | 1.0063 | 0
2 | 485 | -0.0776 | 5e-05 | 0.00081 | -0.02039 | 1 | 5236.9712 | 0.61413 | -0.62155 | 1.0074 | 0
2 | 885 | -0.17711 | 0.00498 | -0.08567 | 0.177 | 1 | 5232.4938 | 0.61396 | -0.62082 | 1.0069 | 0
2 | 543 | -0.07825 | -0.00096 | 0.01642 | -0.03177 | 1 | 5230.3763 | 0.6139 | -0.62045 | 1.0065 | 0
2 | 1217 | 0.23742 | -0.0043 | 0.0674 | -0.02404 | 1 | 1703.867 | 0.31674 | 0.43844 | 0.24482 | 0
2 | 879 | 0.17634 | 0.00466 | -0.07337 | 0.08021 | 1 | 1698.4266 | 0.31608 | 0.43857 | 0.24534 | 0
2 | 1795 | -0.19999 | -0.00862 | 0.13996 | -0.12161 | 1 | 1695.9115 | 0.31582 | 0.43854 | 0.24564 | 0
2 | 778 | 0.10203 | 0.00656 | -0.10658 | 0.09694 | 1 | 3409.8983 | 0.46427 | -0.27139 | 0.80712 | 0
2 | 739 | 0.01797 | 0.00644 | -0.10478 | 0.09627 | 1 | 1140.9933 | 0.22517 | 0.45002 | 0.32482 | 0
2 | 488 | -0.10373 | 0.00156 | -0.05725 | -0.19801 | 1 | 1138.8077 | 0.22539 | 0.45013 | 0.32448 | 0
2 | 6905 | 0 | 1 | 0 | 0 | 1 | 1139.7409 | 0.22571 | 0.45006 | 0.32423 | 0
2 | 4225 | 0 | 0 | 0 | -1 | 1 | 1138.2286 | 0.2255 | 0.45006 | 0.32443 | 0
2 | 592 | 0.04466 | -0.11093 | 0.1028 | 0 | 1 | 1138.1917 | 0.2255 | 0.45006 | 0.32444 | 0
2 | 591 | 0.1088 | -0.05448 | 0.17294 | 0 | 1 | 1138.1441 | 0.2255 | 0.45006 | 0.32444 | 0
2 | 590 | 0.11314 | -0.02735 | 0.19838 | 0 | 1 | 2703.2243 | 0.3914 | -0.12579 | 0.7344 | 0
2 | 590 | 0.10226 | -0.02783 | 0.19456 | 0 | 1 | 2708.2901 | 0.3931 | -0.12843 | 0.73533 | 0
2 | 592 | 0.04734 | -0.11664 | 0.09857 | 0 | 1 | 2696.9152 | 0.3926 | -0.12655 | 0.73396 | 0
2 | 592 | 0.04469 | -0.11081 | 0.10292 | 0 | 1 | 2696.3245 | 0.3927 | -0.12653 | 0.73383 | 0
2 | 591 | 0.11486 | -0.02867 | 0.19774 | 0 | 1 | 1408.8067 | 0.28781 | 0.43099 | 0.2812 | 0
2 | 591 | 0.10718 | -0.05768 | 0.1696 | 0 | 1 | 1407.5753 | 0.28773 | 0.43087 | 0.2814 | 0
2 | 592 | 0.0927 | -0.0844 | 0.14136 | 0 | 1 | 1179.6316 | 0.26445 | 0.41755 | 0.31801 | 0
2 | 592 | 0.08916 | -0.08929 | 0.13591 | 0 | 1 | 1180.3411 | 0.26465 | 0.41746 | 0.31789 | 0
2 | 167 | -0.05899 | -0.07663 | -0.06196 | 0 | 1 | 1287.264 | 0.26257 | 0.32189 | 0.41554 | 0
2 | 167 | -0.05337 | -0.0766 | -0.06256 | 0 | 1 | 3181.6472 | 0.59627 | 0.088762 | 0.31497 | 0
2 | 167 | -0.0681 | -0.07916 | -0.07143 | 0 | 1 | 3181.0163 | 0.5962 | 0.088744 | 0.31506 | 0
2 | 167 | -0.05335 | -0.0786 | -0.07093 | 0 | 1 | 3177.9552 | 0.59572 | 0.089286 | 0.31499 | 0
2 | 166 | -0.06785 | -0.08109 | -0.07952 | 0 | 1 | 3177.2896 | 0.5956 | 0.088625 | 0.31577 | 0
2 | 166 | -0.06245 | -0.08112 | -0.08033 | 0 | 1 | 1280.9864 | 0.26261 | 0.32324 | 0.41415 | 0
3 | 930 | 0.18027 | 0.00301 | -0.0463 | 0.05368 | 1 | 2949.836 | 0.56174 | 0.12086 | 0.3174 | 0
3 | 487 | -0.0776 | 5e-05 | 0.0007 | -0.02091 | 1 | 1225.771 | 0.25986 | 0.3419 | 0.39824 | 0
3 | 911 | -0.17713 | 0.00497 | -0.08573 | 0.18325 | 1 | 1225.4268 | 0.26061 | 0.34022 | 0.39918 | 0
3 | 386 | 0.07825 | 0.00096 | -0.01627 | 0.03237 | 1 | 1226.5475 | 0.26092 | 0.33926 | 0.39981 | 0
3 | 539 | -0.07825 | -0.00096 | 0.01627 | -0.03237 | 1 | 1182.0548 | 0.26493 | 0.34268 | 0.39239 | 0
3 | 1256 | 0.23743 | -0.00429 | 0.06734 | -0.02305 | 1 | 1178.6253 | 0.26507 | 0.34329 | 0.39164 | 0
3 | 929 | 0.17632 | 0.00465 | -0.0731 | 0.08158 | 1 | 1176.7537 | 0.26496 | 0.3441 | 0.39093 | 0
3 | 1771 | -0.19997 | -0.0086 | 0.14046 | -0.12442 | 1 | 1177.5702 | 0.26521 | 0.34338 | 0.39141 | 0
3 | 812 | 0.10202 | 0.00655 | -0.10687 | 0.09923 | 1 | 1284.4934 | 0.27967 | 0.30453 | 0.4158 | 0
3 | 778 | 0.01795 | 0.00643 | -0.10506 | 0.09856 | 1 | 2367.3508 | 0.42376 | -0.086394 | 0.66264 | 0
3 | 621 | -0.10373 | 0.00156 | -0.05724 | -0.21806 | 1 | 2365.9482 | 0.42382 | -0.086146 | 0.66233 | 0
3 | 6905 | 0 | 1 | 0 | 0 | 1 | 2374.6827 | 0.42582 | -0.088446 | 0.66263 | 0
3 | 4225 | 0 | 0 | 0 | -1 | 1 | 2370.413 | 0.42518 | -0.087495 | 0.66232 | 0
3 | 588 | 0.09814 | -0.0426 | 0.17909 | 0 | 1 | 2372.6236 | 0.42563 | -0.087972 | 0.66234 | 0
3 | 588 | 0.104 | -0.04202 | 0.18144 | 0 | 1 | 2370.2266 | 0.42528 | -0.087488 | 0.66221 | 0
3 | 588 | 0.10078 | -0.05905 | 0.16531 | 0 | 1 | 2361.8455 | 0.42492 | -0.085808 | 0.66089 | 0
3 | 588 | 0.10495 | -0.04264 | 0.18118 | 0 | 1 | 2356.2152 | 0.42454 | -0.084625 | 0.66008 | 0
3 | 588 | 0.08745 | -0.05792 | 0.16215 | 0 | 1 | 2354.9166 | 0.42449 | -0.084191 | 0.6597 | 0
3 | 588 | 0.07178 | -0.08695 | 0.13149 | 0 | 1 | 1424.1307 | 0.3342 | 0.33314 | 0.33266 | 0
3 | 588 | 0.06792 | -0.08706 | 0.13019 | 0 | 1 | 1423.3419 | 0.33416 | 0.33304 | 0.3328 | 0
3 | 588 | 0.0679 | -0.08714 | 0.13011 | 0 | 1 | 1414.6653 | 0.33265 | 0.33426 | 0.33309 | 0
3 | 589 | 0.09177 | -0.07615 | 0.14732 | 0 | 1 | 1419.536 | 0.33372 | 0.3331 | 0.33318 | 0
3 | 589 | 0.0893 | -0.07994 | 0.14319 | 0 | 1 | 1416.9992 | 0.33333 | 0.33333 | 0.33333 | 0
3 | 151 | -0.05119 | -0.06884 | -0.05522 | 0 | 1 | 1416.8919 | 0.33331 | 0.33313 | 0.33357 | 0
3 | 151 | -0.04654 | -0.06884 | -0.05578 | 0 | 1 | 1418.0752 | 0.33347 | 0.33271 | 0.33382 | 0
3 | 150 | -0.05888 | -0.071 | -0.06327 | 0 | 1 | 3262.4961 | 0.042173 | -0.42441 | -0.61776 | 0
3 | 150 | -0.04633 | -0.07052 | -0.06285 | 0 | 1 | 3264.7457 | 0.042194 | -0.42492 | -0.61727 | 0
3 | 150 | -0.05402 | -0.07266 | -0.07082 | 0 | 1 | 3714.0905 | 0.095199 | -0.47597 | -0.61923 | 0
3 | 150 | -0.05841 | -0.07259 | -0.07001 | 0 | 1 | 11203.4912 | 0.38342 | -1.7196 | 0.33622 | 0
3 | 150 | -0.05632 | -0.07294 | -0.07171 | 0 | 1 | 3962.1401 | 0.019405 | -0.22365 | -0.79575 | 0
4 | 909 | 0.18027 | 0.00301 | -0.04662 | 0.05205 | 1 | 3974.4411 | 0.023051 | -0.22474 | -0.79831 | 0
4 | 503 | -0.0776 | 5e-05 | 0.00056 | -0.02021 | 1 | 31907.1524 | 1.9326 | 0.76214 | -3.6947 | 0
4 | 872 | -0.17713 | 0.00497 | -0.08559 | 0.17524 | 1 | 33012.6474 | 2.0068 | 0.80273 | -3.8096 | 0
4 | 361 | 0.07825 | 0.00096 | -0.01618 | 0.03153 | 1 | 34597.3576 | 2.1109 | 0.85987 | -3.9708 | 0
4 | 564 | -0.07825 | -0.00096 | 0.01618 | -0.03153 | 1 | 6999.9891 | 5.2027e-15 | 1 | 1.0797e-14 | 0
4 | 1293 | 0.23743 | -0.00429 | 0.06718 | -0.02407 | 1 | 2849.0286 | 0.020219 | -0.31213 | -0.70809 | 0
4 | 882 | 0.17632 | 0.00465 | -0.07331 | 0.07962 | 1 | 2849.6206 | 0.020311 | -0.31212 | -0.70819 | 0
4 | 1800 | -0.19997 | -0.0086 | 0.14009 | -0.12062 | 1 | 2853.0002 | 0.020452 | -0.3119 | -0.70855 | 0
4 | 789 | 0.10202 | 0.00655 | -0.10663 | 0.09615 | 1 | 6999.9891 | 6.3215e-16 | 1 | 3.7319e-16 | 0
4 | 750 | 0.01795 | 0.00643 | -0.10482 | 0.09548 | 1 | 8963.5944 | 0.65903 | -1.1615 | 1.5025 | 0
4 | 427 | -0.07441 | -0.00376 | -0.04487 | -0.18774 | 1 | 8837.162 | 0.65613 | -1.1435 | 1.4874 | 0
4 | 601 | 0.11667 | -0.03621 | 0.18488 | 0.01996 | 1 | 8756.0542 | 0.65435 | -1.1319 | 1.4775 | 0
4 | 4225 | 0 | 0 | 0 | -1 | 1 | 8751.3841 | 0.6547 | -1.1315 | 1.4767 | 0
4 | 6905 | 0 | 1 | 0 | 0 | 1 | 8930.173 | 0.67287 | -1.1659 | 1.4931 | 0
4 | 155 | -0.06117 | -0.07522 | -0.07633 | 0 | 1 | 6999.9891 | 7.2056e-18 | 1 | 1.0171e-15 | 0
4 | 174 | -0.05678 | -0.0823 | -0.07463 | 0 | 1 | 8421.4175 | 0.63868 | -1.0755 | 1.4368 | 0
4 | 174 | -0.07209 | -0.08288 | -0.07515 | 0 | 1 | 10209.1859 | 0.77654 | -1.3928 | 1.6162 | 0
4 | 174 | -0.06261 | -0.08025 | -0.06531 | 0 | 1 | 8257.9713 | 0.6312 | -1.0481 | 1.4169 | 0
4 | 174 | -0.05668 | -0.0802 | -0.06587 | 0 | 1 | 10127.8602 | 0.7792 | -1.3841 | 1.6049 | 0
4 | 173 | -0.0732 | -0.08465 | -0.08243 | 0 | 1 | 9192.6185 | 0.70776 | -1.2209 | 1.5132 | 0
4 | 173 | -0.06625 | -0.08491 | -0.08439 | 0 | 1 | 7697.2497 | 0.72683 | -0.56916 | -1.1577 | 0
4 | 173 | -0.07072 | -0.08525 | -0.08525 | 0 | 1 | 8002.1956 | 0.76411 | -0.57688 | -1.1872 | 0
4 | 173 | -0.06731 | -0.08512 | -0.08512 | 0 | 1 | 9960.3692 | 0.80893 | -1.3803 | 1.5713 | 0
5 | 905 | 0.18027 | 0.00301 | -0.04665 | 0.05201 | 1 | 9833.1938 | 0.80096 | -1.3595 | 1.5585 | 0
5 | 510 | -0.0776 | 5e-05 | 0.00047 | -0.0202 | 1 | 9847.8371 | 0.80371 | -1.3629 | 1.5592 | 0
5 | 889 | -0.17713 | 0.00497 | -0.08589 | 0.17546 | 1 | 9844.8744 | 0.80347 | -1.3624 | 1.559 | 0
5 | 355 | 0.07825 | 0.00096 | -0.01611 | 0.03147 | 1 | 13075.7533 | -1.3478 | -0.44347 | 0.79128 | 0
5 | 1283 | 0.23743 | -0.00429 | 0.06734 | -0.02381 | 1 | 1737.2072 | -0.23212 | -0.40983 | -0.35806 | 0
5 | 877 | 0.17632 | 0.00465 | -0.07333 | 0.07948 | 1 | 1697.0179 | -0.23892 | -0.40863 | -0.35245 | 0
5 | 1750 | -0.19997 | -0.0086 | 0.14084 | -0.12055 | 1 | 1694.4358 | -0.23944 | -0.4086 | -0.35196 | 0
5 | 821 | 0.10202 | 0.00655 | -0.10717 | 0.0961 | 1 | 1680.0303 | -0.25204 | -0.41754 | -0.33042 | 0
5 | 778 | 0.01795 | 0.00643 | -0.10535 | 0.09543 | 1 | 1659.0849 | -0.30094 | -0.23284 | -0.46622 | 0
5 | 611 | -0.10373 | 0.00156 | -0.05728 | -0.19057 | 1 | 1658.6379 | -0.30095 | -0.23287 | -0.46617 | 0
5 | 476 | -0.07441 | -0.00376 | -0.04495 | -0.18839 | 1 | 1658.3507 | -0.30099 | -0.23288 | -0.46613 | 0
5 | 6905 | 0 | 1 | 0 | 0 | 1 | 1653.8272 | -0.30225 | -0.2328 | -0.46496 | 0
5 | 4225 | 0 | 0 | 0 | -1 | 1 | 1512.2738 | -0.27702 | -0.37389 | -0.34909 | 0
5 | 582 | 0.09699 | -0.05503 | 0.1659 | 0 | 1 | 2455.2274 | -0.47298 | -0.36255 | -0.16447 | 0
5 | 582 | 0.09473 | -0.05858 | 0.16204 | 0 | 1 | 1483.5017 | -0.2881 | -0.37464 | -0.33726 | 0
5 | 582 | 0.09724 | -0.05615 | 0.16498 | 0 | 1 | 1479.8016 | -0.28876 | -0.37381 | -0.33742 | 0
5 | 582 | 0.09757 | -0.05493 | 0.16617 | 0 | 1 | 1735.7246 | -0.43479 | -0.32685 | -0.23836 | 0
5 | 582 | 0.09747 | -0.05491 | 0.16615 | 0 | 1 | 1715.0402 | -0.43382 | -0.32563 | -0.24056 | 0
5 | 582 | 0.09424 | -0.05873 | 0.16176 | 0 | 1 | 1705.1339 | -0.43309 | -0.32535 | -0.24157 | 0
5 | 582 | 0.09645 | -0.05768 | 0.16338 | 0 | 1 | 1705.2084 | -0.43318 | -0.32525 | -0.24157 | 0
5 | 582 | 0.09663 | -0.0574 | 0.16368 | 0 | 1 | 1667.0559 | -0.43008 | -0.32245 | -0.24747 | 0
5 | 156 | -0.06183 | -0.07611 | -0.0768 | 0 | 1 | 1649.6927 | -0.42572 | -0.32287 | -0.25141 | 0
5 | 175 | -0.05695 | -0.08265 | -0.07496 | 0 | 1 | 1650.4417 | -0.42789 | -0.32168 | -0.25043 | 0
5 | 175 | -0.07264 | -0.08325 | -0.0755 | 0 | 1 | 1649.7545 | -0.42879 | -0.32105 | -0.25016 | 0
5 | 175 | -0.05686 | -0.08051 | -0.06601 | 0 | 1 | 1649.0741 | -0.42875 | -0.32097 | -0.25028 | 0
5 | 175 | -0.06292 | -0.08055 | -0.06541 | 0 | 1 | 1642.7566 | -0.42751 | -0.32081 | -0.25169 | 0
5 | 174 | -0.07322 | -0.08493 | -0.08248 | 0 | 1 | 1293.0317 | -0.34336 | -0.32059 | -0.33606 | 0
5 | 174 | -0.07251 | -0.08532 | -0.08418 | 0 | 1 | 1292.6654 | -0.34348 | -0.32053 | -0.33599 | 0
5 | 174 | -0.06666 | -0.08533 | -0.08498 | 0 | 1 | 1291.6556 | -0.34389 | -0.32018 | -0.33593 | 0
5 | 174 | -0.07073 | -0.08561 | -0.08561 | 0 | 1 | 1265.1914 | -0.35611 | -0.3083 | -0.33559 | 0
5 | 174 | -0.06769 | -0.08549 | -0.08549 | 0 | 1 | 1265.1882 | -0.35612 | -0.30828 | -0.3356 | 0
6 | 864 | 0.18026 | 0.00324 | -0.04655 | 0.05309 | 1 | 1264.6697 | -0.35695 | -0.30722 | -0.33583 | 0
6 | 509 | -0.0776 | -4e-05 | 0.00064 | -0.02066 | 1 | 1199.8265 | -0.44995 | -0.21681 | -0.33324 | 0
6 | 804 | -0.17713 | 0.00543 | -0.08578 | 0.17973 | 1 | 1195.7895 | -0.4494 | -0.21731 | -0.33329 | 0
6 | 354 | 0.07824 | 0.00113 | -0.01626 | 0.03211 | 1 | 1195.7699 | -0.44935 | -0.2175 | -0.33315 | 0
6 | 1241 | 0.23743 | -0.00465 | 0.06737 | -0.02385 | 1 | 1195.9717 | -0.44959 | -0.21725 | -0.33317 | 0
6 | 847 | 0.17632 | 0.00509 | -0.07334 | 0.081 | 1 | 1195.8498 | -0.44957 | -0.21724 | -0.33318 | 0
6 | 1813 | -0.19996 | -0.00914 | 0.14045 | -0.12301 | 1 | 1195.6649 | -0.44952 | -0.21727 | -0.3332 | 0
6 | 763 | 0.10201 | 0.00697 | -0.10689 | 0.09808 | 1 | 4874.3461 | -0.082089 | 0.2373 | 0.84478 | 0
6 | 730 | 0.01794 | 0.00685 | -0.10507 | 0.0974 | 1 | 4877.5532 | -0.082622 | 0.23748 | 0.84514 | 0
6 | 527 | -0.10374 | 0.0021 | -0.05727 | -0.22572 | 1 | 4877.6138 | -0.082623 | 0.23748 | 0.84514 | 0
6 | 6905 | 0 | 1 | 0 | 0 | 1 | 4911.9544 | -0.088025 | 0.24124 | 0.84679 | 0
6 | 4225 | 0 | 0 | 0 | -1 | 1 | 4971.0399 | -0.10194 | 0.25702 | 0.84492 | 0
6 | 587 | 0.10437 | -0.04208 | 0.1812 | 0 | 1 | 4984.2158 | -0.10216 | 0.25468 | 0.84748 | 0
6 | 587 | 0.07186 | -0.08275 | 0.13495 | 0 | 1 | 4980.356 | -0.10363 | 0.25908 | 0.84455 | 0
6 | 587 | 0.09111 | -0.07543 | 0.14746 | 0 | 1 | 5039.9886 | -0.10716 | 0.25299 | 0.85418 | 0
6 | 587 | 0.10055 | -0.05805 | 0.16584 | 0 | 1 | 5053.6832 | -0.10895 | 0.25422 | 0.85473 | 0
6 | 587 | 0.09313 | -0.07253 | 0.15066 | 0 | 1 | 5118.7226 | -0.11846 | 0.26081 | 0.85765 | 0
6 | 587 | 0.0894 | -0.05712 | 0.16318 | 0 | 1 | 6999.9891 | -1.9403e-15 | 1 | -2.2845e-15 | 0
6 | 587 | 0.09821 | -0.04448 | 0.17715 | 0 | 1 | 5159.7081 | -0.12452 | 0.26512 | 0.85941 | 0
6 | 587 | 0.10536 | -0.04253 | 0.18111 | 0 | 1 | 5412.4343 | -0.16423 | 0.29667 | 0.86756 | 0
6 | 587 | 0.10501 | -0.04385 | 0.17983 | 0 | 1 | 5945.9286 | -0.18327 | 0.24782 | 0.93545 | 0
6 | 156 | -0.04774 | -0.07101 | -0.05696 | 0 | 1 | 5966.0278 | -0.18443 | 0.24687 | 0.93756 | 0
6 | 156 | -0.05265 | -0.07099 | -0.05628 | 0 | 1 | 6004.8322 | -0.18735 | 0.24612 | 0.94123 | 0
6 | 155 | -0.05566 | -0.07505 | -0.07287 | 0 | 1 | 6011.1073 | -0.25776 | 0.37086 | 0.8869 | 0
6 | 155 | -0.04747 | -0.07278 | -0.06439 | 0 | 1 | 6067.6636 | -0.26779 | 0.38092 | 0.88687 | 0
6 | 155 | -0.06085 | -0.07328 | -0.06483 | 0 | 1 | 6085.9927 | -0.26978 | 0.38083 | 0.88895 | 0
6 | 155 | -0.05799 | -0.07524 | -0.0734 | 0 | 1 | 2645.3405 | -0.018959 | -0.32367 | -0.65737 | 0
6 | 155 | -0.06033 | -0.07497 | -0.07197 | 0 | 1 | 2645.3336 | -0.018959 | -0.32367 | -0.65737 | 0
7 | 808 | 0.18026 | 0.00324 | -0.04618 | 0.05386 | 1 | 2645.3174 | -0.018958 | -0.32369 | -0.65735 | 0
7 | 752 | -0.17714 | 0.00543 | -0.08565 | 0.18735 | 1 | 2810.1095 | -0.22939 | -0.17591 | -0.5947 | 0
7 | 341 | 0.07824 | 0.00113 | -0.01635 | 0.0322 | 1 | 1968.5674 | -0.19527 | -0.26877 | -0.53596 | 0
7 | 1103 | 0.23743 | -0.00464 | 0.06735 | -0.02063 | 1 | 2099.7077 | -0.21107 | -0.24229 | -0.54664 | 0
7 | 815 | 0.17632 | 0.00509 | -0.07305 | 0.08105 | 1 | 1966.6754 | -0.19589 | -0.26842 | -0.53569 | 0
7 | 1775 | -0.19996 | -0.00913 | 0.14013 | -0.12496 | 2 | 1281.0967 | 0.21719 | 0.45903 | 0.32378 | 0
7 | 775 | 0.10201 | 0.00696 | -0.1067 | 0.09972 | 2 | 1408.8403 | 0.25907 | 0.31253 | 0.4284 | 0
7 | 717 | 0.01794 | 0.00685 | -0.10489 | 0.09907 | 2 | 2915.3348 | 0.53963 | 0.14146 | 0.31892 | 0
7 | 466 | -0.10374 | 0.0021 | -0.05723 | -0.22436 | 2 | 20295.532 | 1.0865 | 0.3539 | -2.4404 | 0
7 | 6905 | 0 | 1 | 0 | 0 | 2 | 20948.3766 | 1.1259 | 0.37814 | -2.504 | 0
7 | 591 | 0.07591 | -0.08144 | 0.13869 | 0 | 2 | 5072.5057 | -0.099459 | 0.25395 | 0.84551 | 0
7 | 591 | 0.10267 | -0.04406 | 0.18023 | 0 | 2 | 1951.9102 | 0.31461 | 0.44776 | 0.23763 | 0
7 | 592 | 0.09072 | -0.07454 | 0.14944 | 0 | 2 | 1283.171 | 0.21705 | 0.45931 | 0.32364 | 0
7 | 591 | 0.07223 | -0.08219 | 0.13687 | 0 | 2 | 1329.5534 | 0.25537 | 0.34186 | 0.40277 | 0
7 | 591 | 0.09669 | -0.04695 | 0.17579 | 0 | 2 | 1268.5756 | 0.26206 | 0.34294 | 0.395 | 0
7 | 591 | 0.08885 | -0.0582 | 0.16336 | 0 | 2 | 3948.0881 | 0.020039 | -0.22583 | -0.79421 | 0
7 | 591 | 0.10054 | -0.05758 | 0.16756 | 0 | 2 | 1981.0895 | -0.19771 | -0.26914 | -0.53315 | 0
7 | 591 | 0.07226 | -0.08212 | 0.13694 | 0 | 2 | 1980.6526 | -0.19789 | -0.26905 | -0.53306 | 0
7 | 591 | 0.09248 | -0.0719 | 0.15233 | 0 | 2 | 1313.5404 | -0.35473 | -0.30785 | -0.33743 | 0
7 | 591 | 0.10349 | -0.0447 | 0.17992 | 0 | 2 | 6999.9855 | -2.0344e-16 | 1 | -1.288e-16 | 0
7 | 591 | 0.10332 | -0.04569 | 0.17898 | 0 | 2 | 6208.5044 | -0.26449 | 0.38149 | 0.883 | 0
7 | 158 | -0.04852 | -0.07422 | -0.06584 | 0 | 2 | 13880.1726 | 1.4077 | -0.93589 | -1.4718 | 0
7 | 159 | -0.04879 | -0.07235 | -0.05797 | 0 | 2 | 14081.9921 | 1.4313 | -0.94803 | -1.4832 | 0
7 | 159 | -0.05401 | -0.07233 | -0.05724 | 0 | 2 | 14090.57 | 1.4323 | -0.94998 | -1.4823 | 0
7 | 158 | -0.06271 | -0.07476 | -0.06632 | 0 | 2 | 50722.2921 | 5.6475 | -2.2158 | -4.4317 | 0
7 | 158 | -0.05722 | -0.07663 | -0.07485 | 0 | 2 | 58148.4943 | 6.5054 | -2.4999 | -5.0055 | 0
7 | 158 | -0.06225 | -0.07657 | -0.07395 | 0 | 2 | 7588.4554 | 0.81902 | -1.0475 | 1.2285 | 0
8 | 802 | 0.11821 | -0.03043 | 0.18332 | 0.0259 | 2 | 7202.8052 | 0.77741 | -1.0136 | 1.2362 | 0
8 | 820 | 0.18036 | 0.00553 | -0.0469 | 0.05425 | 2 | 7179.2576 | 0.77638 | -1.0097 | 1.2333 | 0
8 | 818 | 0.17784 | 0.00949 | -0.07439 | 0.08263 | 2 | 7177.6613 | 0.77634 | -1.0094 | 1.233 | 0
8 | 1806 | -0.20211 | -0.01405 | 0.14121 | -0.12559 | 2 | 7171.9525 | 0.77604 | -1.0083 | 1.2323 | 0
8 | 730 | 0.10354 | 0.01085 | -0.10761 | 0.10018 | 2 | 16182.4605 | 2.0156 | -0.91402 | -0.10156 | 0
8 | 326 | 0.07883 | 0.00292 | -0.01702 | 0.03285 | 2 | 2190.1542 | 0.32593 | 0.45916 | 0.2149 | 0
8 | 1102 | 0.23602 | -0.00827 | 0.06883 | -0.02356 | 2 | 3392.4251 | 0.46335 | -0.27443 | 0.81108 | 0
8 | 744 | -0.10596 | 0.00693 | -0.05724 | 0.26875 | 2 | 3297.6711 | 0.45367 | -0.25483 | 0.80116 | 0
8 | 401 | -0.10116 | 0.00652 | -0.05557 | -0.18408 | 2 | 1976.9088 | 0.31596 | 0.44893 | 0.23512 | 0
8 | 4225 | 0 | 0 | 0 | -1 | 2 | 1953.6635 | 0.31456 | 0.44801 | 0.23743 | 0
8 | 199 | -0.08518 | -0.09648 | -0.09205 | 0 | 2 | 1950.188 | 0.31438 | 0.44784 | 0.23778 | 0
8 | 199 | -0.085 | -0.09521 | -0.08675 | 0 | 2 | 2548.5964 | 0.37276 | -0.093231 | 0.72047 | 0
8 | 200 | -0.05652 | -0.08887 | -0.06375 | 0 | 2 | 2531.2131 | 0.37607 | -0.09566 | 0.71959 | 0
8 | 199 | -0.07587 | -0.09269 | -0.07732 | 0 | 2 | 1294.334 | 0.21859 | 0.45918 | 0.32223 | 0
8 | 199 | -0.08507 | -0.09711 | -0.09468 | 0 | 2 | 2531.7675 | 0.37661 | -0.096392 | 0.71978 | 0
8 | 199 | -0.07952 | -0.09714 | -0.09551 | 0 | 2 | 2528.6849 | 0.37642 | -0.095797 | 0.71937 | 0
8 | 200 | -0.05379 | -0.08899 | -0.06462 | 0 | 2 | 2528.6473 | 0.37643 | -0.095796 | 0.71937 | 0
8 | 200 | -0.05313 | -0.08996 | -0.06873 | 0 | 2 | 1281.7784 | 0.2169 | 0.4593 | 0.32381 | 0
8 | 712 | -0.36014 | -0.17307 | -0.26654 | 0 | 2 | 1281.0232 | 0.21691 | 0.45922 | 0.32387 | 0
8 | 712 | -0.36117 | -0.17341 | -0.2701 | 0 | 2 | 1280.8045 | 0.21693 | 0.45919 | 0.32388 | 0
8 | 712 | -0.36043 | -0.17301 | -0.26746 | 0 | 2 | 1280.7549 | 0.21694 | 0.45918 | 0.32388 | 0
8 | 712 | -0.36248 | -0.17795 | -0.27672 | 0 | 2 | 1280.0672 | 0.21863 | 0.4548 | 0.32657 | 0
8 | 712 | -0.36059 | -0.173 | -0.26797 | 0 | 2 | 1599.331 | 0.28428 | 0.43878 | 0.27694 | 0
8 | 712 | -0.36236 | -0.17727 | -0.27598 | 0 | 2 | 1597.8883 | 0.28407 | 0.4388 | 0.27712 | 0
8 | 712 | -0.36106 | -0.17626 | -0.2712 | 0 | 2 | 1408.411 | 0.25914 | 0.31249 | 0.42837 | 0
8 | 712 | -0.36205 | -0.1779 | -0.27531 | 0 | 2 | 3330.6433 | 0.59669 | 0.088338 | 0.31497 | 0
9 | 728 | 0.11827 | -0.03047 | 0.18278 | 0.02763 | 2 | 3327.6579 | 0.59639 | 0.08859 | 0.31502 | 0
9 | 816 | 0.18033 | 0.00553 | -0.04667 | 0.05543 | 2 | 3325.1991 | 0.59603 | 0.088523 | 0.31545 | 0
9 | 326 | 0.07883 | 0.00292 | -0.01695 | 0.03339 | 2 | 3325.1009 | 0.59603 | 0.088854 | 0.31512 | 0
9 | 829 | 0.17781 | 0.00949 | -0.07408 | 0.08385 | 2 | 3323.8902 | 0.59584 | 0.089154 | 0.31501 | 0
9 | 1694 | -0.20205 | -0.01408 | 0.14108 | -0.1284 | 2 | 3324.0941 | 0.59584 | 0.088491 | 0.31566 | 0
9 | 806 | 0.10349 | 0.01087 | -0.10752 | 0.10247 | 2 | 3323.8338 | 0.59584 | 0.089152 | 0.315 | 0
9 | 1026 | 0.23604 | -0.00827 | 0.06868 | -0.02216 | 2 | 1329.3681 | 0.25957 | 0.42351 | 0.31692 | 0
9 | 1190 | 0.22281 | -0.01182 | 0.09913 | -0.05615 | 2 | 1329.6479 | 0.25995 | 0.42301 | 0.31704 | 0
9 | 352 | -0.07683 | 0.00694 | -0.04418 | -0.02254 | 2 | 1337.0897 | 0.25585 | 0.33845 | 0.4057 | 0
9 | 744 | -0.10599 | 0.00695 | -0.05716 | 0.27059 | 2 | 1336.5819 | 0.2561 | 0.33797 | 0.40593 | 0
9 | 453 | -0.1012 | 0.00654 | -0.0555 | -0.19716 | 2 | 1275.7732 | 0.26198 | 0.34121 | 0.3968 | 0
9 | 6905 | 0 | 1 | 0 | 0 | 2 | 1264.1808 | 0.26141 | 0.34584 | 0.39274 | 0
9 | 4225 | 0 | 0 | 0 | -1 | 2 | 1264.3464 | 0.26219 | 0.34386 | 0.39395 | 0
9 | 144 | -0.03753 | -0.06377 | -0.04578 | 0 | 2 | 1263.9908 | 0.26215 | 0.34406 | 0.39379 | 0
9 | 144 | -0.03921 | -0.06368 | -0.0452 | 0 | 2 | 1264.6632 | 0.26251 | 0.34406 | 0.39343 | 0
9 | 143 | -0.05338 | -0.06647 | -0.05513 | 0 | 2 | 2157.9661 | 0.41547 | -0.051964 | 0.6365 | 0
9 | 143 | -0.04959 | -0.06783 | -0.06128 | 0 | 2 | 2152.7688 | 0.41616 | -0.051431 | 0.63527 | 0
9 | 144 | -0.03705 | -0.06436 | -0.04834 | 0 | 2 | 2152.7125 | 0.41632 | -0.051429 | 0.63511 | 0
9 | 143 | -0.05964 | -0.06821 | -0.06162 | 0 | 2 | 2156.5715 | 0.41771 | -0.052544 | 0.63484 | 0
9 | 143 | -0.05956 | -0.0695 | -0.06701 | 0 | 2 | 2151.1742 | 0.41685 | -0.051393 | 0.63454 | 0
9 | 189 | -0.07401 | -0.09217 | -0.08966 | 0 | 2 | 2152.2823 | 0.41743 | -0.051625 | 0.6342 | 0
9 | 724 | -0.36723 | -0.17759 | -0.27486 | 0 | 2 | 2146.739 | 0.41666 | -0.050475 | 0.63381 | 0
9 | 724 | -0.36467 | -0.17596 | -0.26562 | 0 | 2 | 2151.0132 | 0.41784 | -0.049365 | 0.63153 | 0
9 | 724 | -0.37001 | -0.1873 | -0.28896 | 0 | 2 | 2144.407 | 0.41687 | -0.050014 | 0.63315 | 0
9 | 724 | -0.36593 | -0.17636 | -0.26995 | 0 | 2 | 2143.6386 | 0.41675 | -0.049793 | 0.63304 | 0
9 | 724 | -0.3696 | -0.18557 | -0.28674 | 0 | 2 | 2143.6327 | 0.41675 | -0.049793 | 0.63304 | 0
9 | 724 | -0.36696 | -0.18376 | -0.27714 | 0 | 2 | 1423.4341 | 0.33423 | 0.33262 | 0.33315 | 0
9 | 724 | -0.36926 | -0.18768 | -0.28673 | 0 | 2 | 1417.1645 | 0.33332 | 0.33344 | 0.33324 | 0
10 | 786 | 0.11827 | -0.03047 | 0.18289 | 0.0291 | 2 | 1416.5133 | 0.3332 | 0.33349 | 0.3333 | 0
10 | 832 | 0.18033 | 0.00553 | -0.04694 | 0.05645 | 2 | 1416.8521 | 0.33328 | 0.33344 | 0.33328 | 0
10 | 325 | 0.07883 | 0.00292 | -0.01698 | 0.0339 | 2 | 1416.7394 | 0.33327 | 0.33343 | 0.33329 | 0
10 | 1039 | 0.23604 | -0.00827 | 0.06876 | -0.02137 | 2 | 1416.9988 | 0.33333 | 0.33333 | 0.33333 | 0
10 | 842 | 0.17781 | 0.00949 | -0.07438 | 0.08503 | 2 | 3180.8672 | 0.041225 | -0.42362 | -0.6176 | 0
10 | 1770 | -0.20205 | -0.01408 | 0.14106 | -0.13078 | 2 | 3180.8546 | 0.041226 | -0.42353 | -0.6177 | 0
10 | 754 | 0.10349 | 0.01087 | -0.10753 | 0.1044 | 2 | 4193.8701 | 0.12108 | 0.052536 | 0.82638 | 0
10 | 1201 | 0.22281 | -0.01182 | 0.0993 | -0.05583 | 2 | 6999.9855 | 2.2906e-15 | 1 | 8.4158e-15 | 0
10 | 754 | -0.10599 | 0.00695 | -0.05721 | 0.27566 | 2 | 9638.2869 | 0.35701 | -1.6705 | 0.31351 | 0
10 | 486 | -0.1012 | 0.00654 | -0.05555 | -0.21613 | 2 | 3949.2376 | 0.019846 | -0.2255 | -0.79434 | 0
10 | 6905 | 0 | 1 | 0 | 0 | 2 | 20238.7349 | 1.0835 | 0.35084 | -2.4343 | 0
10 | 4225 | 0 | 0 | 0 | -1 | 2 | 20404.349 | 1.0924 | 0.35789 | -2.4503 | 0
10 | 129 | -0.04647 | -0.05959 | -0.0491 | 0 | 2 | 2822.8852 | 0.016364 | -0.31257 | -0.70379 | 0
10 | 129 | -0.05159 | -0.06102 | -0.05443 | 0 | 2 | 17193.5203 | 0.95221 | -2.507 | 2.5548 | 0
10 | 180 | -0.04657 | -0.07906 | -0.05518 | 0 | 2 | 17139.063 | 0.9508 | -2.4986 | 2.5478 | 0
10 | 180 | -0.04484 | -0.07916 | -0.05585 | 0 | 2 | 17084.4697 | 0.94936 | -2.4904 | 2.541 | 0
10 | 178 | -0.06719 | -0.08617 | -0.08237 | 0 | 2 | 16852.8929 | 0.94276 | -2.4553 | 2.5125 | 0
10 | 178 | -0.07127 | -0.08609 | -0.08152 | 0 | 2 | 16839.0751 | 0.94354 | -2.4539 | 2.5103 | 0
10 | 179 | -0.04424 | -0.07979 | -0.05854 | 0 | 2 | 16533.2885 | 0.92957 | -2.4022 | 2.4726 | 0
10 | 736 | -0.36879 | -0.1775 | -0.26353 | 0 | 2 | 16644.1001 | 0.94038 | -2.4247 | 2.4843 | 0
10 | 736 | -0.37008 | -0.17757 | -0.2678 | 0 | 2 | 17648.8972 | 0.9969 | -2.5972 | 2.6003 | 0
10 | 736 | -0.37305 | -0.17975 | -0.27864 | 0 | 2 | 15449.3753 | 0.88471 | -2.2223 | 2.3376 | 0
10 | 735 | -0.37829 | -0.1979 | -0.30521 | 0 | 2 | 15278.5578 | 0.87782 | -2.194 | 2.3162 | 0
10 | 736 | -0.37077 | -0.17774 | -0.27016 | 0 | 2 | 18717.9659 | 1.0796 | -2.793 | 2.7135 | 0
10 | 735 | -0.37748 | -0.19449 | -0.3008 | 0 | 2 | 2827.7775 | 0.017717 | -0.31293 | -0.70478 | 0
11 | 814 | 0.11825 | -0.03048 | 0.18299 | 0.02907 | 2 | 2827.793 | 0.017745 | -0.31296 | -0.70479 | 0
11 | 315 | 0.07883 | 0.00292 | -0.01698 | 0.0339 | 2 | 2829.0973 | 0.017782 | -0.31287 | -0.70492 | 0
11 | 828 | 0.17782 | 0.0095 | -0.07447 | 0.08504 | 2 | 26809.1186 | 1.7079 | -4.2775 | 3.5697 | 0
11 | 1814 | -0.20206 | -0.01409 | 0.14141 | -0.13079 | 2 | 26575.0895 | 1.6954 | -4.2387 | 3.5433 | 0
11 | 721 | 0.1035 | 0.01088 | -0.10779 | 0.10442 | 2 | 8066.215 | 0.71841 | -0.56687 | -1.1515 | 0
11 | 1055 | 0.23603 | -0.00828 | 0.06886 | -0.02138 | 2 | 8081.8112 | 0.72063 | -0.56718 | -1.1534 | 0
11 | 1223 | 0.2228 | -0.01183 | 0.09946 | -0.05585 | 2 | 8091.6852 | 0.72231 | -0.56788 | -1.1544 | 0
11 | 754 | -0.10598 | 0.00697 | -0.05729 | 0.27568 | 2 | 8099.1426 | 0.72297 | -0.5684 | -1.1546 | 0
11 | 527 | -0.10118 | 0.00656 | -0.05562 | -0.21611 | 2 | 8116.1714 | 0.7253 | -0.56878 | -1.1565 | 0
11 | 6905 | 0 | 1 | 0 | 0 | 2 | 1982.9566 | -0.1971 | -0.26937 | -0.53353 | 0
11 | 4225 | 0 | 0 | 0 | -1 | 2 | 2099.7757 | -0.21233 | -0.24328 | -0.54439 | 0
11 | 129 | -0.04353 | -0.06071 | -0.05415 | 0 | 2 | 5411.2707 | -0.71867 | -0.36346 | 0.082122 | 0
11 | 129 | -0.04838 | -0.06204 | -0.05909 | 0 | 2 | 1607.7381 | -0.2378 | -0.40982 | -0.35238 | 0
11 | 129 | -0.04652 | -0.05965 | -0.04934 | 0 | 2 | 1607.7435 | -0.2378 | -0.40983 | -0.35237 | 0
11 | 129 | -0.03578 | -0.05803 | -0.04389 | 0 | 2 | 1607.3152 | -0.23781 | -0.40969 | -0.3525 | 0
11 | 129 | -0.05138 | -0.06101 | -0.05441 | 0 | 2 | 1601.0916 | -0.24015 | -0.40775 | -0.3521 | 0
11 | 129 | -0.05115 | -0.06198 | -0.0585 | 0 | 2 | 1635.1274 | -0.25027 | -0.41928 | -0.33045 | 0
11 | 737 | -0.36732 | -0.17427 | -0.25722 | 0 | 2 | 2920.8403 | -0.49193 | -0.38529 | -0.12278 | 0
11 | 735 | -0.37297 | -0.17686 | -0.27707 | 0 | 2 | 1698.5965 | -0.29584 | -0.23579 | -0.46838 | 0
11 | 736 | -0.36902 | -0.17428 | -0.26279 | 0 | 2 | 2843.8454 | -0.48672 | -0.38335 | -0.12993 | 0
11 | 735 | -0.38052 | -0.20252 | -0.31505 | 0 | 2 | 1683.5268 | -0.30161 | -0.23368 | -0.46471 | 0
11 | 736 | -0.36994 | -0.17451 | -0.26593 | 0 | 2 | 1682.456 | -0.3016 | -0.23377 | -0.46463 | 0
11 | 735 | -0.37931 | -0.19754 | -0.30854 | 0 | 2 | 1682.3276 | -0.30164 | -0.23376 | -0.4646 | 0
11 | 736 | -0.37229 | -0.19208 | -0.28269 | 0 | 2 | 1682.1528 | -0.30169 | -0.23376 | -0.46455 | 0
12 | 864 | 0.11825 | -0.03048 | 0.18322 | 0.02917 | 2 | 1505.3006 | -0.27802 | -0.37276 | -0.34921 | 0
12 | 824 | 0.18034 | 0.00554 | -0.04703 | 0.05652 | 2 | 1730.4727 | -0.43001 | -0.32665 | -0.24334 | 0
12 | 841 | 0.17782 | 0.0095 | -0.07452 | 0.08511 | 2 | 1723.8898 | -0.42974 | -0.32622 | -0.24404 | 0
12 | 1826 | -0.20206 | -0.01409 | 0.14155 | -0.13094 | 2 | 1714.0283 | -0.42921 | -0.32572 | -0.24506 | 0
12 | 716 | 0.1035 | 0.01088 | -0.10789 | 0.10454 | 2 | 1712.2027 | -0.4291 | -0.32565 | -0.24525 | 0
12 | 341 | 0.07883 | 0.00292 | -0.017 | 0.03393 | 2 | 1711.4916 | -0.42908 | -0.32557 | -0.24535 | 0
12 | 1064 | 0.23603 | -0.00828 | 0.06893 | -0.02131 | 2 | 1709.1001 | -0.42882 | -0.32543 | -0.24575 | 0
12 | 1236 | 0.2228 | -0.01183 | 0.09955 | -0.0558 | 2 | 1666.9965 | -0.42305 | -0.32383 | -0.25311 | 0
12 | 383 | -0.07681 | 0.00695 | -0.04429 | -0.02942 | 2 | 1642.5067 | -0.4198 | -0.3228 | -0.25739 | 0
12 | 755 | -0.10598 | 0.00697 | -0.05733 | 0.27588 | 2 | 1642.0534 | -0.41976 | -0.32276 | -0.25747 | 0
12 | 562 | -0.10118 | 0.00656 | -0.05566 | -0.21797 | 2 | 1659.7981 | -0.4247 | -0.3211 | -0.2542 | 0
12 | 4225 | 0 | 0 | 0 | -1 | 2 | 1641.8802 | -0.41997 | -0.32254 | -0.25749 | 0
12 | 6905 | 0 | 1 | 0 | 0 | 2 | 1648.1595 | -0.42197 | -0.32172 | -0.25631 | 0
12 | 129 | -0.03836 | -0.05853 | -0.04615 | 0 | 2 | 1336.5711 | -0.34298 | -0.31926 | -0.33776 | 0
12 | 129 | -0.04637 | -0.05951 | -0.04927 | 0 | 2 | 1332.8881 | -0.34339 | -0.3206 | -0.33601 | 0
12 | 129 | -0.04343 | -0.06055 | -0.05399 | 0 | 2 | 1332.1605 | -0.35048 | -0.3065 | -0.34302 | 0
12 | 129 | -0.0482 | -0.06186 | -0.05885 | 0 | 2 | 1314.4747 | -0.34941 | -0.3187 | -0.33188 | 0
12 | 129 | -0.05092 | -0.0618 | -0.05826 | 0 | 2 | 1313.4812 | -0.34983 | -0.31839 | -0.33177 | 0
12 | 129 | -0.05115 | -0.06085 | -0.05425 | 0 | 2 | 1312.927 | -0.35009 | -0.31817 | -0.33174 | 0
12 | 735 | -0.37206 | -0.19145 | -0.28268 | 0 | 2 | 1312.9152 | -0.35013 | -0.31815 | -0.33173 | 0
12 | 735 | -0.36777 | -0.17604 | -0.26067 | 0 | 2 | 1307.4566 | -0.35648 | -0.30772 | -0.33579 | 0
12 | 735 | -0.36899 | -0.1753 | -0.26428 | 0 | 2 | 1307.3543 | -0.35651 | -0.30773 | -0.33576 | 0
12 | 734 | -0.37264 | -0.17806 | -0.2777 | 0 | 2 | 1403.8665 | -0.43808 | -0.25765 | -0.30427 | 0
12 | 734 | -0.37922 | -0.20057 | -0.31088 | 0 | 2 | 1281.8782 | -0.44786 | -0.22383 | -0.32831 | 0
12 | 735 | -0.3698 | -0.17535 | -0.26698 | 0 | 2 | 1257.9215 | -0.44887 | -0.21806 | -0.33307 | 0
12 | 734 | -0.3784 | -0.19662 | -0.30615 | 0 | 2 | 1257.9127 | -0.44891 | -0.21805 | -0.33304 | 0
13 | 1440 | -0.2577 | 0.0108 | -0.0994 | -0.27485 | 2 | 1257.9311 | -0.44893 | -0.21808 | -0.33299 | 0
13 | 971 | 0.11821 | -0.03043 | 0.1833 | 0.02917 | 2 | 1257.947 | -0.44897 | -0.21805 | -0.33298 | 0
13 | 797 | 0.18034 | 0.00552 | -0.04649 | 0.05651 | 2 | 1257.9163 | -0.44896 | -0.21805 | -0.33299 | 0
13 | 323 | 0.07882 | 0.00291 | -0.01699 | 0.03392 | 2 | 1257.9103 | -0.44896 | -0.21805 | -0.33299 | 0
13 | 788 | 0.17782 | 0.00947 | -0.07394 | 0.08509 | 2 | 2557.5334 | -0.028164 | -0.32218 | -0.64965 | 0
13 | 1883 | -0.20208 | -0.01403 | 0.14141 | -0.13093 | 2 | 4801.7091 | -0.060593 | 0.22949 | 0.8311 | 0
13 | 687 | 0.10352 | 0.01084 | -0.10775 | 0.10453 | 2 | 4818.7932 | -0.063694 | 0.23179 | 0.83191 | 0
13 | 1125 | 0.23604 | -0.00825 | 0.06878 | -0.02129 | 2 | 4819.3102 | -0.06418 | 0.23229 | 0.83189 | 0
13 | 1314 | 0.22279 | -0.01178 | 0.0992 | -0.05577 | 2 | 4819.4106 | -0.064182 | 0.2323 | 0.83188 | 0
13 | 755 | -0.10599 | 0.00693 | -0.05724 | 0.27586 | 2 | 4920.1677 | -0.078286 | 0.24122 | 0.83707 | 0
13 | 593 | -0.1012 | 0.00652 | -0.05557 | -0.21799 | 2 | 5003.0063 | -0.093649 | 0.25754 | 0.83611 | 0
13 | 6905 | 0 | 1 | 0 | 0 | 2 | 5024.5512 | -0.095037 | 0.2556 | 0.83944 | 0
13 | 4225 | 0 | 0 | 0 | -1 | 2 | 5068.9902 | -0.098884 | 0.25377 | 0.84512 | 0
13 | 6095 | 0 | -1 | 0 | 0 | 2 | 5072.3892 | -0.099456 | 0.25394 | 0.84551 | 0
13 | 129 | -0.05071 | -0.06174 | -0.05805 | 0 | 2 | 5243.5423 | -0.12277 | 0.2701 | 0.85267 | 0
13 | 129 | -0.05095 | -0.06084 | -0.05426 | 0 | 2 | 6349.8013 | -0.20193 | 0.24357 | 0.95835 | 0
13 | 129 | -0.04815 | -0.06179 | -0.05861 | 0 | 2 | 6386.8832 | -0.20695 | 0.24694 | 0.96001 | 0
13 | 129 | -0.04364 | -0.06056 | -0.05402 | 0 | 2 | 6453.6783 | -0.21035 | 0.24305 | 0.96729 | 0
13 | 129 | -0.04642 | -0.05957 | -0.04954 | 0 | 2 | 6999.9855 | -2.6784e-15 | 1 | -3.6224e-15 | 0
13 | 129 | -0.04028 | -0.059 | -0.04789 | 0 | 2 | 6195.2323 | -0.26267 | 0.38003 | 0.88264 | 0
13 | 736 | -0.36647 | -0.17322 | -0.2548 | 0 | 2 | 6208.3769 | -0.26449 | 0.38149 | 0.883 | 0
13 | 734 | -0.37252 | -0.17458 | -0.27534 | 0 | 2 | 6208.6656 | -0.2645 | 0.3815 | 0.883 | 0
13 | 735 | -0.36802 | -0.17238 | -0.25946 | 0 | 2 | 6999.9855 | -4.4567e-16 | 1 | -2.2174e-15 | 0
13 | 734 | -0.38148 | -0.20536 | -0.32058 | 0 | 2 | 2584.5643 | -0.020642 | -0.32424 | -0.65512 | 0
13 | 735 | -0.36893 | -0.17209 | -0.26229 | 0 | 2 | 2809.6754 | -0.23081 | -0.177 | -0.59219 | 0
13 | 734 | -0.38041 | -0.20006 | -0.31435 | 0 | 2 | 2804.8747 | -0.23069 | -0.17754 | -0.59178 | 0
14 | 785 | 0.11822 | -0.03034 | 0.18374 | 0.02908 | 2 | 2581.737 | -0.021182 | -0.32428 | -0.65454 | 0
14 | 814 | 0.18034 | 0.00571 | -0.04651 | 0.05644 | 3 | 3089.2754 | 0.038244 | -0.42318 | -0.61507 | 0
14 | 336 | 0.07882 | 0.00306 | -0.01706 | 0.03389 | 3 | 5943.4456 | -0.247 | 0.37926 | 0.86774 | 0
14 | 1075 | 0.23604 | -0.00855 | 0.06885 | -0.02136 | 3 | 2022.7513 | 0.31648 | 0.43283 | 0.25069 | 0
14 | 824 | 0.17782 | 0.00984 | -0.07403 | 0.08502 | 3 | 2638.3194 | 0.43517 | -0.13148 | 0.69631 | 0
14 | 1751 | -0.20208 | -0.01448 | 0.14147 | -0.13077 | 3 | 2639.3111 | 0.43744 | -0.13251 | 0.69507 | 0
14 | 782 | 0.10351 | 0.01119 | -0.10778 | 0.1044 | 3 | 3407.9196 | 0.59819 | 0.087448 | 0.31436 | 0
14 | 1246 | 0.22279 | -0.01221 | 0.09929 | -0.05582 | 3 | 1411.488 | 0.267 | 0.34361 | 0.38939 | 0
14 | 754 | -0.106 | 0.00738 | -0.05728 | 0.27564 | 3 | 1417.5353 | 0.33305 | 0.3338 | 0.33315 | 0
14 | 648 | -0.10121 | 0.00697 | -0.05562 | -0.21615 | 3 | 3535.4187 | 0.091459 | -0.47508 | -0.61638 | 0
14 | 6905 | 0 | 1 | 0 | 0 | 3 | 44447.9568 | 2.4905 | 1.0381 | -4.5286 | 0
14 | 4225 | 0 | 0 | 0 | -1 | 3 | 8226.9232 | 0.69114 | -0.56156 | -1.1296 | 0
14 | 130 | -0.04659 | -0.06011 | -0.04968 | 0 | 3 | 8263.2438 | 0.69499 | -0.56242 | -1.1326 | 0
14 | 130 | -0.04083 | -0.05963 | -0.04837 | 0 | 3 | 1657.0635 | -0.26547 | -0.37904 | -0.35549 | 0
14 | 130 | -0.05087 | -0.06227 | -0.05819 | 0 | 3 | 1648.8245 | -0.26967 | -0.37898 | -0.35135 | 0
14 | 130 | -0.05112 | -0.06138 | -0.05441 | 0 | 3 | 4980.564 | -0.089054 | 0.24653 | 0.84252 | 0
14 | 130 | -0.04378 | -0.0611 | -0.05417 | 0 | 3 | 5023.644 | -0.10002 | 0.25945 | 0.84057 | 0
14 | 130 | -0.04831 | -0.06234 | -0.05877 | 0 | 3 | 5691.1408 | -0.15384 | 0.25121 | 0.90263 | 0
14 | 734 | -0.37238 | -0.18126 | -0.27953 | 0 | 3 | 6999.9891 | -3.2553e-16 | 1 | -1.0781e-16 | 0
14 | 734 | -0.36945 | -0.17991 | -0.26925 | 0 | 3 | 13500.8921 | 1.3425 | -0.91971 | -1.4228 | 0
14 | 734 | -0.37076 | -0.17985 | -0.27349 | 0 | 3 | 13502.7216 | 1.3429 | -0.91983 | -1.423 | 0
14 | 734 | -0.37205 | -0.18896 | -0.28243 | 0 | 3 | 13598.0155 | 1.3537 | -0.92367 | -1.43 | 0
14 | 734 | -0.37477 | -0.19359 | -0.29374 | 0 | 3 | 13617.2943 | 1.356 | -0.92497 | -1.431 | 0
14 | 734 | -0.37531 | -0.19132 | -0.29434 | 0 | 3 | 13705.8396 | 1.3663 | -0.92964 | -1.4366 | 0
14 | 734 | -0.3758 | -0.19346 | -0.29703 | 0 | 3 | 5540.87 | 0.63459 | -0.67714 | 1.0426 | 0
15 | 813 | 0.11818 | -0.03035 | 0.1838 | 0.02969 | 3 | 5541.4756 | 0.63478 | -0.6773 | 1.0425 | 0
15 | 829 | 0.18034 | 0.00571 | -0.04658 | 0.05689 | 3 | 5540.7927 | 0.63472 | -0.67719 | 1.0425 | 0
15 | 317 | 0.07882 | 0.00305 | -0.01702 | 0.03409 | 3 | 5312.0041 | 0.61513 | -0.63253 | 1.0174 | 0
15 | 1071 | 0.23605 | -0.00854 | 0.06891 | -0.02078 | 3 | 3073.1839 | 0.39071 | -0.15535 | 0.76464 | 0
15 | 827 | 0.17781 | 0.00982 | -0.0741 | 0.08546 | 3 | 3546.1418 | 0.46976 | -0.29034 | 0.82058 | 0
15 | 1660 | -0.20207 | -0.01446 | 0.14169 | -0.13183 | 3 | 3054.7038 | 0.42269 | -0.19212 | 0.76943 | 0
15 | 844 | 0.1035 | 0.01117 | -0.10795 | 0.10527 | 3 | 2974.8498 | 0.41588 | -0.17667 | 0.76079 | 0
15 | 1230 | 0.22281 | -0.0122 | 0.09939 | -0.05537 | 3 | 2973.4521 | 0.41575 | -0.1763 | 0.76054 | 0
15 | 794 | -0.10603 | 0.00734 | -0.05736 | 0.27704 | 3 | 2969.7048 | 0.41586 | -0.17578 | 0.75992 | 0
15 | 631 | -0.10124 | 0.00693 | -0.05569 | -0.20839 | 3 | 2031.6199 | 0.3171 | 0.43306 | 0.24984 | 0
15 | 6905 | 0 | 1 | 0 | 0 | 3 | 2029.7777 | 0.31699 | 0.433 | 0.25001 | 0
15 | 4225 | 0 | 0 | 0 | -1 | 3 | 2023.5475 | 0.31655 | 0.43284 | 0.25061 | 0
15 | 129 | -0.04583 | -0.05936 | -0.0491 | 0 | 3 | 1427.2806 | 0.22853 | 0.44655 | 0.32492 | 0
15 | 129 | -0.0405 | -0.05893 | -0.04798 | 0 | 3 | 2640.4781 | 0.4351 | -0.13185 | 0.69675 | 0
15 | 129 | -0.04987 | -0.0614 | -0.05716 | 0 | 3 | 2640.0801 | 0.43514 | -0.13182 | 0.69668 | 0
15 | 129 | -0.05014 | -0.06056 | -0.0536 | 0 | 3 | 1397.1536 | 0.231 | 0.44403 | 0.32497 | 0
15 | 129 | -0.04317 | -0.0603 | -0.05336 | 0 | 3 | 2642.6662 | 0.43765 | -0.13319 | 0.69554 | 0
15 | 129 | -0.04746 | -0.06147 | -0.05773 | 0 | 3 | 1395.8191 | 0.23108 | 0.44377 | 0.32515 | 0
15 | 741 | -0.37534 | -0.18848 | -0.28372 | 0 | 3 | 1395.8415 | 0.2311 | 0.44387 | 0.32503 | 0
15 | 741 | -0.37579 | -0.19003 | -0.28601 | 0 | 3 | 1395.8072 | 0.2311 | 0.44386 | 0.32504 | 0
15 | 741 | -0.37624 | -0.19081 | -0.28788 | 0 | 3 | 1396.0464 | 0.23121 | 0.44381 | 0.32498 | 0
15 | 741 | -0.37636 | -0.19068 | -0.2882 | 0 | 3 | 1397.164 | 0.23141 | 0.44376 | 0.32483 | 0
15 | 741 | -0.37628 | -0.19034 | -0.28776 | 0 | 3 | 2622.9231 | 0.4363 | -0.12915 | 0.69285 | 0
15 | 741 | -0.3756 | -0.18859 | -0.28462 | 0 | 3 | 2619.1695 | 0.43603 | -0.12845 | 0.69242 | 0
15 | 741 | -0.37585 | -0.18877 | -0.28553 | 0 | 3 | 2619.1682 | 0.43606 | -0.12845 | 0.69239 | 0
16 | 672 | 0.1182 | -0.02982 | 0.18391 | 0.02913 | 3 | 2618.4067 | 0.43604 | -0.12816 | 0.69213 | 0
16 | 851 | 0.18033 | 0.00554 | -0.04655 | 0.0565 | 3 | 1400.5832 | 0.23679 | 0.43891 | 0.3243 | 0
16 | 775 | -0.17623 | 0.00967 | -0.08643 | 0.19736 | 3 | 1642.0255 | 0.27806 | 0.42965 | 0.29229 | 0
16 | 323 | 0.07882 | 0.00294 | -0.01703 | 0.03391 | 3 | 1706.6821 | 0.29024 | 0.42603 | 0.28373 | 0
16 | 862 | 0.1778 | 0.00951 | -0.07407 | 0.08507 | 3 | 1706.0075 | 0.29024 | 0.42594 | 0.28382 | 0
16 | 1591 | -0.20206 | -0.01406 | 0.14172 | -0.1309 | 3 | 1406.909 | 0.24468 | 0.43196 | 0.32336 | 0
16 | 893 | 0.1035 | 0.01086 | -0.10796 | 0.10451 | 3 | 3403.7325 | 0.59772 | 0.087664 | 0.31462 | 0
16 | 1032 | 0.23605 | -0.00828 | 0.06893 | -0.02128 | 3 | 3399.7751 | 0.59722 | 0.087562 | 0.31522 | 0
16 | 1178 | 0.22281 | -0.01182 | 0.09939 | -0.05575 | 3 | 3398.5486 | 0.59704 | 0.087854 | 0.31511 | 0
16 | 794 | -0.10604 | 0.00707 | -0.05736 | 0.27581 | 3 | 3398.5368 | 0.59704 | 0.087854 | 0.31511 | 0
16 | 676 | -0.10125 | 0.00665 | -0.0557 | -0.21804 | 3 | 1635.6765 | 0.2901 | 0.41692 | 0.29298 | 0
16 | 4225 | 0 | 0 | 0 | -1 | 3 | 1485.9808 | 0.26497 | 0.33062 | 0.40442 | 0
16 | 6905 | 0 | 1 | 0 | 0 | 3 | 2997.2218 | 0.54364 | 0.13764 | 0.31872 | 0
16 | 130 | -0.04644 | -0.05993 | -0.0496 | 0 | 3 | 1428.4197 | 0.2603 | 0.4194 | 0.3203 | 0
16 | 130 | -0.04053 | -0.0594 | -0.04808 | 0 | 3 | 1428.8246 | 0.26301 | 0.41677 | 0.32021 | 0
16 | 130 | -0.04813 | -0.06211 | -0.05851 | 0 | 3 | 1417.2009 | 0.26686 | 0.34255 | 0.39058 | 0
16 | 130 | -0.0437 | -0.0609 | -0.054 | 0 | 3 | 1413.4743 | 0.26693 | 0.34326 | 0.3898 | 0
16 | 130 | -0.05063 | -0.06205 | -0.05793 | 0 | 3 | 1411.4023 | 0.26676 | 0.34414 | 0.3891 | 0
16 | 130 | -0.05089 | -0.06118 | -0.05424 | 0 | 3 | 1411.5119 | 0.267 | 0.3436 | 0.3894 | 0
17 | 1565 | -0.25761 | 0.01074 | -0.09949 | -0.27376 | 3 | 1440.8595 | 0.2734 | 0.40807 | 0.31853 | 0
17 | 735 | 0.11815 | -0.03041 | 0.18341 | 0.02795 | 3 | 1414.3374 | 0.32192 | 0.34567 | 0.33241 | 0
17 | 825 | 0.18034 | 0.00572 | -0.04645 | 0.05568 | 3 | 1419.6535 | 0.33289 | 0.33429 | 0.33282 | 0
17 | 1040 | 0.23604 | -0.00855 | 0.06885 | -0.02338 | 3 | 1418.7222 | 0.33293 | 0.33412 | 0.33295 | 0
17 | 825 | 0.17781 | 0.00984 | -0.07392 | 0.08459 | 3 | 1423.1756 | 0.33406 | 0.33308 | 0.33286 | 0
17 | 1685 | -0.2021 | -0.01449 | 0.14173 | -0.12891 | 3 | 1422.9426 | 0.33404 | 0.33309 | 0.33287 | 0
17 | 819 | 0.10351 | 0.0112 | -0.10797 | 0.10284 | 3 | 1416.659 | 0.33324 | 0.33335 | 0.33341 | 0
17 | 309 | 0.07882 | 0.00306 | -0.01697 | 0.03367 | 3 | 1416.9981 | 0.33333 | 0.33333 | 0.33333 | 0
17 | 1205 | 0.2228 | -0.01222 | 0.09928 | -0.05892 | 3 | 1417.0593 | 0.33337 | 0.33318 | 0.33345 | 0
17 | 765 | -0.10604 | 0.00734 | -0.05734 | 0.28101 | 3 | 1416.7742 | 0.33332 | 0.3333 | 0.33339 | 0
17 | 742 | -0.10125 | 0.00693 | -0.05567 | -0.20663 | 3 | 3092.2464 | 0.038586 | -0.42348 | -0.61511 | 0
17 | 6905 | 0 | 1 | 0 | 0 | 3 | 3535.9294 | 0.091472 | -0.47512 | -0.61635 | 0
17 | 4225 | 0 | 0 | 0 | -1 | 3 | 3963.4052 | 0.01051 | -0.22871 | -0.7818 | 0
17 | 134 | -0.05003 | -0.06393 | -0.05869 | 0 | 3 | 3972.8867 | 0.010772 | -0.22807 | -0.7827 | 0
17 | 134 | -0.04553 | -0.06239 | -0.05281 | 0 | 3 | 6999.9891 | 2.2332e-16 | 1 | 2.7653e-15 | 0
17 | 134 | -0.04913 | -0.06279 | -0.05402 | 0 | 3 | 6999.9891 | 2.2402e-17 | 1 | -9.801e-16 | 0
17 | 134 | -0.0477 | -0.0633 | -0.05635 | 0 | 3 | 2873.3139 | 0.0091462 | -0.31296 | -0.69618 | 0
17 | 134 | -0.05129 | -0.06388 | -0.05835 | 0 | 3 | 2874.1416 | 0.0093767 | -0.31303 | -0.69635 | 0
17 | 134 | -0.05146 | -0.06344 | -0.05647 | 0 | 3 | 2874.1464 | 0.0095191 | -0.31313 | -0.69639 | 0
17 | 724 | -0.36535 | -0.17684 | -0.26887 | 0 | 3 | 2875.1024 | 0.0096362 | -0.31315 | -0.69649 | 0
17 | 724 | -0.36874 | -0.18545 | -0.28442 | 0 | 3 | 8948.8802 | 0.30162 | -1.5536 | 0.25194 | 0
17 | 724 | -0.36703 | -0.18249 | -0.27728 | 0 | 3 | 9211.4912 | 0.32406 | -1.5961 | 0.27202 | 0
17 | 724 | -0.36632 | -0.17731 | -0.27228 | 0 | 3 | 9213.92 | 0.32414 | -1.5962 | 0.27209 | 0
17 | 724 | -0.36722 | -0.17801 | -0.27561 | 0 | 3 | 9230.5465 | 0.32563 | -1.5991 | 0.2735 | 0
17 | 724 | -0.36888 | -0.18371 | -0.284 | 0 | 3 | 44867.7604 | 2.5184 | 1.0479 | -4.5662 | 0
17 | 724 | -0.3692 | -0.18497 | -0.28568 | 0 | 3 | 7199.5629 | 0.60097 | -0.87501 | 1.274 | 0
18 | 1395 | -0.25588 | 0.00788 | -0.09433 | -0.27379 | 3 | 7114.718 | 0.59937 | -0.86349 | 1.2641 | 0
18 | 801 | 0.11647 | -0.0358 | 0.18629 | 0.02349 | 3 | 8236.6508 | 0.69276 | -0.56222 | -1.1305 | 0
18 | 781 | 0.18056 | 0.00458 | -0.04525 | 0.05545 | 3 | 7029.4651 | 0.59826 | -0.8522 | 1.2539 | 0
18 | 325 | 0.07854 | 0.00208 | -0.01601 | 0.03292 | 3 | 6870.4738 | 0.5887 | -0.82344 | 1.2347 | 0
18 | 1041 | 0.23651 | -0.0066 | 0.0666 | -0.019 | 3 | 6647.9466 | 0.57986 | -0.7877 | 1.2078 | 0
18 | 794 | 0.17707 | 0.00757 | -0.07171 | 0.08275 | 3 | 1868.2979 | -0.22769 | -0.41565 | -0.35666 | 0
18 | 1874 | -0.20169 | -0.01218 | 0.13897 | -0.12888 | 3 | 1845.7118 | -0.23252 | -0.41409 | -0.35339 | 0
18 | 659 | 0.1032 | 0.00936 | -0.1058 | 0.10289 | 3 | 1845.2223 | -0.2326 | -0.414 | -0.35339 | 0
18 | 723 | -0.10639 | 0.00602 | -0.05661 | 0.25887 | 3 | 1654.9531 | -0.26605 | -0.37876 | -0.35518 | 0
18 | 672 | -0.10147 | 0.00566 | -0.05511 | -0.20428 | 3 | 1653.2732 | -0.26885 | -0.37978 | -0.35137 | 0
18 | 6905 | 0 | 1 | 0 | 0 | 3 | 1724.898 | -0.30213 | -0.23562 | -0.46225 | 0
18 | 4225 | 0 | 0 | 0 | -1 | 3 | 1723.6935 | -0.3023 | -0.23564 | -0.46206 | 0
18 | 131 | -0.04974 | -0.06219 | -0.05709 | 0 | 3 | 1723.5467 | -0.30232 | -0.23564 | -0.46204 | 0
18 | 131 | -0.04984 | -0.06195 | -0.05607 | 0 | 3 | 1721.9751 | -0.30279 | -0.2356 | -0.46161 | 0
18 | 131 | -0.04906 | -0.06221 | -0.05727 | 0 | 3 | 2516.3283 | -0.47502 | -0.35001 | -0.17497 | 0
18 | 131 | -0.04779 | -0.06187 | -0.05599 | 0 | 3 | 1936.5239 | -0.44337 | -0.32669 | -0.22993 | 0
18 | 131 | -0.04857 | -0.06159 | -0.05472 | 0 | 3 | 1431.8385 | -0.32904 | -0.33634 | -0.33462 | 0
18 | 131 | -0.04669 | -0.06138 | -0.05407 | 0 | 3 | 1419.0019 | -0.3331 | -0.33259 | -0.33431 | 0
18 | 736 | -0.36432 | -0.17043 | -0.2462 | 0 | 3 | 1418.1207 | -0.33292 | -0.33362 | -0.33346 | 0
18 | 735 | -0.3663 | -0.16954 | -0.25222 | 0 | 3 | 1417.5435 | -0.33326 | -0.33348 | -0.33327 | 0
18 | 735 | -0.36746 | -0.16955 | -0.25601 | 0 | 3 | 1417.6357 | -0.3333 | -0.33347 | -0.33323 | 0
18 | 734 | -0.37148 | -0.17341 | -0.27118 | 0 | 3 | 1417.2539 | -0.33322 | -0.33344 | -0.33334 | 0
18 | 734 | -0.38049 | -0.2023 | -0.31562 | 0 | 3 | 1417.5803 | -0.33358 | -0.33331 | -0.33311 | 0
18 | 734 | -0.38266 | -0.21047 | -0.32694 | 0 | 3 | 1416.2925 | -0.33364 | -0.33304 | -0.33332 | 0
19 | 1212 | -0.25548 | 0.00829 | -0.09406 | -0.27562 | 3 | 1416.1525 | -0.33371 | -0.33296 | -0.33333 | 0
19 | 966 | 0.11672 | -0.03557 | 0.18613 | 0.024 | 3 | 1830.6074 | -0.43519 | -0.32549 | -0.23932 | 0
19 | 742 | 0.18033 | 0.00436 | -0.04565 | 0.05533 | 3 | 1789.244 | -0.43195 | -0.32508 | -0.24297 | 0
19 | 318 | 0.07838 | 0.00193 | -0.01613 | 0.03287 | 3 | 1783.2849 | -0.4315 | -0.32498 | -0.24352 | 0
19 | 729 | 0.17664 | 0.00717 | -0.07226 | 0.08259 | 3 | 1783.1993 | -0.43152 | -0.32495 | -0.24353 | 0
19 | 2092 | -0.20114 | -0.01165 | 0.13931 | -0.12858 | 3 | 1335.7206 | -0.45347 | -0.21907 | -0.32746 | 0
19 | 506 | 0.10276 | 0.00895 | -0.10609 | 0.10265 | 3 | 1260.7044 | -0.44617 | -0.22073 | -0.3331 | 0
19 | 1128 | 0.23684 | -0.00629 | 0.06686 | -0.01897 | 3 | 1260.8033 | -0.44624 | -0.22076 | -0.333 | 0
19 | 869 | -0.10709 | 0.00531 | -0.05719 | 0.27059 | 3 | 1260.6963 | -0.44622 | -0.22075 | -0.33302 | 0
19 | 537 | -0.10224 | 0.00489 | -0.05574 | -0.2081 | 3 | 1260.5737 | -0.44619 | -0.22076 | -0.33305 | 0
19 | 171 | 0.00486 | -0.00814 | -0.00217 | 0.05185 | 3 | 2589.0928 | -0.026537 | -0.32499 | -0.64847 | 0
19 | 4225 | 0 | 0 | 0 | -1 | 3 | 2586.9661 | -0.026773 | -0.32427 | -0.64896 | 0
19 | 6095 | 0 | -1 | 0 | 0 | 3 | 2586.9518 | -0.026773 | -0.32427 | -0.64895 | 0
19 | 738 | -0.36262 | -0.16516 | -0.23558 | 0 | 3 | 2579.9382 | -0.028504 | -0.32457 | -0.64693 | 0
19 | 738 | -0.36442 | -0.1613 | -0.23949 | 0 | 3 | 2577.0358 | -0.03079 | -0.32927 | -0.63994 | 0
19 | 737 | -0.38327 | -0.22184 | -0.3325 | 0 | 3 | 4956.4533 | -0.087113 | 0.24782 | 0.83929 | 0
19 | 735 | -0.39376 | -0.23287 | -0.37258 | 0 | 3 | 4913.4881 | -0.088849 | 0.26109 | 0.82776 | 0
19 | 735 | -0.38956 | -0.21693 | -0.35058 | 0 | 3 | 4986.1081 | -0.090164 | 0.24732 | 0.84284 | 0
19 | 738 | -0.37074 | -0.19803 | -0.27915 | 0 | 3 | 4999.0166 | -0.092427 | 0.249 | 0.84343 | 0
19 | 737 | -0.36591 | -0.16044 | -0.24391 | 0 | 3 | 4920.8661 | -0.090981 | 0.26399 | 0.82699 | 0
19 | 736 | -0.37198 | -0.1646 | -0.26594 | 0 | 3 | 4927.9964 | -0.091114 | 0.26289 | 0.82823 | 0
20 | 1309 | -0.25573 | 0.00804 | -0.09441 | -0.26851 | 3 | 4976.3925 | -0.095546 | 0.26099 | 0.83456 | 0
20 | 886 | 0.11794 | -0.03437 | 0.18755 | 0.02351 | 3 | 5031.902 | -0.099678 | 0.25682 | 0.84286 | 0
20 | 788 | 0.17986 | 0.0039 | -0.04637 | 0.05365 | 3 | 5025.2672 | -0.10006 | 0.25903 | 0.84103 | 0
20 | 333 | 0.07809 | 0.00165 | -0.01646 | 0.03198 | 3 | 5063.3434 | -0.10236 | 0.2559 | 0.84646 | 0
20 | 1099 | 0.23753 | -0.00562 | 0.06759 | -0.0192 | 3 | 5076.4432 | -0.10417 | 0.25657 | 0.8476 | 0
20 | 792 | 0.17581 | 0.00635 | -0.07338 | 0.08035 | 3 | 5148.089 | -0.11506 | 0.265 | 0.85006 | 0
20 | 1983 | -0.19999 | -0.01053 | 0.14029 | -0.12459 | 3 | 5685.7845 | -0.15369 | 0.25155 | 0.90214 | 0
20 | 613 | 0.10187 | 0.00807 | -0.10688 | 0.09945 | 3 | 5760.7144 | -0.16042 | 0.252 | 0.90842 | 0
20 | 649 | -0.10316 | 0.004 | -0.05667 | -0.18679 | 3 | 5756.8749 | -0.16031 | 0.25241 | 0.9079 | 0
20 | 760 | 0.07681 | 0.00084 | 0.04654 | 0.18604 | 3 | 5828.6006 | -0.22907 | 0.36461 | 0.86445 | 0
20 | 558 | 0.0179 | -0.00012 | 0.01049 | 0.148 | 3 | 5855.3114 | -0.23252 | 0.36632 | 0.8662 | 0
20 | 4225 | 0 | 0 | 0 | -1 | 3 | 5937.644 | -0.24615 | 0.37827 | 0.86788 | 0
20 | 6095 | 0 | -1 | 0 | 0 | 3 | 5939.0931 | -0.24682 | 0.37958 | 0.86724 | 0
20 | 6905 | 0 | 1 | 0 | 0 | 3 | 5948.1607 | -0.2478 | 0.37956 | 0.86824 | 0
20 | 724 | -0.36016 | -0.1688 | -0.24865 | 0 | 3 | 5966.6809 | -0.2498 | 0.38015 | 0.86964 | 0
20 | 722 | -0.36547 | -0.1695 | -0.2664 | 0 | 3 | 2279.6631 | -0.14066 | -0.44421 | -0.41513 | 0
20 | 723 | -0.36125 | -0.16691 | -0.25125 | 0 | 3 | 6999.9891 | -4.2985e-16 | 1 | -4.5295e-16 | 0
20 | 722 | -0.37481 | -0.20034 | -0.31293 | 0 | 3 | 2276.7669 | -0.14165 | -0.44482 | -0.41353 | 0
20 | 723 | -0.36213 | -0.16667 | -0.25401 | 0 | 3 | 2275.3631 | -0.1418 | -0.44461 | -0.41359 | 0
20 | 722 | -0.37302 | -0.19368 | -0.30363 | 0 | 3 | 17832.985 | -1.3321 | 0.91423 | 1.4179 | 0
20 | 724 | -0.36483 | -0.1867 | -0.27319 | 0 | 3 | 6999.9891 | -5.3276e-16 | 1 | -2.1142e-15 | 0
20 | 723 | -0.37088 | -0.19739 | -0.29853 | 0 | 3 | 2858.1089 | -0.23238 | -0.18068 | -0.58694 | 0
21 | 1338 | -0.25573 | 0.00805 | -0.09439 | -0.25972 | 3 | 2859.4833 | -0.2325 | -0.18048 | -0.58702 | 0
21 | 826 | 0.11794 | -0.03438 | 0.18747 | 0.02119 | 3 | 27662.8081 | -2.4574 | -0.58239 | 2.0398 | 0
21 | 852 | 0.17987 | 0.0039 | -0.0462 | 0.05206 | 3 | 2165.3592 | -0.21421 | -0.24471 | -0.54109 | 0
21 | 736 | -0.17791 | 0.00676 | -0.08585 | 0.17997 | 3 | 2012.3751 | -0.20047 | -0.27051 | -0.52902 | 0
21 | 371 | 0.07809 | 0.00165 | -0.01642 | 0.03123 | 3 | 2010.7885 | -0.20094 | -0.27038 | -0.52868 | 0
21 | 554 | -0.07809 | -0.00165 | 0.01642 | -0.03123 | 4 | 9015.5899 | 0.85099 | 0.64271 | -0.4937 | 0
21 | 1081 | 0.23753 | -0.00562 | 0.06758 | -0.02083 | 4 | 8214.1114 | 0.73474 | -0.57051 | -1.1642 | 0
21 | 888 | 0.17581 | 0.00636 | -0.07318 | 0.07864 | 4 | 14135.4341 | 1.5209 | -0.98204 | -1.5389 | 0
21 | 1933 | -0.19999 | -0.01054 | 0.14046 | -0.12085 | 4 | 1160.9866 | 0.27752 | 0.35287 | 0.36961 | 0
21 | 682 | 0.10187 | 0.00808 | -0.10699 | 0.0964 | 4 | 1064.0751 | 0.25744 | 0.41804 | 0.32452 | 0
21 | 1245 | 0.22415 | -0.00811 | 0.09786 | -0.05297 | 4 | 1414.3617 | 0.31246 | 0.40951 | 0.27803 | 0
21 | 697 | -0.10316 | 0.004 | -0.05667 | -0.18413 | 4 | 1113.5835 | 0.28041 | 0.39915 | 0.32045 | 0
21 | 686 | 0.0768 | 0.00083 | 0.04653 | 0.19782 | 4 | 10702.081 | 0.36574 | -1.6684 | 0.30268 | 0
21 | 559 | 0.0179 | -0.00012 | 0.01049 | 0.1714 | 4 | 3359.8262 | 0.096588 | -0.47809 | -0.61849 | 0
21 | 6905 | 0 | 1 | 0 | 0 | 4 | 1284.5669 | -0.34361 | -0.32057 | -0.33582 | 0
21 | 4225 | 0 | 0 | 0 | -1 | 4 | 1265.3883 | -0.356 | -0.30821 | -0.33579 | 0
21 | 6095 | 0 | -1 | 0 | 0 | 4 | 1248.5348 | -0.44977 | -0.21736 | -0.33287 | 0
22 | 1439 | -0.25568 | 0.0081 | -0.09459 | -0.26078 | 4 | 5484.9522 | -0.12896 | 0.2572 | 0.87175 | 0
22 | 1084 | -0.14914 | 0.01239 | -0.07203 | -0.2377 | 4 | 3592.523 | 0.47071 | -0.27366 | 0.80294 | 0
22 | 771 | 0.11778 | -0.03454 | 0.18826 | 0.02104 | 4 | 3590.1177 | 0.47073 | -0.27348 | 0.80275 | 0
22 | 919 | 0.17992 | 0.00395 | -0.04597 | 0.05211 | 4 | 3589.5552 | 0.47072 | -0.27344 | 0.80272 | 0
22 | 868 | -0.17782 | 0.00686 | -0.086 | 0.17954 | 4 | 3587.7765 | 0.47051 | -0.27289 | 0.80238 | 0
22 | 382 | 0.07812 | 0.00168 | -0.01641 | 0.0313 | 4 | 3589.7424 | 0.4708 | -0.27344 | 0.80263 | 0
22 | 543 | -0.07812 | -0.00168 | 0.01641 | -0.0313 | 4 | 3588.1175 | 0.47079 | -0.27286 | 0.80207 | 0
22 | 1072 | 0.23745 | -0.0057 | 0.06768 | -0.02128 | 4 | 9063.2249 | 0.85444 | 0.64382 | -0.49826 | 0
22 | 965 | 0.1759 | 0.00645 | -0.07297 | 0.07886 | 4 | 9055.3019 | 0.85386 | 0.64399 | -0.49785 | 0
22 | 1767 | -0.20012 | -0.01067 | 0.14098 | -0.12096 | 4 | 8235.5403 | 0.73758 | -0.57151 | -1.1661 | 0
22 | 817 | 0.10197 | 0.00818 | -0.10733 | 0.09648 | 4 | 13794.0668 | 1.4801 | -0.96872 | -1.5114 | 0
22 | 1199 | 0.22404 | -0.00822 | 0.09792 | -0.05382 | 4 | 13803.8994 | 1.4814 | -0.96892 | -1.5125 | 0
22 | 792 | -0.10306 | 0.00409 | -0.0567 | -0.19125 | 4 | 13820.5706 | 1.4835 | -0.96968 | -1.5138 | 0
22 | 635 | 0.07671 | 0.00074 | 0.04653 | 0.19587 | 4 | 3498.8176 | 0.5962 | 0.088696 | 0.31511 | 0
22 | 559 | 0.01788 | -0.00014 | 0.01049 | 0.16547 | 4 | 3499.9193 | 0.59633 | 0.088715 | 0.31496 | 0
22 | 6905 | 0 | 1 | 0 | 0 | 4 | 1160.2744 | 0.27749 | 0.35309 | 0.36942 | 0
22 | 4225 | 0 | 0 | 0 | -1 | 4 | 1159.9452 | 0.27746 | 0.35323 | 0.36931 | 0
23 | 1309 | -0.25562 | 0.00792 | -0.09482 | -0.26044 | 4 | 1063.8987 | 0.25741 | 0.41801 | 0.32458 | 0
23 | 1029 | -0.14915 | 0.01206 | -0.07219 | -0.2361 | 4 | 1063.6661 | 0.25744 | 0.418 | 0.32457 | 0
23 | 705 | 0.11777 | -0.03392 | 0.18881 | 0.02092 | 4 | 1070.4369 | 0.25834 | 0.41797 | 0.32369 | 0
23 | 891 | 0.17992 | 0.0038 | -0.04604 | 0.05203 | 4 | 1063.4214 | 0.2575 | 0.41792 | 0.32458 | 0
23 | 777 | -0.17782 | 0.00658 | -0.0862 | 0.17903 | 4 | 1064.0126 | 0.2578 | 0.41773 | 0.32447 | 0
23 | 396 | 0.07812 | 0.00159 | -0.01643 | 0.03127 | 4 | 1415.6532 | 0.3125 | 0.40962 | 0.27789 | 0
23 | 529 | -0.07812 | -0.00159 | 0.01643 | -0.03127 | 4 | 1411.5812 | 0.31222 | 0.40941 | 0.27837 | 0
23 | 1147 | 0.23745 | -0.00547 | 0.06784 | -0.02141 | 4 | 1401.0348 | 0.31569 | 0.39942 | 0.28489 | 0
23 | 928 | 0.1759 | 0.00618 | -0.0731 | 0.07878 | 4 | 1399.2387 | 0.31542 | 0.39962 | 0.28496 | 0
23 | 1978 | -0.20012 | -0.0103 | 0.14136 | -0.12076 | 4 | 1400.6228 | 0.31571 | 0.39914 | 0.28514 | 0
23 | 659 | 0.10197 | 0.0079 | -0.10761 | 0.09632 | 4 | 1252.8499 | 0.29568 | 0.40625 | 0.29808 | 0
23 | 630 | 0.01788 | -9e-05 | 0.01051 | 0.17002 | 4 | 1249.6039 | 0.29528 | 0.40623 | 0.29849 | 0
23 | 770 | 0.07672 | 0.00095 | 0.04662 | 0.19776 | 4 | 1417.3575 | 0.33338 | 0.33314 | 0.33348 | 0
23 | 6905 | 0 | 1 | 0 | 0 | 4 | 1416.2022 | 0.33323 | 0.33337 | 0.3334 | 0
23 | 4225 | 0 | 0 | 0 | -1 | 4 | 1415.984 | 0.3332 | 0.33345 | 0.33334 | 0
23 | 6095 | 0 | -1 | 0 | 0 | 4 | 1416.602 | 0.33326 | 0.3336 | 0.33314 | 0
24 | 1586 | -0.25562 | 0.00917 | -0.09465 | -0.26467 | 4 | 1415.6836 | 0.33316 | 0.33355 | 0.33329 | 0
24 | 868 | 0.17992 | 0.00282 | -0.04638 | 0.0526 | 4 | 1113.5182 | 0.28039 | 0.39918 | 0.32043 | 0
24 | 1014 | -0.17782 | 0.00459 | -0.086 | 0.18158 | 4 | 1115.2991 | 0.28071 | 0.39879 | 0.3205 | 0
24 | 378 | 0.07812 | 0.00085 | -0.01649 | 0.03158 | 4 | 2879.6644 | 0.017929 | -0.31198 | -0.70595 | 0
24 | 547 | -0.07812 | -0.00085 | 0.01649 | -0.03158 | 4 | 2888.0682 | 0.020461 | -0.31272 | -0.70774 | 0
24 | 904 | 0.23745 | -0.00404 | 0.06773 | -0.02123 | 4 | 2889.1465 | 0.020636 | -0.31273 | -0.7079 | 0
24 | 948 | 0.1759 | 0.00433 | -0.07344 | 0.07953 | 4 | 2889.9349 | 0.020644 | -0.31268 | -0.70797 | 0
24 | 1738 | -0.20012 | -0.00811 | 0.14066 | -0.12208 | 4 | 2956.5582 | 0.042193 | -0.42428 | -0.61791 | 0
24 | 848 | 0.10197 | 0.00617 | -0.10713 | 0.09738 | 4 | 2956.8912 | 0.042203 | -0.42442 | -0.61778 | 0
24 | 1014 | 0.22404 | -0.00579 | 0.0981 | -0.05449 | 4 | 2961.2839 | 0.04284 | -0.42511 | -0.61773 | 0
24 | 989 | -0.10307 | 0.00101 | -0.05673 | -0.20409 | 4 | 7000.0066 | 2.2082e-16 | 1 | 1.9605e-15 | 0
24 | 536 | 0.07672 | 0.00433 | 0.04656 | 0.18979 | 4 | 10660.8568 | 0.36321 | -1.6626 | 0.29936 | 0
24 | 4225 | 0 | 0 | 0 | -1 | 4 | 10660.7801 | 0.36319 | -1.6625 | 0.29935 | 0
24 | 6905 | 0 | 1 | 0 | 0 | 4 | 3355.7142 | 0.096581 | -0.47734 | -0.61924 | 0
24 | 557 | 0.07179 | -0.07469 | 0.13275 | 0 | 4 | 3357.8017 | 0.096865 | -0.47754 | -0.61932 | 0
24 | 557 | 0.08128 | -0.05342 | 0.15459 | 0 | 4 | 7000.0066 | 4.3386e-16 | 1 | 1.366e-15 | 0
24 | 557 | 0.09951 | -0.0526 | 0.16101 | 0 | 4 | 4023.073 | 0.023256 | -0.2251 | -0.79816 | 0
24 | 557 | 0.10335 | -0.03203 | 0.18047 | 0 | 4 | 4026.8061 | 0.023388 | -0.2248 | -0.79858 | 0
24 | 557 | 0.10424 | -0.03475 | 0.17833 | 0 | 4 | 2853.9603 | -0.22963 | -0.17652 | -0.59384 | 0
24 | 591 | 0.10036 | -0.03483 | 0.18815 | 0 | 4 | 2855.1135 | -0.23006 | -0.17625 | -0.59369 | 0
24 | 593 | 0.07634 | -0.08585 | 0.13536 | 0 | 4 | 2142.0885 | -0.21116 | -0.24275 | -0.54609 | 0
24 | 592 | 0.08639 | -0.05677 | 0.16431 | 0 | 4 | 2010.5742 | -0.19608 | -0.2688 | -0.53512 | 0
24 | 593 | 0.09098 | -0.08396 | 0.14161 | 0 | 4 | 2006.317 | -0.19742 | -0.26839 | -0.53419 | 0
24 | 593 | 0.0938 | -0.07942 | 0.14653 | 0 | 4 | 1685.0569 | -0.23493 | -0.4091 | -0.35596 | 0
24 | 592 | 0.10501 | -0.05831 | 0.16876 | 0 | 4 | 1663.9355 | -0.23963 | -0.40868 | -0.3517 | 0
24 | 592 | 0.10985 | -0.03404 | 0.19181 | 0 | 4 | 1661.2288 | -0.23986 | -0.4083 | -0.35184 | 0
24 | 592 | 0.11079 | -0.03693 | 0.18954 | 0 | 4 | 1661.1705 | -0.23983 | -0.40826 | -0.3519 | 0
[6 empty] | 4 | 1972.7909 | -0.44526 | -0.32358 | -0.23117 | 0
[6 empty] | 4 | 1972.1591 | -0.44528 | -0.32348 | -0.23124 | 0
[6 empty] | 4 | 1970.1702 | -0.44524 | -0.32327 | -0.23148 | 0
[6 empty] | 4 | 1705.2101 | -0.30137 | -0.23302 | -0.46561 | 0
[6 empty] | 4 | 1703.5587 | -0.30122 | -0.23327 | -0.46551 | 0
[6 empty] | 4 | 1703.8469 | -0.30141 | -0.23311 | -0.46548 | 0
[6 empty] | 4 | 1703.0133 | -0.30151 | -0.23314 | -0.46535 | 0
[6 empty] | 4 | 1421.1137 | -0.27391 | -0.37292 | -0.35317 | 0
[6 empty] | 4 | 1419.9606 | -0.27418 | -0.37294 | -0.35287 | 0
[6 empty] | 4 | 1418.9289 | -0.27446 | -0.37303 | -0.35251 | 0
[6 empty] | 4 | 1436.0229 | -0.29008 | -0.37255 | -0.33737 | 0
[6 empty] | 4 | 1406.6771 | -0.27835 | -0.37293 | -0.34873 | 0
[6 empty] | 4 | 1406.5883 | -0.27838 | -0.37292 | -0.3487 | 0
[6 empty] | 4 | 1406.3065 | -0.27851 | -0.37284 | -0.34865 | 0
[6 empty] | 4 | 1540.8817 | -0.29719 | -0.29317 | -0.40964 | 0
[6 empty] | 4 | 1285.5564 | -0.34305 | -0.32105 | -0.33589 | 0
[6 empty] | 4 | 1271.3866 | -0.35506 | -0.30738 | -0.33756 | 0
[6 empty] | 4 | 1267.2747 | -0.35503 | -0.30895 | -0.33602 | 0
[6 empty] | 4 | 1265.1332 | -0.35584 | -0.30868 | -0.33548 | 0
[6 empty] | 4 | 1265.1304 | -0.35592 | -0.30861 | -0.33546 | 0
[6 empty] | 4 | 1264.9295 | -0.35615 | -0.30819 | -0.33565 | 0
[6 empty] | 4 | 1249.4956 | -0.44983 | -0.21722 | -0.33295 | 0
[6 empty] | 4 | 1248.5433 | -0.44977 | -0.21737 | -0.33287 | 0
[6 empty] | 4 | 1248.4721 | -0.44968 | -0.21735 | -0.33297 | 0
[6 empty] | 4 | 1248.4963 | -0.44975 | -0.21732 | -0.33292 | 0
[6 empty] | 4 | 2571.3951 | -0.018933 | -0.32429 | -0.65677 | 0
[6 empty] | 4 | 2571.2813 | -0.018933 | -0.32433 | -0.65673 | 0
[6 empty] | 4 | 7000.0066 | -1.1891e-16 | 1 | -1.005e-16 | 0
[6 empty] | 4 | 5490.7407 | -0.12981 | 0.25748 | 0.87233 | 0
[6 empty] | 4 | 6288.1926 | -0.27079 | 0.38205 | 0.88874 | 0
[6 empty] | 4 | 2260.4148 | -0.13793 | -0.44774 | -0.41433 | 0
[6 empty] | 4 | 7000.0066 | -5.6055e-16 | 1 | -5.6268e-16 | 0
[6 empty] | 5 | 3590.7016 | 0.47496 | -0.28961 | 0.81466 | 0
[6 empty] | 5 | 1524.7416 | 0.31278 | 0.40927 | 0.27794 | 0
[6 empty] | 5 | 1169.9963 | 0.25779 | 0.41769 | 0.32452 | 0
[6 empty] | 5 | 1169.5975 | 0.25787 | 0.41762 | 0.32452 | 0
[6 empty] | 5 | 3334.2121 | 0.096884 | -0.47762 | -0.61927 | 0
[6 empty] | 5 | 2997.1682 | 0.020548 | -0.31195 | -0.7086 | 0
[6 empty] | 5 | 1287.0457 | -0.34359 | -0.32055 | -0.33586 | 0
[6 empty] | 5 | 1269.7961 | -0.35573 | -0.30868 | -0.33558 | 0
[6 empty] | 5 | 1268.9779 | -0.44952 | -0.21729 | -0.3332 | 0
[6 empty] | 5 | 1268.7325 | -0.4495 | -0.21731 | -0.33319 | 0
[6 empty] | 5 | 1649.0688 | 0.21059 | 0.46609 | 0.32332 | 0
[6 empty] | 5 | 1647.7058 | 0.21069 | 0.46596 | 0.32335 | 0
[6 empty] | 5 | 13720.182 | 1.4906 | -0.97333 | -1.5173 | 0
[6 empty] | 5 | 13744.5533 | 1.4938 | -0.97385 | -1.52 | 0
[6 empty] | 5 | 13790.0939 | 1.4994 | -0.97585 | -1.5235 | 0
[6 empty] | 5 | 13811.036 | 1.5021 | -0.97736 | -1.5247 | 0
[6 empty] | 5 | 14727.8696 | 1.6055 | -1.0473 | -1.5583 | 0
[6 empty] | 5 | 24232.1579 | 2.6885 | -1.741 | -1.9475 | 0
[6 empty] | 5 | 3648.372 | 0.47537 | -0.29633 | 0.82096 | 0
[6 empty] | 5 | 3637.1506 | 0.47722 | -0.29657 | 0.81935 | 0
[6 empty] | 5 | 3618.7389 | 0.47515 | -0.29289 | 0.81774 | 0
[6 empty] | 5 | 3634.7684 | 0.47743 | -0.29635 | 0.81892 | 0
[6 empty] | 5 | 3602.9057 | 0.4749 | -0.29095 | 0.81605 | 0
[6 empty] | 5 | 3590.3612 | 0.47496 | -0.28958 | 0.81463 | 0
[6 empty] | 5 | 3607.232 | 0.47705 | -0.29311 | 0.81606 | 0
[6 empty] | 5 | 3605.5588 | 0.47686 | -0.29265 | 0.81579 | 0
[6 empty] | 5 | 3588.1621 | 0.47737 | -0.29087 | 0.8135 | 0
[6 empty] | 5 | 3575.718 | 0.4762 | -0.28863 | 0.81243 | 0
[6 empty] | 5 | 3571.5426 | 0.47699 | -0.28855 | 0.81157 | 0
[6 empty] | 5 | 3517.8809 | 0.47066 | -0.277 | 0.80634 | 0
[6 empty] | 5 | 3507.343 | 0.4701 | -0.27525 | 0.80516 | 0
[6 empty] | 5 | 3568.7912 | 0.47761 | -0.28861 | 0.811 | 0
[6 empty] | 5 | 3568.6962 | 0.47761 | -0.2886 | 0.811 | 0
[6 empty] | 5 | 3568.1602 | 0.47756 | -0.28857 | 0.81101 | 0
[6 empty] | 5 | 3568.2439 | 0.47759 | -0.28857 | 0.81098 | 0
[6 empty] | 5 | 3476.4723 | 0.4685 | -0.2701 | 0.8016 | 0
[6 empty] | 5 | 3471.6137 | 0.46901 | -0.26968 | 0.80066 | 0
[6 empty] | 5 | 3450.7965 | 0.46692 | -0.26538 | 0.79846 | 0
[6 empty] | 5 | 3451.4214 | 0.46711 | -0.26573 | 0.79863 | 0
[6 empty] | 5 | 3450.8161 | 0.46715 | -0.26568 | 0.79853 | 0
[6 empty] | 5 | 3447.5389 | 0.46717 | -0.26512 | 0.79795 | 0
[6 empty] | 5 | 3441.8781 | 0.46738 | -0.26437 | 0.79699 | 0
[6 empty] | 5 | 3441.899 | 0.46795 | -0.26465 | 0.79671 | 0
[6 empty] | 5 | 3440.9464 | 0.46825 | -0.26456 | 0.79631 | 0
[6 empty] | 5 | 3457.4719 | 0.47066 | -0.26819 | 0.79753 | 0
[6 empty] | 5 | 3442.8554 | 0.46971 | -0.26557 | 0.79586 | 0
[6 empty] | 5 | 3424.7765 | 0.46757 | -0.26152 | 0.79395 | 0
[6 empty] | 5 | 3412.6902 | 0.46783 | -0.25968 | 0.79186 | 0
[6 empty] | 5 | 3410.9516 | 0.46773 | -0.25925 | 0.79152 | 0
[6 empty] | 5 | 3413.1586 | 0.46833 | -0.25854 | 0.7902 | 0
[6 empty] | 5 | 3400.3754 | 0.46691 | -0.25639 | 0.78948 | 0
[6 empty] | 5 | 2269.5331 | 0.36551 | 0.065933 | 0.56856 | 0
[6 empty] | 5 | 3481.775 | 0.59672 | 0.088165 | 0.31511 | 0
[6 empty] | 5 | 1524.2594 | 0.31274 | 0.40927 | 0.27799 | 0
[6 empty] | 5 | 1522.5812 | 0.31259 | 0.40924 | 0.27817 | 0
[6 empty] | 5 | 1518.5603 | 0.31226 | 0.4091 | 0.27864 | 0
[6 empty] | 5 | 1170.3606 | 0.25783 | 0.41772 | 0.32445 | 0
[6 empty] | 5 | 1169.7594 | 0.25783 | 0.41766 | 0.32451 | 0
[6 empty] | 5 | 1169.5397 | 0.25789 | 0.41758 | 0.32453 | 0
[6 empty] | 5 | 1500.6939 | 0.3154 | 0.39932 | 0.28527 | 0
[6 empty] | 5 | 1497.8161 | 0.31518 | 0.39912 | 0.28569 | 0
[6 empty] | 5 | 1357.1513 | 0.2958 | 0.40598 | 0.29822 | 0
[6 empty] | 5 | 1356.8702 | 0.29577 | 0.40598 | 0.29825 | 0
[6 empty] | 5 | 1362.1768 | 0.29667 | 0.4054 | 0.29793 | 0
[6 empty] | 5 | 1249.0289 | 0.27774 | 0.35237 | 0.36988 | 0
[6 empty] | 5 | 1243.4239 | 0.27775 | 0.35354 | 0.36871 | 0
[6 empty] | 5 | 1243.8899 | 0.27782 | 0.35325 | 0.36893 | 0
[6 empty] | 5 | 1244.2903 | 0.2779 | 0.35303 | 0.36906 | 0
[6 empty] | 5 | 1244.6912 | 0.27799 | 0.35285 | 0.36915 | 0
[6 empty] | 5 | 1212.5418 | 0.28054 | 0.39898 | 0.32049 | 0
[6 empty] | 5 | 1213.1057 | 0.28071 | 0.39888 | 0.32041 | 0
[6 empty] | 5 | 1417.5083 | 0.33146 | 0.3381 | 0.33043 | 0
[6 empty] | 5 | 1415.3009 | 0.33298 | 0.33377 | 0.33325 | 0
[6 empty] | 5 | 1416.6406 | 0.33328 | 0.33319 | 0.33353 | 0
[6 empty] | 5 | 1416.4672 | 0.33327 | 0.33336 | 0.33338 | 0
[6 empty] | 5 | 1416.6495 | 0.3333 | 0.33324 | 0.33345 | 0
[6 empty] | 5 | 2932.2172 | 0.038452 | -0.42427 | -0.61418 | 0
[6 empty] | 5 | 2953.1292 | 0.042715 | -0.4244 | -0.61832 | 0
[6 empty] | 5 | 2954.1158 | 0.042989 | -0.42502 | -0.61797 | 0
[6 empty] | 5 | 2876.992 | 0.0067608 | -0.31626 | -0.6905 | 0
[6 empty] | 5 | 3341.6859 | 0.097694 | -0.4787 | -0.61899 | 0
[6 empty] | 5 | 3340.8961 | 0.097973 | -0.47834 | -0.61963 | 0
[6 empty] | 5 | 10354.5215 | 0.36298 | -1.653 | 0.29002 | 0
[6 empty] | 5 | 10483.0838 | 0.36838 | -1.674 | 0.3056 | 0
[6 empty] | 5 | 10484.8803 | 0.36845 | -1.6741 | 0.30566 | 0
[6 empty] | 5 | 6999.9961 | 3.8002e-16 | 1 | 1.259e-16 | 0
[6 empty] | 5 | 4142.3129 | 0.023148 | -0.22431 | -0.79884 | 0
[6 empty] | 5 | 4142.4849 | 0.023149 | -0.22432 | -0.79883 | 0
[6 empty] | 5 | 6999.9961 | 5.1897e-15 | 1 | 6.633e-15 | 0
[6 empty] | 5 | 2996.8553 | 0.020684 | -0.31208 | -0.7086 | 0
[6 empty] | 5 | 2995.9471 | 0.020704 | -0.3122 | -0.7085 | 0
[6 empty] | 5 | 6999.9961 | 6.6867e-16 | 1 | 9.1357e-16 | 0
[6 empty] | 5 | 9627.5788 | 0.85504 | 0.64447 | -0.49951 | 0
[6 empty] | 5 | 9570.5479 | 0.852 | 0.64265 | -0.49464 | 0
[6 empty] | 5 | 8175.575 | 0.73472 | -0.56994 | -1.1648 | 0
[6 empty] | 5 | 8222.7471 | 0.74125 | -0.57248 | -1.1688 | 0
[6 empty] | 5 | 1955.7521 | -0.27072 | -0.44199 | -0.28729 | 0
[6 empty] | 5 | 1659.2611 | -0.24027 | -0.40824 | -0.3515 | 0
[6 empty] | 5 | 1657.3839 | -0.24045 | -0.40797 | -0.35157 | 0
[6 empty] | 5 | 1656.3739 | -0.24037 | -0.40765 | -0.35198 | 0
[6 empty] | 5 | 1650.5982 | -0.24116 | -0.4068 | -0.35203 | 0
[6 empty] | 5 | 1757.03 | -0.30117 | -0.23289 | -0.46594 | 0
[6 empty] | 5 | 1756.9328 | -0.3012 | -0.23288 | -0.46592 | 0
[6 empty] | 5 | 1756.7329 | -0.30125 | -0.23287 | -0.46587 | 0
[6 empty] | 5 | 1756.0853 | -0.30142 | -0.23286 | -0.46572 | 0
[6 empty] | 5 | 1416.8091 | -0.27409 | -0.37325 | -0.35266 | 0
[6 empty] | 5 | 1415.5017 | -0.27437 | -0.3727 | -0.35293 | 0
[6 empty] | 5 | 1412.982 | -0.27488 | -0.3729 | -0.35222 | 0
[6 empty] | 5 | 1412.9524 | -0.27489 | -0.3729 | -0.35221 | 0
[6 empty] | 5 | 1400.972 | -0.27862 | -0.37282 | -0.34856 | 0
[6 empty] | 5 | 1400.8107 | -0.27864 | -0.37279 | -0.34856 | 0
[6 empty] | 5 | 1400.7764 | -0.27866 | -0.37278 | -0.34856 | 0
[6 empty] | 5 | 1429.4966 | -0.29026 | -0.37245 | -0.3373 | 0
[6 empty] | 5 | 1429.6264 | -0.29034 | -0.37243 | -0.33723 | 0
[6 empty] | 5 | 1963.0708 | -0.44411 | -0.32334 | -0.23255 | 0
[6 empty] | 5 | 1961.9428 | -0.44407 | -0.32325 | -0.23267 | 0
[6 empty] | 5 | 1956.0644 | -0.44356 | -0.32303 | -0.23341 | 0
[6 empty] | 5 | 1956.1915 | -0.44365 | -0.32297 | -0.23338 | 0
[6 empty] | 5 | 1954.7025 | -0.44359 | -0.32283 | -0.23357 | 0
[6 empty] | 5 | 1287.2748 | -0.34345 | -0.32067 | -0.33588 | 0
[6 empty] | 5 | 1271.2467 | -0.35555 | -0.30841 | -0.33605 | 0
[6 empty] | 5 | 1269.8393 | -0.35565 | -0.3088 | -0.33555 | 0
[6 empty] | 5 | 1269.8968 | -0.35591 | -0.3086 | -0.33549 | 0
[6 empty] | 5 | 1269.9116 | -0.35604 | -0.30819 | -0.33577 | 0
[6 empty] | 5 | 1269.648 | -0.3561 | -0.3082 | -0.3357 | 0
[6 empty] | 5 | 1268.7403 | -0.44931 | -0.2176 | -0.33309 | 0
[6 empty] | 5 | 1268.7101 | -0.44938 | -0.2175 | -0.33312 | 0
[6 empty] | 5 | 1268.6118 | -0.44947 | -0.21733 | -0.3332 | 0
[6 empty] | 5 | 1268.6178 | -0.44948 | -0.21733 | -0.33319 | 0
[6 empty] | 5 | 5305.1757 | -0.12746 | 0.25602 | 0.87144 | 0
[6 empty] | 5 | 5308.2357 | -0.12808 | 0.25617 | 0.87192 | 0
[6 empty] | 5 | 5308.2348 | -0.12808 | 0.25617 | 0.87192 | 0
[6 empty] | 5 | 5305.854 | -0.12804 | 0.25663 | 0.87141 | 0
[6 empty] | 5 | 5319.5338 | -0.12947 | 0.25674 | 0.87274 | 0
[6 empty] | 5 | 5342.6275 | -0.13113 | 0.25615 | 0.87498 | 0
[6 empty] | 5 | 5357.9368 | -0.13262 | 0.25632 | 0.8763 | 0
[6 empty] | 5 | 5359.9008 | -0.13267 | 0.25641 | 0.87625 | 0
[6 empty] | 5 | 5497.4578 | -0.14342 | 0.25485 | 0.88857 | 0
[6 empty] | 5 | 6999.9961 | -2.9019e-16 | 1 | 3.5084e-15 | 0
[6 empty] | 5 | 6999.9961 | -2.971e-17 | 1 | -1.1439e-15 | 0
[6 empty] | 5 | 6068.0816 | -0.26386 | 0.37529 | 0.88856 | 0
[6 empty] | 5 | 6091.562 | -0.26891 | 0.38085 | 0.88806 | 0
[6 empty] | 5 | 6101.4077 | -0.26998 | 0.38081 | 0.88917 | 0
[6 empty] | 5 | 6106.2222 | -0.27083 | 0.3811 | 0.88973 | 0
[6 empty] | 5 | 6999.9961 | -4.8366e-16 | 1 | -7.6694e-16 | 0
[6 empty] | 5 | 2252.2988 | -0.13669 | -0.44842 | -0.4149 | 0
[6 empty] | 5 | 2233.0525 | -0.14875 | -0.28314 | -0.56811 | 0
[6 empty] | 5 | 2661.2913 | -0.018514 | -0.32378 | -0.65771 | 0
[6 empty] | 5 | 2660.0427 | -0.018774 | -0.32374 | -0.65748 | 0
[6 empty] | 5 | 2938.0239 | -0.22876 | -0.17613 | -0.59511 | 0
[6 empty] | 5 | 2939.1639 | -0.22947 | -0.17564 | -0.59489 | 0
[6 empty] | 5 | 3063.3111 | -0.23 | -0.5882 | -0.18181 | 0
[6 empty] | 5 | 2218.3037 | -0.21046 | -0.24238 | -0.54717 | 0
[6 empty] | 5 | 2080.498 | -0.19512 | -0.26874 | -0.53613 | 0
[6 empty] | 6 | 1642.9224 | -0.27009 | -0.37989 | -0.35002 | 0
[6 empty] | 6 | 1670.2945 | 0.31681 | 0.42884 | 0.25435 | 0
[6 empty] | 6 | 1634.57 | -0.27236 | -0.37818 | -0.34946 | 0
[6 empty] | 6 | 1674.3764 | 0.31723 | 0.42889 | 0.25388 | 0
[6 empty] | 6 | 1151.2746 | 0.23534 | 0.43961 | 0.32504 | 0
[6 empty] | 6 | 1150.998 | 0.2354 | 0.43955 | 0.32504 | 0
[6 empty] | 6 | 3033.5876 | 0.4232 | -0.18779 | 0.76459 | 0
[6 empty] | 6 | 3121.9529 | 0.038151 | -0.42086 | -0.61729 | 0
[6 empty] | 6 | 3217.4496 | 0.050118 | -0.43119 | -0.61893 | 0
[6 empty] | 6 | 3834.0331 | 0.014908 | -0.22585 | -0.78906 | 0
[6 empty] | 6 | 133623.6318 | 8.9118 | 4.2353 | -14.1471 | 0
[6 empty] | 6 | 1612.0733 | -0.30236 | -0.23385 | -0.46379 | 0
[6 empty] | 6 | 1644.6025 | -0.26979 | -0.38012 | -0.3501 | 0
[6 empty] | 6 | 1417.0279 | -0.33347 | -0.33332 | -0.33321 | 0
[6 empty] | 6 | 1363.4199 | -0.34592 | -0.31854 | -0.33554 | 0
[6 empty] | 6 | 1326.6796 | -0.35691 | -0.30807 | -0.33503 | 0
[6 empty] | 6 | 5336.9542 | -0.12054 | 0.26305 | 0.85749 | 0
[6 empty] | 6 | 2521.0157 | -0.024143 | -0.32286 | -0.653 | 0
[6 empty] | 6 | 12910.8812 | 1.3869 | -0.93207 | -1.4548 | 0
[6 empty] | 6 | 12907.1338 | 1.3866 | -0.93184 | -1.4547 | 0
[6 empty] | 6 | 12925.4384 | 1.3886 | -0.93188 | -1.4567 | 0
[6 empty] | 6 | 12959.5086 | 1.3924 | -0.93542 | -1.457 | 0
[6 empty] | 6 | 16966.0532 | 1.8607 | -1.2125 | -1.6482 | 0
[6 empty] | 6 | 6471.1997 | 0.57738 | -0.74783 | 1.1704 | 0
[6 empty] | 6 | 6060.468 | 0.56127 | -0.69042 | 1.1291 | 0
[6 empty] | 6 | 6025.83 | 0.56007 | -0.68561 | 1.1255 | 0
[6 empty] | 6 | 6016.5837 | 0.55989 | -0.68437 | 1.1245 | 0
[6 empty] | 6 | 5963.1276 | 0.55918 | -0.67723 | 1.118 | 0
[6 empty] | 6 | 6313.8069 | 0.59514 | -0.73169 | 1.1365 | 0
[6 empty] | 6 | 5913.4811 | 0.55969 | -0.67089 | 1.1112 | 0
[6 empty] | 6 | 5708.1958 | 0.54616 | -0.63382 | 1.0877 | 0
[6 empty] | 6 | 5608.1948 | 0.54132 | -0.61697 | 1.0757 | 0
[6 empty] | 6 | 6039.7775 | 0.58731 | -0.69409 | 1.1068 | 0
[6 empty] | 6 | 5721.7825 | 0.57634 | -0.65001 | 1.0737 | 0
[6 empty] | 6 | 5308.2638 | 0.58229 | -0.5966 | 1.0143 | 0
[6 empty] | 6 | 4971.4299 | 0.56739 | -0.54927 | 0.98188 | 0
[6 empty] | 6 | 4970.0876 | 0.5674 | -0.5491 | 0.98169 | 0
[6 empty] | 6 | 4940.4093 | 0.56733 | -0.54505 | 0.97772 | 0
[6 empty] | 6 | 1674.9172 | 0.31728 | 0.4289 | 0.25382 | 0
[6 empty] | 6 | 4730.2742 | 0.56828 | -0.5165 | 0.94822 | 0
[6 empty] | 6 | 4717.6798 | 0.56845 | -0.5148 | 0.94635 | 0
[6 empty] | 6 | 4712.5799 | 0.56825 | -0.51395 | 0.9457 | 0
[6 empty] | 6 | 4703.0306 | 0.56762 | -0.51221 | 0.94459 | 0
[6 empty] | 6 | 1154.5288 | 0.23525 | 0.43992 | 0.32483 | 0
[6 empty] | 6 | 1152.4691 | 0.2352 | 0.43959 | 0.32521 | 0
[6 empty] | 6 | 1151.576 | 0.23529 | 0.43964 | 0.32506 | 0
[6 empty] | 6 | 1151.0107 | 0.23541 | 0.43955 | 0.32504 | 0
[6 empty] | 6 | 1156.5755 | 0.2365 | 0.4393 | 0.3242 | 0
[6 empty] | 6 | 1415.6033 | 0.29184 | 0.42257 | 0.28558 | 0
[6 empty] | 6 | 1415.4425 | 0.29182 | 0.42257 | 0.2856 | 0
[6 empty] | 6 | 3511.8854 | 0.46991 | -0.28391 | 0.81401 | 0
[6 empty] | 6 | 3233.0661 | 0.43914 | -0.22578 | 0.78664 | 0
[6 empty] | 6 | 3044.0414 | 0.42342 | -0.18937 | 0.76594 | 0
[6 empty] | 6 | 3036.4444 | 0.42317 | -0.1882 | 0.76504 | 0
[6 empty] | 6 | 3035.2333 | 0.42324 | -0.18813 | 0.76488 | 0
[6 empty] | 6 | 3033.1444 | 0.42325 | -0.18776 | 0.76451 | 0
[6 empty] | 6 | 3397.2094 | 0.59664 | 0.088018 | 0.31534 | 0
[6 empty] | 6 | 3395.8663 | 0.59648 | 0.087981 | 0.31554 | 0
[6 empty] | 6 | 1207.0661 | 0.27018 | 0.4107 | 0.31912 | 0
[6 empty] | 6 | 1207.3313 | 0.27027 | 0.41065 | 0.31908 | 0
[6 empty] | 6 | 1277.8073 | 0.26715 | 0.33359 | 0.39926 | 0
[6 empty] | 6 | 1278.2088 | 0.26734 | 0.33324 | 0.39942 | 0
[6 empty] | 6 | 1241.9791 | 0.26555 | 0.34373 | 0.39071 | 0
[6 empty] | 6 | 1247.7411 | 0.26619 | 0.34112 | 0.39268 | 0
[6 empty] | 6 | 1249.4133 | 0.26639 | 0.34044 | 0.39317 | 0
[6 empty] | 6 | 1241.8959 | 0.26591 | 0.34294 | 0.39115 | 0
[6 empty] | 6 | 1242.613 | 0.26599 | 0.34258 | 0.39143 | 0
[6 empty] | 6 | 1242.5641 | 0.26603 | 0.34252 | 0.39145 | 0
[6 empty] | 6 | 1232.9248 | 0.26695 | 0.34315 | 0.3899 | 0
[6 empty] | 6 | 1223.2973 | 0.26886 | 0.34222 | 0.38891 | 0
[6 empty] | 6 | 1221.4732 | 0.26887 | 0.34258 | 0.38854 | 0
[6 empty] | 6 | 1215.0093 | 0.26873 | 0.34426 | 0.387 | 0
[6 empty] | 6 | 1215.1757 | 0.26878 | 0.34411 | 0.38711 | 0
[6 empty] | 6 | 1215.7739 | 0.26895 | 0.34371 | 0.38734 | 0
[6 empty] | 6 | 1216.716 | 0.26903 | 0.34337 | 0.3876 | 0
[6 empty] | 6 | 2737.1245 | 0.43884 | -0.14776 | 0.70892 | 0
[6 empty] | 6 | 2736.2328 | 0.43879 | -0.1475 | 0.70872 | 0
[6 empty] | 6 | 2737.6498 | 0.4403 | -0.14842 | 0.70811 | 0
[6 empty] | 6 | 2745.1409 | 0.44155 | -0.15008 | 0.70853 | 0
[6 empty] | 6 | 2736.5372 | 0.44098 | -0.14858 | 0.70759 | 0
[6 empty] | 6 | 2720.3274 | 0.43992 | -0.14524 | 0.70532 | 0
[6 empty] | 6 | 2716.8313 | 0.43962 | -0.14444 | 0.70482 | 0
[6 empty] | 6 | 2716.5374 | 0.4396 | -0.14443 | 0.70483 | 0
[6 empty] | 6 | 2711.0696 | 0.43907 | -0.14274 | 0.70367 | 0
[6 empty] | 6 | 1416.6636 | 0.33333 | 0.33333 | 0.33333 | 0
[6 empty] | 6 | 1416.516 | 0.33328 | 0.33317 | 0.33356 | 0
[6 empty] | 6 | 7000.0128 | 8.7667e-16 | 1 | 1.1283e-15 | 0
[6 empty] | 6 | 7000.0128 | 8.8479e-16 | 1 | 1.039e-15 | 0
[6 empty] | 6 | 3127.6015 | 0.039442 | -0.421 | -0.61844 | 0
[6 empty] | 6 | 3576.5998 | 0.092531 | -0.47242 | -0.62011 | 0
[6 empty] | 6 | 3581.2599 | 0.092988 | -0.47284 | -0.62015 | 0
[6 empty] | 6 | 5999.9988 | 1.3964e-14 | -1 | 1.8115e-14 | 0
[6 empty] | 6 | 3845.6339 | 0.015485 | -0.22535 | -0.79014 | 0
[6 empty] | 6 | 10355.5581 | 0.33972 | -1.6259 | 0.28617 | 0
[6 empty] | 6 | 10415.7877 | 0.34335 | -1.6345 | 0.29118 | 0
[6 empty] | 6 | 10436.729 | 0.34487 | -1.6375 | 0.29259 | 0
[6 empty] | 6 | 2744.1074 | 0.01324 | -0.31167 | -0.70157 | 0
[6 empty] | 6 | 2742.6437 | 0.013288 | -0.31185 | -0.70144 | 0
[6 empty] | 6 | 2743.5859 | 0.013434 | -0.31184 | -0.70159 | 0
[6 empty] | 6 | 2744.9619 | 0.013639 | -0.31187 | -0.70177 | 0
[6 empty] | 6 | 109498.6923 | 7.253 | 3.4096 | -11.6627 | 0
[6 empty] | 6 | 113601.028 | 7.5375 | 3.55 | -12.0875 | 0
[6 empty] | 6 | 7736.2221 | 0.70529 | -0.56236 | -1.1429 | 0
[6 empty] | 6 | 7786.019 | 0.71198 | -0.56581 | -1.1462 | 0
[6 empty] | 6 | 8007.7821 | 0.74091 | -0.58111 | -1.1598 | 0
[6 empty] | 6 | 7000.0128 | 7.7358e-16 | 1 | 1.6478e-15 | 0
[6 empty] | 6 | 2059.4012 | -0.2132 | -0.24306 | -0.54373 | 0
[6 empty] | 6 | 1890.7705 | -0.19775 | -0.26928 | -0.53297 | 0
[6 empty] | 6 | 1886.7877 | -0.19885 | -0.26901 | -0.53214 | 0
[6 empty] | 6 | 1882.7236 | -0.19998 | -0.26906 | -0.53095 | 0
[6 empty] | 6 | 1780.7888 | -0.22856 | -0.27654 | -0.4949 | 0
[6 empty] | 6 | 1870.2383 | -0.25408 | -0.41244 | -0.33348 | 0
[6 empty] | 6 | 1984.9166 | -0.27073 | -0.42602 | -0.30325 | 0
[6 empty] | 6 | 1848.7766 | -0.27402 | -0.40747 | -0.31851 | 0
[6 empty] | 6 | 1613.0524 | -0.30208 | -0.23389 | -0.46403 | 0
[6 empty] | 6 | 1612.8236 | -0.30212 | -0.23389 | -0.46399 | 0
[6 empty] | 6 | 1644.1836 | -0.26986 | -0.38009 | -0.35005 | 0
[6 empty] | 6 | 1643.4574 | -0.26994 | -0.37998 | -0.35007 | 0
[6 empty] | 6 | 1704.29 | -0.28013 | -0.38721 | -0.33265 | 0
[6 empty] | 6 | 1661.2984 | -0.28199 | -0.38118 | -0.33684 | 0
[6 empty] | 6 | 1659.7021 | -0.28272 | -0.38081 | -0.33648 | 0
[6 empty] | 6 | 2347.8136 | -0.48692 | -0.33041 | -0.18268 | 0
[6 empty] | 6 | 2058.8532 | -0.45536 | -0.34118 | -0.20346 | 0
[6 empty] | 6 | 1420.5531 | -0.33275 | -0.33406 | -0.33319 | 0
[6 empty] | 6 | 1417.7232 | -0.33304 | -0.33355 | -0.33341 | 0
[6 empty] | 6 | 1417.7141 | -0.33318 | -0.33353 | -0.33329 | 0
[6 empty] | 6 | 1373.6195 | -0.34317 | -0.32141 | -0.33542 | 0
[6 empty] | 6 | 1694.8579 | -0.43528 | -0.32473 | -0.23999 | 0
[6 empty] | 6 | 1690.9665 | -0.4351 | -0.32451 | -0.24039 | 0
[6 empty] | 6 | 1687.5585 | -0.4349 | -0.32436 | -0.24074 | 0
[6 empty] | 6 | 1686.0769 | -0.43488 | -0.32418 | -0.24094 | 0
[6 empty] | 6 | 1685.2402 | -0.43475 | -0.32413 | -0.24112 | 0
[6 empty] | 6 | 1685.4854 | -0.4349 | -0.32406 | -0.24104 | 0
[6 empty] | 6 | 1663.7596 | -0.43283 | -0.32182 | -0.24535 | 0
[6 empty] | 6 | 1659.4255 | -0.43553 | -0.31901 | -0.24546 | 0
[6 empty] | 6 | 1326.4172 | -0.35665 | -0.30804 | -0.33531 | 0
[6 empty] | 6 | 1325.4098 | -0.35708 | -0.30773 | -0.33519 | 0
[6 empty] | 6 | 1167.9863 | -0.44733 | -0.22376 | -0.32892 | 0
[6 empty] | 6 | 1143.008 | -0.44756 | -0.21913 | -0.33332 | 0
[6 empty] | 6 | 1142.9881 | -0.44796 | -0.21872 | -0.33331 | 0
[6 empty] | 6 | 1142.5954 | -0.44793 | -0.21877 | -0.33331 | 0
[6 empty] | 6 | 1142.797 | -0.44795 | -0.21885 | -0.33321 | 0
[6 empty] | 6 | 1142.509 | -0.44792 | -0.21881 | -0.33327 | 0
[6 empty] | 6 | 5185.9128 | -0.097873 | 0.24715 | 0.85072 | 0
[6 empty] | 6 | 5189.6797 | -0.098443 | 0.24734 | 0.8511 | 0
[6 empty] | 6 | 5190.0049 | -0.098451 | 0.24737 | 0.85109 | 0
[6 empty] | 6 | 5237.0865 | -0.10182 | 0.24656 | 0.85526 | 0
[6 empty] | 6 | 5205.6593 | -0.10496 | 0.25619 | 0.84878 | 0
[6 empty] | 6 | 5198.9671 | -0.10486 | 0.25742 | 0.84744 | 0
[6 empty] | 6 | 5200.3001 | -0.1054 | 0.25803 | 0.84737 | 0
[6 empty] | 6 | 5204.7878 | -0.10601 | 0.25882 | 0.8472 | 0
[6 empty] | 6 | 5217.1989 | -0.1078 | 0.26002 | 0.84778 | 0
[6 empty] | 6 | 5268.1685 | -0.11019 | 0.2551 | 0.85509 | 0
[6 empty] | 6 | 5279.7036 | -0.11146 | 0.2557 | 0.85576 | 0
[6 empty] | 6 | 5308.7758 | -0.11572 | 0.25884 | 0.85688 | 0
[6 empty] | 6 | 5577.7466 | -0.13519 | 0.25335 | 0.88184 | 0
[6 empty] | 6 | 5841.2046 | -0.15592 | 0.25058 | 0.90534 | 0
[6 empty] | 6 | 7000.0128 | -2.492e-15 | 1 | 5.6497e-15 | 0
[6 empty] | 6 | 5999.9988 | -1.9335e-13 | -1 | -2.4609e-13 | 0
[6 empty] | 6 | 6181.0006 | -0.25609 | 0.37929 | 0.87681 | 0
[6 empty] | 6 | 6181.3716 | -0.25611 | 0.37931 | 0.8768 | 0
[6 empty] | 6 | 8716.5272 | -0.38141 | 0.22208 | 1.1593 | 0
[6 empty] | 6 | 2450.3718 | -0.14062 | -0.443 | -0.41638 | 0
[6 empty] | 6 | 2443.4309 | -0.1421 | -0.44299 | -0.41491 | 0
[6 empty] | 6 | 2753.6252 | -0.23153 | -0.17794 | -0.59053 | 0
[6 empty] | 6 | 2753.8191 | -0.23184 | -0.17767 | -0.5905 | 0
[6 empty] | 6 | 2521.4273 | -0.024023 | -0.32267 | -0.65331 | 0
[6 empty] | 7 | 1057.6366 | -0.44536 | -0.22113 | -0.33351 | 0
[6 empty] | 7 | 12330.9955 | 1.3658 | -0.92264 | -1.4432 | 0
[6 empty] | 7 | 5645.2087 | 0.54069 | -0.6216 | 1.0809 | 0
[6 empty] | 7 | 5702.857 | 0.56797 | -0.64229 | 1.0743 | 0
[6 empty] | 7 | 3134.3044 | 0.42658 | -0.20376 | 0.77718 | 0
[6 empty] | 7 | 1084.2627 | 0.23463 | 0.44034 | 0.32503 | 0
[6 empty] | 7 | 1327.5485 | 0.29146 | 0.42321 | 0.28533 | 0
[6 empty] | 7 | 1326.5503 | 0.29134 | 0.4232 | 0.28545 | 0
[6 empty] | 7 | 2893.5602 | 0.44642 | -0.17422 | 0.72781 | 0
[6 empty] | 7 | 2810.6788 | 0.44117 | -0.15892 | 0.71775 | 0
[6 empty] | 7 | 1227.3375 | 0.26611 | 0.33463 | 0.39926 | 0
[6 empty] | 7 | 1217.8754 | 0.26597 | 0.33657 | 0.39746 | 0
[6 empty] | 7 | 1426.0892 | 0.3348 | 0.33197 | 0.33323 | 0
[6 empty] | 7 | 62446.2683 | 4.0278 | 1.8125 | -6.8403 | 0
[6 empty] | 7 | 1840.4865 | -0.202 | -0.27048 | -0.52752 | 0
[6 empty] | 7 | 1839.0717 | -0.20238 | -0.27052 | -0.5271 | 0
[6 empty] | 7 | 1733.7025 | -0.44865 | -0.32138 | -0.22997 | 0
[6 empty] | 7 | 1265.6082 | -0.35629 | -0.30871 | -0.335 | 0
[6 empty] | 7 | 5051.7119 | -0.10072 | 0.25834 | 0.84239 | 0
[6 empty] | 7 | 5131.2415 | -0.107 | 0.25662 | 0.85039 | 0
[6 empty] | 7 | 12229.6726 | 1.3512 | -0.91637 | -1.4349 | 0
[6 empty] | 7 | 12375.5097 | 1.3719 | -0.92588 | -1.446 | 0
[6 empty] | 7 | 12413.32 | 1.376 | -0.92852 | -1.4475 | 0
[6 empty] | 7 | 12402.6362 | 1.3752 | -0.92662 | -1.4485 | 0
[6 empty] | 7 | 12496.2661 | 1.3855 | -0.93561 | -1.4499 | 0
[6 empty] | 7 | 12536.1724 | 1.39 | -0.93965 | -1.4503 | 0
[6 empty] | 7 | 12482.0791 | 1.3853 | -0.93119 | -1.4541 | 0
[6 empty] | 7 | 12709.3246 | 1.4129 | -0.9392 | -1.4737 | 0
[6 empty] | 7 | 33265.9661 | 3.8596 | -2.4298 | -2.4298 | 0
[6 empty] | 7 | 5792.0393 | 0.54852 | -0.64695 | 1.0984 | 0
[6 empty] | 7 | 5789.2223 | 0.5485 | -0.64659 | 1.0981 | 0
[6 empty] | 7 | 5779.6065 | 0.54834 | -0.64527 | 1.0969 | 0
[6 empty] | 7 | 5753.19 | 0.5469 | -0.64073 | 1.0938 | 0
[6 empty] | 7 | 5690.2245 | 0.54379 | -0.63013 | 1.0863 | 0
[6 empty] | 7 | 5663.2619 | 0.54237 | -0.6255 | 1.0831 | 0
[6 empty] | 7 | 5631.3479 | 0.54008 | -0.61933 | 1.0793 | 0
[6 empty] | 7 | 5591.8226 | 0.53882 | -0.61337 | 1.0746 | 0
[6 empty] | 7 | 5823.5373 | 0.57248 | -0.65909 | 1.0866 | 0
[6 empty] | 7 | 32619.1846 | 4.0007 | -2.2862 | -0.71444 | 0
[6 empty] | 7 | 4940.5412 | 0.56001 | -0.53932 | 0.97931 | 0
[6 empty] | 7 | 4910.1931 | 0.55848 | -0.53503 | 0.97655 | 0
[6 empty] | 7 | 4908.6029 | 0.55841 | -0.5348 | 0.97639 | 0
[6 empty] | 7 | 4904.0963 | 0.55826 | -0.53409 | 0.97583 | 0
[6 empty] | 7 | 4899.8047 | 0.55805 | -0.53337 | 0.97532 | 0
[6 empty] | 7 | 4887.6001 | 0.55733 | -0.53123 | 0.97391 | 0
[6 empty] | 7 | 4272.1298 | 0.52863 | -0.42193 | 0.8933 | 0
[6 empty] | 7 | 4244.3506 | 0.53065 | -0.41631 | 0.88566 | 0
[6 empty] | 7 | 4240.0874 | 0.53051 | -0.4155 | 0.88498 | 0
[6 empty] | 7 | 4172.0533 | 0.52422 | -0.4041 | 0.87988 | 0
[6 empty] | 7 | 3760.6306 | 0.48278 | -0.32856 | 0.84579 | 0
[6 empty] | 7 | 3576.8376 | 0.47048 | -0.29542 | 0.82494 | 0
[6 empty] | 7 | 3569.4963 | 0.46959 | -0.29382 | 0.82423 | 0
[6 empty] | 7 | 3142.6572 | 0.4272 | -0.20552 | 0.77832 | 0
[6 empty] | 7 | 3136.8798 | 0.42681 | -0.20441 | 0.7776 | 0
[6 empty] | 7 | 3134.9884 | 0.4267 | -0.20405 | 0.77734 | 0
[6 empty] | 7 | 1588.787 | 0.31731 | 0.42971 | 0.25298 | 0
[6 empty] | 7 | 1588.2188 | 0.31729 | 0.42967 | 0.25304 | 0
[6 empty] | 7 | 1571.0484 | 0.31565 | 0.4292 | 0.25514 | 0
[6 empty] | 7 | 1559.3421 | 0.32018 | 0.41501 | 0.26481 | 0
[6 empty] | 7 | 1559.0543 | 0.32013 | 0.41504 | 0.26482 | 0
[6 empty] | 7 | 1095.1461 | 0.23612 | 0.44032 | 0.32355 | 0
[6 empty] | 7 | 1086.123 | 0.23438 | 0.44035 | 0.32527 | 0
[6 empty] | 7 | 1085.2328 | 0.23447 | 0.44042 | 0.32512 | 0
[6 empty] | 7 | 1084.94 | 0.23453 | 0.44047 | 0.32501 | 0
[6 empty] | 7 | 1084.4781 | 0.23457 | 0.44041 | 0.32502 | 0
[6 empty] | 7 | 1084.4507 | 0.23458 | 0.4404 | 0.32502 | 0
[6 empty] | 7 | 1084.3103 | 0.23461 | 0.44036 | 0.32502 | 0
[6 empty] | 7 | 1337.0046 | 0.29244 | 0.42341 | 0.28414 | 0
[6 empty] | 7 | 3160.779 | 0.60429 | 0.081496 | 0.31421 | 0
[6 empty] | 7 | 3158.6936 | 0.60398 | 0.08175 | 0.31427 | 0
[6 empty] | 7 | 3152.1258 | 0.6031 | 0.082195 | 0.31471 | 0
[6 empty] | 7 | 3152.0774 | 0.60314 | 0.081875 | 0.31498 | 0
[6 empty] | 7 | 3150.4157 | 0.6029 | 0.082146 | 0.31495 | 0
[6 empty] | 7 | 2861.5808 | 0.44425 | -0.16847 | 0.72423 | 0
[6 empty] | 7 | 2857.4155 | 0.444 | -0.16778 | 0.72379 | 0
[6 empty] | 7 | 2827.0145 | 0.44051 | -0.16154 | 0.72103 | 0
[6 empty] | 7 | 2835.6052 | 0.44235 | -0.16382 | 0.72147 | 0
[6 empty] | 7 | 2818.7731 | 0.44071 | -0.16022 | 0.71951 | 0
[6 empty] | 7 | 2823.9342 | 0.44162 | -0.16161 | 0.71999 | 0
[6 empty] | 7 | 2811.765 | 0.44164 | -0.15821 | 0.71657 | 0
[6 empty] | 7 | 2810.0482 | 0.44105 | -0.15888 | 0.71783 | 0
[6 empty] | 7 | 2809.3361 | 0.44094 | -0.15862 | 0.71767 | 0
[6 empty] | 7 | 2810.2361 | 0.4411 | -0.15889 | 0.7178 | 0
[6 empty] | 7 | 1120.1809 | 0.26967 | 0.41131 | 0.31902 | 0
[6 empty] | 7 | 1120.2411 | 0.26969 | 0.41131 | 0.31901 | 0
[6 empty] | 7 | 1187.6679 | 0.26322 | 0.34835 | 0.38842 | 0
[6 empty] | 7 | 1520.7881 | 0.30505 | 0.23584 | 0.45911 | 0
[6 empty] | 7 | 1198.3636 | 0.2655 | 0.34086 | 0.39364 | 0
[6 empty] | 7 | 1197.523 | 0.26543 | 0.34114 | 0.39344 | 0
[6 empty] | 7 | 1194.5371 | 0.26534 | 0.34187 | 0.39279 | 0
[6 empty] | 7 | 1192.1645 | 0.2652 | 0.34275 | 0.39205 | 0
[6 empty] | 7 | 1193.6492 | 0.26538 | 0.342 | 0.39262 | 0
[6 empty] | 7 | 1181.8121 | 0.26701 | 0.34219 | 0.3908 | 0
[6 empty] | 7 | 1177.5466 | 0.26697 | 0.34312 | 0.38991 | 0
[6 empty] | 7 | 1168.0204 | 0.26784 | 0.34397 | 0.38819 | 0
[6 empty] | 7 | 1168.5588 | 0.2679 | 0.34369 | 0.38841 | 0
[6 empty] | 7 | 1168.5386 | 0.2679 | 0.34369 | 0.38841 | 0
[6 empty] | 7 | 1168.3975 | 0.26789 | 0.34375 | 0.38836 | 0
[6 empty] | 7 | 1412.0965 | 0.33119 | 0.33794 | 0.33087 | 0
[6 empty] | 7 | 1445.5345 | 0.33754 | 0.33016 | 0.33229 | 0
[6 empty] | 7 | 1426.0523 | 0.33479 | 0.33197 | 0.33323 | 0
[6 empty] | 7 | 1414.0762 | 0.33278 | 0.33401 | 0.33321 | 0
[6 empty] | 7 | 1416.9019 | 0.33335 | 0.33325 | 0.3334 | 0
[6 empty] | 7 | 1416.4103 | 0.33327 | 0.33334 | 0.33339 | 0
[6 empty] | 7 | 6999.9802 | 1.1319e-15 | 1 | 7.0272e-16 | 0
[6 empty] | 7 | 2734.9703 | 0.0057089 | -0.31199 | -0.69372 | 0
[6 empty] | 7 | 3818.9617 | 0.0088956 | -0.22803 | -0.78087 | 0
[6 empty] | 7 | 3779.9015 | 9.1748e-15 | -0.22606 | -0.77394 | 0
[6 empty] | 7 | 2742.9928 | 0.0075657 | -0.31241 | -0.69515 | 0
[6 empty] | 7 | 2743.6697 | 0.0076863 | -0.31243 | -0.69526 | 0
[6 empty] | 7 | 2747.8306 | 0.0079362 | -0.31224 | -0.6957 | 0
[6 empty] | 7 | 2747.1887 | 0.0082603 | -0.31267 | -0.69559 | 0
[6 empty] | 7 | 2754.7062 | 0.0093843 | -0.31309 | -0.69629 | 0
[6 empty] | 7 | 6000.015 | 2.2563e-16 | -1 | 3.4795e-16 | 0
[6 empty] | 7 | 66605.115 | 4.3037 | 1.963 | -7.2667 | 0
[6 empty] | 7 | 63773.5165 | 4.1206 | 1.8582 | -6.9787 | 0
[6 empty] | 7 | 9262.5482 | 0.60333 | -1.1049 | 1.5015 | 0
[6 empty] | 7 | 7512.2198 | 0.70674 | -0.56381 | -1.1429 | 0
[6 empty] | 7 | 1993.4753 | -0.21503 | -0.24452 | -0.54045 | 0
[6 empty] | 7 | 1841.4901 | -0.20174 | -0.27054 | -0.52772 | 0
[6 empty] | 7 | 1834.3895 | -0.204 | -0.2698 | -0.5262 | 0
[6 empty] | 7 | 1958.3401 | -0.24531 | -0.4244 | -0.33029 | 0
[6 empty] | 7 | 1954.5954 | -0.24624 | -0.42457 | -0.3292 | 0
[6 empty] | 7 | 1544.2079 | -0.30258 | -0.23534 | -0.46209 | 0
[6 empty] | 7 | 1537.2712 | -0.30242 | -0.23598 | -0.4616 | 0
[6 empty] | 7 | 1536.1433 | -0.30277 | -0.23589 | -0.46134 | 0
[6 empty] | 7 | 1628.6635 | -0.28283 | -0.38071 | -0.33645 | 0
[6 empty] | 7 | 1627.9967 | -0.2829 | -0.38062 | -0.33648 | 0
[6 empty] | 7 | 1625.45 | -0.28316 | -0.38024 | -0.3366 | 0
[6 empty] | 7 | 1624.6122 | -0.28324 | -0.38011 | -0.33665 | 0
[6 empty] | 7 | 1329.9385 | -0.35434 | -0.2491 | -0.39656 | 0
[6 empty] | 7 | 1898.2491 | -0.45175 | -0.33934 | -0.20891 | 0
[6 empty] | 7 | 1890.3496 | -0.45101 | -0.33938 | -0.2096 | 0
[6 empty] | 7 | 1795.8118 | -0.4497 | -0.32885 | -0.22146 | 0
[6 empty] | 7 | 1314.5674 | -0.34359 | -0.32104 | -0.33536 | 0
[6 empty] | 7 | 1793.0204 | -0.44943 | -0.32888 | -0.22169 | 0
[6 empty] | 7 | 1313.5745 | -0.34385 | -0.32084 | -0.33531 | 0
[6 empty] | 7 | 1698.1231 | -0.44656 | -0.31962 | -0.23382 | 0
[6 empty] | 7 | 1265.8395 | -0.35613 | -0.30837 | -0.3355 | 0
[6 empty] | 7 | 1266.1333 | -0.35607 | -0.30887 | -0.33506 | 0
[6 empty] | 7 | 1624.5055 | -0.43576 | -0.32682 | -0.23742 | 0
[6 empty] | 7 | 1608.2945 | -0.43496 | -0.32587 | -0.23918 | 0
[6 empty] | 7 | 1599.1451 | -0.43227 | -0.3278 | -0.23993 | 0
[6 empty] | 7 | 1256.4706 | -0.35994 | -0.30437 | -0.33569 | 0
[6 empty] | 7 | 1591.3406 | -0.43334 | -0.32574 | -0.24092 | 0
[6 empty] | 7 | 1589.126 | -0.43353 | -0.32527 | -0.2412 | 0
[6 empty] | 7 | 1590.0407 | -0.43386 | -0.32501 | -0.24113 | 0
[6 empty] | 7 | 1583.292 | -0.43188 | -0.32623 | -0.24189 | 0
[6 empty] | 7 | 1581.815 | -0.4321 | -0.32588 | -0.24203 | 0
[6 empty] | 7 | 1580.7327 | -0.43198 | -0.32584 | -0.24218 | 0
[6 empty] | 7 | 1580.6983 | -0.43198 | -0.32584 | -0.24218 | 0
[6 empty] | 7 | 1585.2008 | -0.43406 | -0.32396 | -0.24199 | 0
[6 empty] | 7 | 1569.2906 | -0.43065 | -0.32488 | -0.24448 | 0
[6 empty] | 7 | 1567.0923 | -0.4311 | -0.32439 | -0.24451 | 0
[6 empty] | 7 | 1545.7837 | -0.42893 | -0.32246 | -0.24861 | 0
[6 empty] | 7 | 1545.7795 | -0.42893 | -0.32245 | -0.24861 | 0
[6 empty] | 7 | 1546.4807 | -0.42929 | -0.3224 | -0.24831 | 0
[6 empty] | 7 | 1136.4136 | -0.44121 | -0.24011 | -0.31868 | 0
[6 empty] | 7 | 1111.9593 | -0.44495 | -0.23161 | -0.32344 | 0
[6 empty] | 7 | 1054.2247 | -0.44277 | -0.22293 | -0.3343 | 0
[6 empty] | 7 | 1058.5151 | -0.44544 | -0.22102 | -0.33354 | 0
[6 empty] | 7 | 1057.6315 | -0.44536 | -0.22112 | -0.33352 | 0
[6 empty] | 7 | 1060.5053 | -0.44601 | -0.22173 | -0.33226 | 0
[6 empty] | 7 | 1060.3706 | -0.44599 | -0.22169 | -0.33232 | 0
[6 empty] | 7 | 1060.2052 | -0.44598 | -0.22172 | -0.3323 | 0
[6 empty] | 7 | 1060.047 | -0.44595 | -0.22172 | -0.33232 | 0
[6 empty] | 7 | 1052.699 | -0.44341 | -0.22243 | -0.33416 | 0
[6 empty] | 7 | 1059.055 | -0.44577 | -0.22179 | -0.33244 | 0
[6 empty] | 7 | 1055.6016 | -0.44499 | -0.22141 | -0.3336 | 0
[6 empty] | 7 | 1057.1932 | -0.44545 | -0.22162 | -0.33292 | 0
[6 empty] | 7 | 1051.9399 | -0.44376 | -0.22213 | -0.33411 | 0
[6 empty] | 7 | 1051.8912 | -0.44376 | -0.22218 | -0.33407 | 0
[6 empty] | 7 | 1052.9943 | -0.44425 | -0.22187 | -0.33387 | 0
[6 empty] | 7 | 1052.7787 | -0.44352 | -0.22339 | -0.33309 | 0
[6 empty] | 7 | 1054.1886 | -0.44431 | -0.22283 | -0.33286 | 0
[6 empty] | 7 | 1051.8244 | -0.44382 | -0.22236 | -0.33382 | 0
[6 empty] | 7 | 1053.8751 | -0.44475 | -0.22182 | -0.33342 | 0
[6 empty] | 7 | 1054.2103 | -0.4449 | -0.22198 | -0.33312 | 0
[6 empty] | 7 | 1052.1614 | -0.44376 | -0.22304 | -0.3332 | 0
[6 empty] | 7 | 1053.8003 | -0.44481 | -0.22201 | -0.33317 | 0
[6 empty] | 7 | 1053.7378 | -0.44479 | -0.22204 | -0.33318 | 0
[6 empty] | 7 | 1052.8284 | -0.44415 | -0.22276 | -0.33309 | 0
[6 empty] | 7 | 6000.015 | -5.2424e-16 | -1 | -6.9384e-16 | 0
[6 empty] | 7 | 5057.543 | -0.095502 | 0.24877 | 0.84673 | 0
[6 empty] | 7 | 5057.8899 | -0.095981 | 0.24927 | 0.84671 | 0
[6 empty] | 7 | 5058.4422 | -0.095996 | 0.24931 | 0.84669 | 0
[6 empty] | 7 | 5055.1023 | -0.10029 | 0.25703 | 0.84326 | 0
[6 empty] | 7 | 5052.9419 | -0.10026 | 0.25742 | 0.84284 | 0
[6 empty] | 7 | 6999.9802 | -1.7057e-15 | 1 | -2.9476e-15 | 0
[6 empty] | 7 | 5066.958 | -0.10295 | 0.26018 | 0.84277 | 0
[6 empty] | 7 | 5115.4526 | -0.10524 | 0.25578 | 0.84946 | 0
[6 empty] | 7 | 5099.9561 | -0.10846 | 0.26501 | 0.84345 | 0
[6 empty] | 7 | 5184.8631 | -0.11546 | 0.26303 | 0.85244 | 0
[6 empty] | 7 | 5189.4651 | -0.11656 | 0.26429 | 0.85226 | 0
[6 empty] | 7 | 5941.4811 | -0.24496 | 0.37867 | 0.86629 | 0
[6 empty] | 7 | 5952.6693 | -0.24597 | 0.37881 | 0.86716 | 0
[6 empty] | 7 | 6999.9802 | -4.1896e-15 | 1 | -1.1005e-14 | 0
[6 empty] | 7 | 2677.0636 | -0.23335 | -0.17995 | -0.5867 | 0
[6 empty] | 7 | 2676.6141 | -0.2336 | -0.17992 | -0.58648 | 0
[6 empty] | 7 | 6999.9802 | -7.2158e-16 | 1 | -7.3259e-16 | 0
[6 empty] | 8 | 11869.932 | 1.3613 | -0.88543 | -1.4758 | 0
[6 empty] | 8 | 11917.4907 | 1.3676 | -0.88793 | -1.4796 | 0
[6 empty] | 8 | 3604.6407 | 0.015622 | -0.22494 | -0.79068 | 0
[6 empty] | 8 | 1792.2722 | -0.18731 | -0.26642 | -0.54627 | 0
[6 empty] | 8 | 1259.0978 | -0.38091 | -0.32603 | -0.29306 | 0
[6 empty] | 8 | 1102.4753 | -0.45791 | -0.21482 | -0.32727 | 0
[6 empty] | 8 | 861.1916 | -0.38757 | -0.27383 | -0.3386 | 0
[6 empty] | 8 | 882.6576 | -0.39661 | -0.26441 | -0.33898 | 0
[6 empty] | 8 | 867.0091 | -0.39212 | -0.26937 | -0.33852 | 0
[6 empty] | 8 | 858.4651 | -0.38936 | -0.272 | -0.33865 | 0
[6 empty] | 8 | 5999.9845 | -1.194e-15 | -1 | -1.9077e-15 | 0
[6 empty] | 8 | 7503.1871 | 0.70552 | -0.54215 | -1.1634 | 0
[6 empty] | 8 | 11824.2378 | 1.355 | -0.88305 | -1.472 | 0
[6 empty] | 8 | 11860.4225 | 1.3599 | -0.88471 | -1.4752 | 0
[6 empty] | 8 | 11872.9926 | 1.3617 | -0.88566 | -1.476 | 0
[6 empty] | 8 | 11885.9852 | 1.3635 | -0.88664 | -1.4769 | 0
[6 empty] | 8 | 1419.7675 | 0.18536 | 0.49661 | 0.31802 | 0
[6 empty] | 8 | 1570.6673 | 0.25105 | 0.34763 | 0.40132 | 0
[6 empty] | 8 | 1570.6983 | 0.25106 | 0.34761 | 0.40133 | 0
[6 empty] | 8 | 1570.5276 | 0.25113 | 0.3476 | 0.40127 | 0
[6 empty] | 8 | 1527.0472 | 0.25126 | 0.35919 | 0.38954 | 0
[6 empty] | 8 | 1914.1175 | 0.31279 | 0.46604 | 0.22117 | 0
[6 empty] | 8 | 1912.4845 | 0.31254 | 0.46615 | 0.22132 | 0
[6 empty] | 8 | 1908.1629 | 0.3121 | 0.46605 | 0.22185 | 0
[6 empty] | 8 | 1230.131 | 0.20565 | 0.47474 | 0.31962 | 0
[6 empty] | 8 | 1225.308 | 0.20617 | 0.47418 | 0.31965 | 0
[6 empty] | 8 | 1225.2671 | 0.20618 | 0.47417 | 0.31965 | 0
[6 empty] | 8 | 1224.861 | 0.20622 | 0.47411 | 0.31967 | 0
[6 empty] | 8 | 1224.7918 | 0.20629 | 0.47402 | 0.31969 | 0
[6 empty] | 8 | 1224.7001 | 0.20627 | 0.47407 | 0.31967 | 0
[6 empty] | 8 | 1224.7033 | 0.20642 | 0.47397 | 0.3196 | 0
[6 empty] | 8 | 1226.8086 | 0.20684 | 0.47389 | 0.31927 | 0
[6 empty] | 8 | 3096.7691 | 0.60064 | 0.077167 | 0.32219 | 0
[6 empty] | 8 | 3094.4218 | 0.60035 | 0.077113 | 0.32253 | 0
[6 empty] | 8 | 1858.0625 | 0.31945 | 0.44514 | 0.23541 | 0
[6 empty] | 8 | 1848.8953 | 0.319 | 0.44417 | 0.23682 | 0
[6 empty] | 8 | 1547.287 | 0.27885 | 0.45333 | 0.26782 | 0
[6 empty] | 8 | 1546.9344 | 0.27881 | 0.45332 | 0.26786 | 0
[6 empty] | 8 | 1548.1572 | 0.27921 | 0.45292 | 0.26787 | 0
[6 empty] | 8 | 1263.7775 | 0.24524 | 0.43446 | 0.3203 | 0
[6 empty] | 8 | 1270.7804 | 0.25256 | 0.42716 | 0.32028 | 0
[6 empty] | 8 | 1271.1302 | 0.25271 | 0.42695 | 0.32034 | 0
[6 empty] | 8 | 1253.7989 | 0.25247 | 0.43419 | 0.31334 | 0
[6 empty] | 8 | 1254.0796 | 0.25264 | 0.43397 | 0.31339 | 0
[6 empty] | 8 | 1417.9828 | 0.33279 | 0.33453 | 0.33268 | 0
[6 empty] | 8 | 1418.3582 | 0.33359 | 0.33313 | 0.33329 | 0
[6 empty] | 8 | 1418.1313 | 0.33357 | 0.33311 | 0.33332 | 0
[6 empty] | 8 | 1418.1275 | 0.33357 | 0.33311 | 0.33332 | 0
[6 empty] | 8 | 1416.0591 | 0.33303 | 0.33371 | 0.33326 | 0
[6 empty] | 8 | 1416.3237 | 0.33314 | 0.33355 | 0.3333 | 0
[6 empty] | 8 | 1416.9302 | 0.33334 | 0.33328 | 0.33337 | 0
[6 empty] | 8 | 1416.7355 | 0.3333 | 0.33334 | 0.33336 | 0
[6 empty] | 8 | 1416.6309 | 0.33326 | 0.33339 | 0.33335 | 0
[6 empty] | 8 | 7000.0155 | 1.1393e-15 | 1 | 1.114e-15 | 0
[6 empty] | 8 | 5999.9845 | 1.3474e-16 | -1 | 2.0545e-16 | 0
[6 empty] | 8 | 7000.0155 | 1.709e-15 | 1 | 2.5382e-15 | 0
[6 empty] | 8 | 2601.4173 | 0.01044 | -0.30431 | -0.70613 | 0
[6 empty] | 8 | 2604.2993 | 0.011045 | -0.30412 | -0.70693 | 0
[6 empty] | 8 | 2605.622 | 0.01128 | -0.3041 | -0.70718 | 0
[6 empty] | 8 | 2606.7163 | 0.011468 | -0.3041 | -0.70736 | 0
[6 empty] | 8 | 10141.3601 | 0.47502 | 0.05843 | -1.5334 | 0
[6 empty] | 8 | 10363.392 | 0.48635 | 0.06989 | -1.5562 | 0
[6 empty] | 8 | 10197.7015 | 0.47853 | 0.061057 | -1.5396 | 0
[6 empty] | 8 | 10310.5301 | 0.48559 | 0.066299 | -1.5519 | 0
[6 empty] | 8 | 10354.5476 | 0.48856 | 0.0682 | -1.5568 | 0
[6 empty] | 8 | 2619.9961 | 0.013447 | -0.30486 | -0.70858 | 0
[6 empty] | 8 | 2650.3234 | 0.014086 | -0.30192 | -0.71217 | 0
[6 empty] | 8 | 4847.1269 | 0.4778 | -0.29495 | 0.81715 | 0
[6 empty] | 8 | 4831.1756 | 0.47839 | -0.29398 | 0.81559 | 0
[6 empty] | 8 | 4826.8068 | 0.47796 | -0.29317 | 0.81521 | 0
[6 empty] | 8 | 4812.2044 | 0.4776 | -0.29175 | 0.81415 | 0
[6 empty] | 8 | 4811.3129 | 0.47751 | -0.29169 | 0.81418 | 0
[6 empty] | 8 | 4808.4815 | 0.47722 | -0.29098 | 0.81375 | 0
[6 empty] | 8 | 4808.1619 | 0.47718 | -0.29095 | 0.81377 | 0
[6 empty] | 8 | 1802.5232 | -0.18672 | -0.26589 | -0.54739 | 0
[6 empty] | 8 | 1791.5234 | -0.18776 | -0.26625 | -0.546 | 0
[6 empty] | 8 | 1790.286 | -0.18822 | -0.26613 | -0.54565 | 0
[6 empty] | 8 | 1467.4534 | -0.23141 | -0.2847 | -0.48388 | 0
[6 empty] | 8 | 1467.0053 | -0.23155 | -0.28466 | -0.48379 | 0
[6 empty] | 8 | 1382.6769 | -0.2565 | -0.41373 | -0.32977 | 0
[6 empty] | 8 | 1382.2529 | -0.25655 | -0.41367 | -0.32979 | 0
[6 empty] | 8 | 1422.5182 | -0.2408 | -0.28788 | -0.47132 | 0
[6 empty] | 8 | 1624.4299 | -0.29553 | -0.23041 | -0.47406 | 0
[6 empty] | 8 | 1620.975 | -0.29722 | -0.22993 | -0.47285 | 0
[6 empty] | 8 | 2104.8476 | -0.45453 | -0.32816 | -0.21731 | 0
[6 empty] | 8 | 2089.7344 | -0.45364 | -0.3278 | -0.21856 | 0
[6 empty] | 8 | 1092.47 | -0.30762 | -0.35816 | -0.33422 | 0
[6 empty] | 8 | 1091.178 | -0.30769 | -0.358 | -0.33431 | 0
[6 empty] | 8 | 1089.7053 | -0.30795 | -0.3577 | -0.33436 | 0
[6 empty] | 8 | 1259.4066 | -0.38083 | -0.32613 | -0.29304 | 0
[6 empty] | 8 | 1060.424 | -0.33049 | -0.28788 | -0.38163 | 0
[6 empty] | 8 | 983.1138 | -0.3325 | -0.31999 | -0.34751 | 0
[6 empty] | 8 | 942.9463 | -0.34088 | -0.323 | -0.33612 | 0
[6 empty] | 8 | 942.7142 | -0.34098 | -0.32291 | -0.33611 | 0
[6 empty] | 8 | 1103.1511 | -0.45804 | -0.21472 | -0.32724 | 0
[6 empty] | 8 | 1102.8261 | -0.458 | -0.21474 | -0.32726 | 0
[6 empty] | 8 | 1102.6394 | -0.45796 | -0.21477 | -0.32727 | 0
[6 empty] | 8 | 1074.933 | -0.4536 | -0.21328 | -0.33312 | 0
[6 empty] | 8 | 1072.554 | -0.4532 | -0.21324 | -0.33356 | 0
[6 empty] | 8 | 1076.0099 | -0.45173 | -0.20889 | -0.33938 | 0
[6 empty] | 8 | 1076.0013 | -0.45173 | -0.20889 | -0.33939 | 0
[6 empty] | 8 | 1075.7239 | -0.45172 | -0.20897 | -0.33931 | 0
[6 empty] | 8 | 1043.5572 | -0.44712 | -0.21697 | -0.33591 | 0
[6 empty] | 8 | 1043.3941 | -0.44714 | -0.21709 | -0.33576 | 0
[6 empty] | 8 | 1043.315 | -0.44713 | -0.2171 | -0.33577 | 0
[6 empty] | 8 | 1029.0717 | -0.43819 | -0.21787 | -0.34393 | 0
[6 empty] | 8 | 1029.6035 | -0.43845 | -0.21773 | -0.34382 | 0
[6 empty] | 8 | 1029.6009 | -0.43845 | -0.21773 | -0.34382 | 0
[6 empty] | 8 | 1025.1492 | -0.4366 | -0.219 | -0.3444 | 0
[6 empty] | 8 | 1021.6201 | -0.4404 | -0.22345 | -0.33615 | 0
[6 empty] | 8 | 1008.2659 | -0.43261 | -0.22457 | -0.34282 | 0
[6 empty] | 8 | 1004.3202 | -0.43182 | -0.22606 | -0.34213 | 0
[6 empty] | 8 | 860.5474 | -0.39006 | -0.27136 | -0.33858 | 0
[6 empty] | 8 | 858.3044 | -0.38927 | -0.27204 | -0.33869 | 0
[6 empty] | 8 | 858.2875 | -0.38928 | -0.27204 | -0.33868 | 0
[6 empty] | 8 | 5622.5522 | -0.12501 | 0.25369 | 0.87132 | 0
[6 empty] | 8 | 5622.466 | -0.125 | 0.25368 | 0.87132 | 0
[6 empty] | 8 | 6114.1255 | -0.25349 | 0.36967 | 0.88382 | 0
[6 empty] | 8 | 7000.0155 | -2.5698e-17 | 1 | -3.8737e-16 | 0
[6 empty] | 8 | 5057.5412 | -0.2202 | -0.0085967 | -0.7712 | 0
[6 empty] | 9 | 11299.8324 | 1.2792 | -0.85929 | -1.4199 | 0
[6 empty] | 9 | 2924.0594 | 0.60303 | 0.07499 | 0.32198 | 0
[6 empty] | 9 | 1754.5786 | 0.32069 | 0.43412 | 0.24519 | 0
[6 empty] | 9 | 1207.7432 | 0.25864 | 0.41995 | 0.32141 | 0
[6 empty] | 9 | 1416.6678 | 0.33333 | 0.33333 | 0.33333 | 0
[6 empty] | 9 | 12985.3317 | 0.60902 | 0.12564 | -1.7347 | 0
[6 empty] | 9 | 1902.9236 | -0.18947 | -0.26761 | -0.54292 | 0
[6 empty] | 9 | 1071.7136 | -0.45087 | -0.20859 | -0.34054 | 0
[6 empty] | 9 | 857.5407 | -0.38902 | -0.27239 | -0.33859 | 0
[6 empty] | 9 | 5161.7928 | -0.11728 | 0.25539 | 0.86189 | 0
[6 empty] | 9 | 3157.8138 | -0.097377 | -0.22182 | -0.6808 | 0
[6 empty] | 9 | 5586.8761 | -0.23704 | 0.36859 | 0.86845 | 0
[6 empty] | 9 | 7396.1396 | 0.67856 | -0.53716 | -1.1414 | 0
[6 empty] | 9 | 11236.5095 | 1.2695 | -0.85656 | -1.4129 | 0
[6 empty] | 9 | 11333.7058 | 1.284 | -0.86088 | -1.4232 | 0
[6 empty] | 9 | 11341.7803 | 1.2852 | -0.86151 | -1.4237 | 0
[6 empty] | 9 | 11354.9151 | 1.2871 | -0.86253 | -1.4246 | 0
[6 empty] | 9 | 11364.176 | 1.2884 | -0.86326 | -1.4252 | 0
[6 empty] | 9 | 11611.2097 | 1.3192 | -0.87198 | -1.4472 | 0
[6 empty] | 9 | 1456.3792 | 0.25708 | 0.34655 | 0.39636 | 0
[6 empty] | 9 | 1455.7928 | 0.25696 | 0.34677 | 0.39628 | 0
[6 empty] | 9 | 1453.9055 | 0.25679 | 0.34738 | 0.39582 | 0
[6 empty] | 9 | 1811.5369 | 0.31442 | 0.45337 | 0.23222 | 0
[6 empty] | 9 | 1809.487 | 0.31424 | 0.45331 | 0.23244 | 0
[6 empty] | 9 | 1808.7432 | 0.31419 | 0.45328 | 0.23253 | 0
[6 empty] | 9 | 2924.3879 | 0.60268 | 0.07474 | 0.32258 | 0
[6 empty] | 9 | 2863.7715 | 0.59215 | 0.085226 | 0.32262 | 0
[6 empty] | 9 | 2863.8236 | 0.5923 | 0.085216 | 0.32249 | 0
[6 empty] | 9 | 1186.6977 | 0.21684 | 0.46218 | 0.32098 | 0
[6 empty] | 9 | 1185.9677 | 0.21727 | 0.46201 | 0.32071 | 0
[6 empty] | 9 | 1183.6373 | 0.21733 | 0.46181 | 0.32087 | 0
[6 empty] | 9 | 1181.9538 | 0.21741 | 0.46163 | 0.32095 | 0
[6 empty] | 9 | 1181.5485 | 0.21739 | 0.4616 | 0.32101 | 0
[6 empty] | 9 | 1181.4523 | 0.2174 | 0.46158 | 0.32103 | 0
[6 empty] | 9 | 1186.0023 | 0.2182 | 0.46149 | 0.32032 | 0
[6 empty] | 9 | 1181.2362 | 0.21754 | 0.46139 | 0.32107 | 0
[6 empty] | 9 | 1181.1889 | 0.21752 | 0.46143 | 0.32105 | 0
[6 empty] | 9 | 1752.6478 | 0.32033 | 0.43438 | 0.24529 | 0
[6 empty] | 9 | 1479.0458 | 0.284 | 0.44277 | 0.27323 | 0
[6 empty] | 9 | 1477.3417 | 0.28382 | 0.44274 | 0.27344 | 0
[6 empty] | 9 | 1469.6744 | 0.28317 | 0.44225 | 0.27457 | 0
[6 empty] | 9 | 1207.8097 | 0.2586 | 0.41994 | 0.32145 | 0
[6 empty] | 9 | 1195.0414 | 0.25879 | 0.42607 | 0.31514 | 0
[6 empty] | 9 | 1195.3898 | 0.25899 | 0.42594 | 0.31508 | 0
[6 empty] | 9 | 1418.3596 | 0.33343 | 0.33292 | 0.33365 | 0
[6 empty] | 9 | 1417.2769 | 0.33332 | 0.33316 | 0.33352 | 0
[6 empty] | 9 | 3760.5234 | 0.0040348 | -0.22905 | -0.77498 | 0
[6 empty] | 9 | 2797.8997 | 0.0030455 | -0.30477 | -0.69828 | 0
[6 empty] | 9 | 2799.527 | 0.0033219 | -0.30476 | -0.69856 | 0
[6 empty] | 9 | 2799.7979 | 0.003368 | -0.30477 | -0.6986 | 0
[6 empty] | 9 | 2800.2167 | 0.0034373 | -0.30477 | -0.69867 | 0
[6 empty] | 9 | 2804.0124 | 0.0036255 | -0.30458 | -0.69905 | 0
[6 empty] | 9 | 6999.9888 | 2.7318e-15 | 1 | 1.169e-14 | 0
[6 empty] | 9 | 12863.8602 | 0.60226 | 0.12024 | -1.7225 | 0
[6 empty] | 9 | 13026.4626 | 0.61202 | 0.1271 | -1.7391 | 0
[6 empty] | 9 | 6999.9888 | 3.71e-18 | 1 | -3.87e-17 | 0
[6 empty] | 9 | 3749.7716 | 0.0025104 | -0.22906 | -0.77345 | 0
[6 empty] | 9 | 3750.1755 | 2.577e-16 | -0.22766 | -0.77234 | 0
[6 empty] | 9 | 4608.7165 | 0.48369 | -0.31473 | 0.83104 | 0
[6 empty] | 9 | 4576.515 | 0.4836 | -0.31144 | 0.82783 | 0
[6 empty] | 9 | 4562.3703 | 0.48271 | -0.30941 | 0.82671 | 0
[6 empty] | 9 | 4562.3245 | 0.4827 | -0.30941 | 0.82671 | 0
[6 empty] | 9 | 4559.5982 | 0.48295 | -0.30922 | 0.82627 | 0
[6 empty] | 9 | 4559.4596 | 0.48294 | -0.30921 | 0.82627 | 0
[6 empty] | 9 | 4556.3282 | 0.48258 | -0.30843 | 0.82586 | 0
[6 empty] | 9 | 1888.5424 | -0.19082 | -0.26799 | -0.54119 | 0
[6 empty] | 9 | 1887.4336 | -0.19104 | -0.26797 | -0.54099 | 0
[6 empty] | 9 | 1887.3668 | -0.19105 | -0.26797 | -0.54098 | 0
[6 empty] | 9 | 8591.5635 | -1.1596 | 0.62385 | -0.46421 | 0
[6 empty] | 9 | 1572.6271 | -0.26038 | -0.42221 | -0.31741 | 0
[6 empty] | 9 | 1551.4807 | -0.23307 | -0.28518 | -0.48175 | 0
[6 empty] | 9 | 1550.9006 | -0.23307 | -0.28529 | -0.48164 | 0
[6 empty] | 9 | 1550.5382 | -0.23313 | -0.2853 | -0.48157 | 0
[6 empty] | 9 | 1998.2327 | -0.45619 | -0.32878 | -0.21503 | 0
[6 empty] | 9 | 1996.9904 | -0.456 | -0.32887 | -0.21513 | 0
[6 empty] | 9 | 1069.4261 | -0.3067 | -0.35919 | -0.33411 | 0
[6 empty] | 9 | 1066.8901 | -0.30678 | -0.35885 | -0.33437 | 0
[6 empty] | 9 | 1066.2594 | -0.30687 | -0.35877 | -0.33436 | 0
[6 empty] | 9 | 1065.759 | -0.30692 | -0.35869 | -0.33439 | 0
[6 empty] | 9 | 1216.6258 | -0.38032 | -0.32623 | -0.29345 | 0
[6 empty] | 9 | 1216.4907 | -0.3804 | -0.32614 | -0.29346 | 0
[6 empty] | 9 | 1029.6441 | -0.3405 | -0.28438 | -0.37512 | 0
[6 empty] | 9 | 926.9827 | -0.34073 | -0.32264 | -0.33663 | 0
[6 empty] | 9 | 925.2587 | -0.341 | -0.32286 | -0.33614 | 0
[6 empty] | 9 | 925.1611 | -0.34105 | -0.32282 | -0.33613 | 0
[6 empty] | 9 | 1114.4505 | -0.46093 | -0.21639 | -0.32268 | 0
[6 empty] | 9 | 1113.9876 | -0.46088 | -0.21639 | -0.32273 | 0
[6 empty] | 9 | 1113.7916 | -0.46086 | -0.21636 | -0.32277 | 0
[6 empty] | 9 | 1110.0104 | -0.46026 | -0.21631 | -0.32343 | 0
[6 empty] | 9 | 1108.0437 | -0.45991 | -0.21622 | -0.32386 | 0
[6 empty] | 9 | 1084.3432 | -0.45219 | -0.20715 | -0.34066 | 0
[6 empty] | 9 | 1067.2067 | -0.45272 | -0.21475 | -0.33253 | 0
[6 empty] | 9 | 1071.2772 | -0.45122 | -0.20945 | -0.33933 | 0
[6 empty] | 9 | 1071.8073 | -0.4509 | -0.20857 | -0.34053 | 0
[6 empty] | 9 | 1071.5656 | -0.45089 | -0.20863 | -0.34048 | 0
[6 empty] | 9 | 1064.0995 | -0.44974 | -0.21034 | -0.33992 | 0
[6 empty] | 9 | 1030.1274 | -0.44521 | -0.21955 | -0.33523 | 0
[6 empty] | 9 | 1026.2897 | -0.44438 | -0.21993 | -0.33569 | 0
[6 empty] | 9 | 1026.5948 | -0.44436 | -0.21972 | -0.33592 | 0
[6 empty] | 9 | 1004.8256 | -0.43095 | -0.22253 | -0.34652 | 0
[6 empty] | 9 | 1004.437 | -0.4309 | -0.22262 | -0.34648 | 0
[6 empty] | 9 | 1004.5052 | -0.43319 | -0.22293 | -0.34387 | 0
[6 empty] | 9 | 999.3856 | -0.43082 | -0.22388 | -0.3453 | 0
[6 empty] | 9 | 863.007 | -0.39062 | -0.27046 | -0.33892 | 0
[6 empty] | 9 | 857.7873 | -0.38906 | -0.27239 | -0.33855 | 0
[6 empty] | 9 | 857.8566 | -0.38911 | -0.27223 | -0.33866 | 0
[6 empty] | 9 | 857.5544 | -0.38905 | -0.27235 | -0.33861 | 0
[6 empty] | 9 | 857.5725 | -0.38905 | -0.27234 | -0.33862 | 0
[6 empty] | 9 | 5999.9989 | -1.0477e-15 | -1 | -1.5954e-15 | 0
[6 empty] | 9 | 5161.7656 | -0.11727 | 0.25538 | 0.86189 | 0
[6 empty] | 9 | 5999.9989 | -1.5544e-16 | -1 | 3.4648e-16 | 0
[6 empty] | 9 | 6999.9888 | -2.1842e-15 | 1 | -2.055e-15 | 0
[6 empty] | 9 | 6999.9888 | -3.4516e-16 | 1 | -3.4024e-16 | 0
[6 empty] | 9 | 6999.9888 | -6.1218e-16 | 1 | 2.055e-16 | 0
[6 empty] | 10 | 1418.1379 | 0.26433 | 0.34555 | 0.39013 | 0
[6 empty] | 10 | 973.6818 | -0.34147 | -0.32238 | -0.33615 | 0
[6 empty] | 10 | 7000.0155 | -2.523e-16 | 1 | -6.5429e-15 | 0
[6 empty] | 10 | 10796.5568 | 1.215 | -0.83845 | -1.3766 | 0
[6 empty] | 10 | 1418.5866 | 0.26433 | 0.34547 | 0.3902 | 0
[6 empty] | 10 | 1674.4556 | 0.31669 | 0.43879 | 0.24452 | 0
[6 empty] | 10 | 1673.6438 | 0.31671 | 0.43867 | 0.24462 | 0
[6 empty] | 10 | 1609.5736 | 0.32227 | 0.41973 | 0.25799 | 0
[6 empty] | 10 | 1386.176 | 0.28946 | 0.4303 | 0.28024 | 0
[6 empty] | 10 | 2958.0723 | 0.60368 | 0.073671 | 0.32265 | 0
[6 empty] | 10 | 7000.0155 | 9.4173e-16 | 1 | 7.6604e-16 | 0
[6 empty] | 10 | 6000.0175 | 1.6603e-15 | -1 | 1.8335e-15 | 0
[6 empty] | 10 | 1746.784 | -0.19361 | -0.26919 | -0.5372 | 0
[6 empty] | 10 | 2065.765 | -0.45847 | -0.33044 | -0.21109 | 0
[6 empty] | 10 | 1064.9752 | -0.45427 | -0.21431 | -0.33142 | 0
[6 empty] | 10 | 2582.2167 | -0.0026819 | -0.30542 | -0.6919 | 0
[6 empty] | 10 | 6000.0175 | -6.8083e-15 | -1 | -7.5847e-15 | 0
[6 empty] | 10 | 2575.0009 | -0.004169 | -0.30509 | -0.69074 | 0
[6 empty] | 10 | 10726.9596 | 1.2053 | -0.83403 | -1.3713 | 0
[6 empty] | 10 | 10792.7451 | 1.215 | -0.83812 | -1.3769 | 0
[6 empty] | 10 | 10800.2851 | 1.2161 | -0.83871 | -1.3774 | 0
[6 empty] | 10 | 10835.8437 | 1.2209 | -0.84047 | -1.3805 | 0
[6 empty] | 10 | 12513.8581 | 1.4431 | -0.93428 | -1.5088 | 0
[6 empty] | 10 | 1288.8061 | 0.21332 | 0.4659 | 0.32077 | 0
[6 empty] | 10 | 1417.4437 | 0.26441 | 0.34566 | 0.38993 | 0
[6 empty] | 10 | 1417.3996 | 0.26442 | 0.34566 | 0.38992 | 0
[6 empty] | 10 | 1673.363 | 0.31664 | 0.43872 | 0.24464 | 0
[6 empty] | 10 | 1616.5131 | 0.32204 | 0.42233 | 0.25563 | 0
[6 empty] | 10 | 1616.9144 | 0.32213 | 0.42226 | 0.25561 | 0
[6 empty] | 10 | 1119.2259 | 0.23042 | 0.44701 | 0.32258 | 0
[6 empty] | 10 | 1613.4345 | 0.32183 | 0.42204 | 0.25614 | 0
[6 empty] | 10 | 1117.9178 | 0.23063 | 0.44709 | 0.32228 | 0
[6 empty] | 10 | 1119.2476 | 0.23102 | 0.44699 | 0.32199 | 0
[6 empty] | 10 | 1116.7651 | 0.23074 | 0.44695 | 0.32231 | 0
[6 empty] | 10 | 1116.7329 | 0.23074 | 0.44693 | 0.32233 | 0
[6 empty] | 10 | 1116.8242 | 0.23077 | 0.44687 | 0.32236 | 0
[6 empty] | 10 | 1116.7088 | 0.23074 | 0.44694 | 0.32232 | 0
[6 empty] | 10 | 1116.7243 | 0.2308 | 0.4469 | 0.3223 | 0
[6 empty] | 10 | 1383.5846 | 0.28917 | 0.43026 | 0.28057 | 0
[6 empty] | 10 | 2960.4859 | 0.6037 | 0.073181 | 0.32312 | 0
[6 empty] | 10 | 2965.9678 | 0.60504 | 0.073301 | 0.32166 | 0
[6 empty] | 10 | 2963.6728 | 0.60471 | 0.073524 | 0.32176 | 0
[6 empty] | 10 | 2957.1834 | 0.6038 | 0.073922 | 0.32228 | 0
[6 empty] | 10 | 2898.6479 | 0.5932 | 0.084754 | 0.32205 | 0
[6 empty] | 10 | 1144.6519 | 0.26129 | 0.4161 | 0.32261 | 0
[6 empty] | 10 | 1146.0907 | 0.26243 | 0.41485 | 0.32272 | 0
[6 empty] | 10 | 1150.7812 | 0.26653 | 0.41066 | 0.32281 | 0
[6 empty] | 10 | 1150.2628 | 0.26646 | 0.41084 | 0.3227 | 0
[6 empty] | 10 | 1136.562 | 0.26567 | 0.41725 | 0.31707 | 0
[6 empty] | 10 | 1137.2617 | 0.26672 | 0.41638 | 0.3169 | 0
[6 empty] | 10 | 1137.4466 | 0.26682 | 0.41624 | 0.31694 | 0
[6 empty] | 10 | 1137.5603 | 0.26685 | 0.41621 | 0.31694 | 0
[6 empty] | 10 | 1418.9224 | 0.33343 | 0.33292 | 0.33365 | 0
[6 empty] | 10 | 1417.8472 | 0.33327 | 0.33386 | 0.33287 | 0
[6 empty] | 10 | 1415.486 | 0.33291 | 0.33362 | 0.33347 | 0
[6 empty] | 10 | 1416.1148 | 0.33314 | 0.33347 | 0.3334 | 0
[6 empty] | 10 | 1416.1357 | 0.33318 | 0.33348 | 0.33334 | 0
[6 empty] | 10 | 1414.7544 | 0.33288 | 0.3339 | 0.33322 | 0
[6 empty] | 10 | 7000.0155 | 1.4337e-15 | 1 | 1.1315e-15 | 0
[6 empty] | 10 | 17389.743 | 0.97161 | 0.30136 | -2.273 | 0
[6 empty] | 10 | 17390.6124 | 0.97166 | 0.30138 | -2.273 | 0
[6 empty] | 10 | 17379.928 | 0.97103 | 0.30118 | -2.2722 | 0
[6 empty] | 10 | 7283.1481 | 0.65148 | -0.53089 | -1.1206 | 0
[6 empty] | 10 | 5007.7005 | 0.48669 | -0.32712 | 0.84043 | 0
[6 empty] | 10 | 4988.5698 | 0.48534 | -0.32439 | 0.83905 | 0
[6 empty] | 10 | 4986.0674 | 0.48654 | -0.32519 | 0.83865 | 0
[6 empty] | 10 | 4982.7761 | 0.48622 | -0.32448 | 0.83826 | 0
[6 empty] | 10 | 4982.8838 | 0.48623 | -0.32448 | 0.83825 | 0
[6 empty] | 10 | 4983.1169 | 0.48624 | -0.32449 | 0.83825 | 0
[6 empty] | 10 | 4940.6632 | 0.48865 | -0.3161 | 0.82745 | 0
[6 empty] | 10 | 1750.344 | -0.19337 | -0.26903 | -0.5376 | 0
[6 empty] | 10 | 1745.0336 | -0.19397 | -0.26916 | -0.53687 | 0
[6 empty] | 10 | 1713.6462 | -0.25387 | -0.43016 | -0.31597 | 0
[6 empty] | 10 | 1466.6251 | -0.23438 | -0.28602 | -0.47959 | 0
[6 empty] | 10 | 1465.6416 | -0.23471 | -0.28585 | -0.47944 | 0
[6 empty] | 10 | 1453.7935 | -0.23714 | -0.28663 | -0.47624 | 0
[6 empty] | 10 | 2063.4384 | -0.45908 | -0.3296 | -0.21133 | 0
[6 empty] | 10 | 2062.3863 | -0.45886 | -0.32971 | -0.21143 | 0
[6 empty] | 10 | 1851.0561 | -0.42279 | -0.34418 | -0.23304 | 0
[6 empty] | 10 | 1162.9986 | -0.30555 | -0.36002 | -0.33442 | 0
[6 empty] | 10 | 1162.9498 | -0.30556 | -0.36002 | -0.33443 | 0
[6 empty] | 10 | 1162.6979 | -0.30561 | -0.35999 | -0.3344 | 0
[6 empty] | 10 | 1237.2549 | -0.37944 | -0.32678 | -0.29378 | 0
[6 empty] | 10 | 1231.0711 | -0.37941 | -0.32621 | -0.29437 | 0
[6 empty] | 10 | 1230.5935 | -0.37939 | -0.32618 | -0.29443 | 0
[6 empty] | 10 | 1229.5939 | -0.3792 | -0.3262 | -0.2946 | 0
[6 empty] | 10 | 1032.971 | -0.33865 | -0.28566 | -0.37569 | 0
[6 empty] | 10 | 983.9376 | -0.33913 | -0.32159 | -0.33928 | 0
[6 empty] | 10 | 977.5076 | -0.34192 | -0.32252 | -0.33556 | 0
[6 empty] | 10 | 974.3751 | -0.34123 | -0.32257 | -0.33619 | 0
[6 empty] | 10 | 1124.6889 | -0.46374 | -0.2174 | -0.31886 | 0
[6 empty] | 10 | 1124.579 | -0.46372 | -0.2174 | -0.31887 | 0
[6 empty] | 10 | 1123.2229 | -0.46359 | -0.21724 | -0.31916 | 0
[6 empty] | 10 | 1122.6142 | -0.4635 | -0.21723 | -0.31927 | 0
[6 empty] | 10 | 1071.0421 | -0.45121 | -0.20638 | -0.34241 | 0
[6 empty] | 10 | 1069.9965 | -0.45111 | -0.2065 | -0.34239 | 0
[6 empty] | 10 | 1069.8794 | -0.45111 | -0.20654 | -0.34235 | 0
[6 empty] | 10 | 1069.5218 | -0.45504 | -0.21441 | -0.33055 | 0
[6 empty] | 10 | 1045.3737 | -0.44385 | -0.2115 | -0.34465 | 0
[6 empty] | 10 | 991.5586 | -0.42829 | -0.22251 | -0.34919 | 0
[6 empty] | 10 | 983.4315 | -0.42543 | -0.22413 | -0.35044 | 0
[6 empty] | 10 | 975.9936 | -0.42298 | -0.22576 | -0.35127 | 0
[6 empty] | 10 | 976.3572 | -0.42319 | -0.22564 | -0.35117 | 0
[6 empty] | 10 | 976.3489 | -0.4232 | -0.22564 | -0.35116 | 0
[6 empty] | 10 | 1011.2675 | -0.44268 | -0.22125 | -0.33607 | 0
[6 empty] | 10 | 1010.5997 | -0.44276 | -0.22171 | -0.33554 | 0
[6 empty] | 10 | 1009.0014 | -0.44239 | -0.22189 | -0.33572 | 0
[6 empty] | 10 | 1008.5601 | -0.44227 | -0.22198 | -0.33575 | 0
[6 empty] | 10 | 1008.4695 | -0.44224 | -0.22201 | -0.33575 | 0
[6 empty] | 10 | 1007.0529 | -0.44177 | -0.22244 | -0.3358 | 0
[6 empty] | 10 | 973.3553 | -0.42419 | -0.22716 | -0.34865 | 0
[6 empty] | 10 | 971.5565 | -0.42379 | -0.22788 | -0.34832 | 0
[6 empty] | 10 | 972.877 | -0.42477 | -0.22795 | -0.34728 | 0
[6 empty] | 10 | 898.8822 | -0.40178 | -0.25608 | -0.34214 | 0
[6 empty] | 10 | 854.6451 | -0.38804 | -0.27347 | -0.33849 | 0
[6 empty] | 10 | 854.8921 | -0.38818 | -0.2731 | -0.33872 | 0
[6 empty] | 10 | 855.7672 | -0.38866 | -0.2728 | -0.33855 | 0
[6 empty] | 10 | 854.5963 | -0.38807 | -0.27344 | -0.33849 | 0
[6 empty] | 10 | 854.5046 | -0.38814 | -0.27335 | -0.33851 | 0
[6 empty] | 10 | 854.4994 | -0.38818 | -0.27327 | -0.33855 | 0
[6 empty] | 10 | 2584.0176 | -0.002708 | -0.30515 | -0.69214 | 0
[6 empty] | 10 | 2581.7328 | -0.002778 | -0.30535 | -0.69188 | 0
[6 empty] | 10 | 2581.2371 | -0.0028741 | -0.30529 | -0.69184 | 0
[6 empty] | 10 | 5338.4186 | -0.11008 | 0.25593 | 0.85415 | 0
[6 empty] | 10 | 6000.0175 | -1.1825e-16 | -1 | -2.4187e-16 | 0
[6 empty] | 10 | 6000.0175 | -1.1825e-16 | -1 | -4.0611e-17 | 0
[6 empty] | 10 | 5337.9455 | -0.11063 | 0.25647 | 0.85417 | 0
[6 empty] | 10 | 5702.4533 | -0.22454 | 0.36803 | 0.85651 | 0
[6 empty] | 10 | 3513.3625 | -0.0024123 | -0.23024 | -0.76735 | 0
[6 empty] | 10 | 3502.4222 | -0.0030093 | -0.23084 | -0.76615 | 0
[6 empty] | 11 | 1076.0968 | -0.45329 | -0.20248 | -0.34422 | 0
[6 empty] | 11 | 954.0401 | -0.41956 | -0.22859 | -0.35185 | 0
[6 empty] | 11 | 1683.4761 | 0.32194 | 0.42236 | 0.2557 | 0
[6 empty] | 11 | 1466.2089 | 0.28954 | 0.43027 | 0.28019 | 0
[6 empty] | 11 | 1222.2141 | 0.262 | 0.41549 | 0.3225 | 0
[6 empty] | 11 | 1226.1918 | 0.26634 | 0.41136 | 0.3223 | 0
[6 empty] | 11 | 1414.2366 | -0.23621 | -0.28573 | -0.47806 | 0
[6 empty] | 11 | 1248.3264 | -0.37952 | -0.32639 | -0.29408 | 0
[6 empty] | 11 | 1029.885 | -0.33847 | -0.29091 | -0.37063 | 0
[6 empty] | 11 | 1076.0428 | -0.45328 | -0.20249 | -0.34423 | 0
[6 empty] | 11 | 1002.6349 | -0.44305 | -0.2215 | -0.33546 | 0
[6 empty] | 11 | 957.5138 | -0.41819 | -0.22635 | -0.35547 | 0
[6 empty] | 11 | 956.1458 | -0.41764 | -0.22666 | -0.35569 | 0
[6 empty] | 11 | 998.766 | -0.44213 | -0.22195 | -0.33592 | 0
[6 empty] | 11 | 2467.1748 | -0.0030021 | -0.305 | -0.692 | 0
[6 empty] | 11 | 7000.0046 | -9.1942e-16 | 1 | 1.8933e-15 | 0
[6 empty] | 11 | 10484.9635 | 1.2094 | -0.83578 | -1.3737 | 0
[6 empty] | 11 | 10525.7233 | 1.2154 | -0.83807 | -1.3773 | 0
[6 empty] | 11 | 10530.6411 | 1.216 | -0.83848 | -1.3775 | 0
[6 empty] | 11 | 10531.3513 | 1.2162 | -0.83852 | -1.3777 | 0
[6 empty] | 11 | 10609.6651 | 1.2268 | -0.84286 | -1.384 | 0
[6 empty] | 11 | 1509.3235 | 0.26426 | 0.34555 | 0.39019 | 0
[6 empty] | 11 | 1509.568 | 0.26435 | 0.34543 | 0.39022 | 0
[6 empty] | 11 | 1509.0591 | 0.26447 | 0.34546 | 0.39007 | 0
[6 empty] | 11 | 1505.6207 | 0.2639 | 0.3467 | 0.3894 | 0
[6 empty] | 11 | 1753.4661 | 0.31672 | 0.43887 | 0.2444 | 0
[6 empty] | 11 | 1752.1683 | 0.31666 | 0.43879 | 0.24455 | 0
[6 empty] | 11 | 1751.7664 | 0.31664 | 0.43876 | 0.2446 | 0
[6 empty] | 11 | 1198.3453 | 0.2306 | 0.44714 | 0.32226 | 0
[6 empty] | 11 | 1197.5637 | 0.23068 | 0.44706 | 0.32226 | 0
[6 empty] | 11 | 1197.5302 | 0.23072 | 0.44709 | 0.32219 | 0
[6 empty] | 11 | 1197.4863 | 0.23072 | 0.44708 | 0.3222 | 0
[6 empty] | 11 | 1197.3649 | 0.23071 | 0.44705 | 0.32224 | 0
[6 empty] | 11 | 1197.4003 | 0.23072 | 0.44708 | 0.32221 | 0
[6 empty] | 11 | 1197.2905 | 0.23072 | 0.44705 | 0.32222 | 0
[6 empty] | 11 | 1199.645 | 0.23114 | 0.447 | 0.32186 | 0
[6 empty] | 11 | 1197.3035 | 0.23077 | 0.44701 | 0.32222 | 0
[6 empty] | 11 | 1687.1191 | 0.32257 | 0.42201 | 0.25542 | 0
[6 empty] | 11 | 1680.3663 | 0.32153 | 0.42241 | 0.25606 | 0
[6 empty] | 11 | 3141.4798 | 0.62283 | 0.065756 | 0.31141 | 0
[6 empty] | 11 | 3023.6558 | 0.60223 | 0.069284 | 0.32849 | 0
[6 empty] | 11 | 1467.0077 | 0.28956 | 0.43036 | 0.28007 | 0
[6 empty] | 11 | 3000.5638 | 0.60358 | 0.07353 | 0.32289 | 0
[6 empty] | 11 | 2999.7332 | 0.60357 | 0.073793 | 0.32264 | 0
[6 empty] | 11 | 3001.0105 | 0.6039 | 0.073819 | 0.32228 | 0
[6 empty] | 11 | 2998.8137 | 0.60358 | 0.074053 | 0.32237 | 0
[6 empty] | 11 | 2992.2829 | 0.60249 | 0.075037 | 0.32247 | 0
[6 empty] | 11 | 1222.8774 | 0.26332 | 0.41436 | 0.32231 | 0
[6 empty] | 11 | 1227.0729 | 0.26655 | 0.41099 | 0.32246 | 0
[6 empty] | 11 | 1217.482 | 0.2666 | 0.41523 | 0.31818 | 0
[6 empty] | 11 | 1221.9628 | 0.26752 | 0.41665 | 0.31583 | 0
[6 empty] | 11 | 1215.0884 | 0.26683 | 0.41634 | 0.31684 | 0
[6 empty] | 11 | 1215.1561 | 0.26686 | 0.41628 | 0.31686 | 0
[6 empty] | 11 | 1419.8496 | 0.33364 | 0.3335 | 0.33285 | 0
[6 empty] | 11 | 1416.6687 | 0.33333 | 0.33333 | 0.33333 | 0
[6 empty] | 11 | 5999.9977 | 6.6228e-16 | -1 | 1.3431e-15 | 0
[6 empty] | 11 | 7000.0046 | 2.3973e-15 | 1 | 2.479e-15 | 0
[6 empty] | 11 | 5999.9977 | 2.4325e-16 | -1 | 9.9032e-16 | 0
[6 empty] | 11 | 17102.2089 | 0.97028 | 0.30134 | -2.2716 | 0
[6 empty] | 11 | 17100.1264 | 0.97015 | 0.3013 | -2.2715 | 0
[6 empty] | 11 | 17157.1874 | 0.97341 | 0.30389 | -2.2773 | 0
[6 empty] | 11 | 5999.9977 | 3.8251e-16 | -1 | 8.0463e-16 | 0
[6 empty] | 11 | 5149.4967 | 0.4858 | -0.32547 | 0.83967 | 0
[6 empty] | 11 | 5151.3638 | 0.4865 | -0.32612 | 0.83961 | 0
[6 empty] | 11 | 5137.3997 | 0.48572 | -0.32417 | 0.83845 | 0
[6 empty] | 11 | 5137.6796 | 0.48574 | -0.32419 | 0.83844 | 0
[6 empty] | 11 | 5137.5965 | 0.48574 | -0.32418 | 0.83844 | 0
[6 empty] | 11 | 5137.9925 | 0.48577 | -0.3242 | 0.83843 | 0
[6 empty] | 11 | 7182.6699 | 0.65037 | -0.53044 | -1.1199 | 0
[6 empty] | 11 | 1668.5951 | -0.19342 | -0.26905 | -0.53753 | 0
[6 empty] | 11 | 1668.5426 | -0.19344 | -0.26904 | -0.53752 | 0
[6 empty] | 11 | 1668.5289 | -0.19345 | -0.26904 | -0.53751 | 0
[6 empty] | 11 | 1665.8121 | -0.19431 | -0.26888 | -0.53682 | 0
[6 empty] | 11 | 1732.1852 | -0.25339 | -0.43056 | -0.31605 | 0
[6 empty] | 11 | 1731.126 | -0.25364 | -0.43058 | -0.31578 | 0
[6 empty] | 11 | 1421.5765 | -0.23426 | -0.28589 | -0.47985 | 0
[6 empty] | 11 | 1421.1201 | -0.23438 | -0.28585 | -0.47977 | 0
[6 empty] | 11 | 1419.8508 | -0.23472 | -0.28598 | -0.4793 | 0
[6 empty] | 11 | 2137.5354 | -0.46466 | -0.33063 | -0.20471 | 0
[6 empty] | 11 | 2137.5186 | -0.4647 | -0.3306 | -0.20471 | 0
[6 empty] | 11 | 2137.7269 | -0.46477 | -0.33051 | -0.20473 | 0
[6 empty] | 11 | 1866.3537 | -0.42023 | -0.34797 | -0.2318 | 0
[6 empty] | 11 | 1720.5316 | -0.46552 | -0.14839 | -0.38608 | 0
[6 empty] | 11 | 1535.0817 | -0.43103 | -0.17703 | -0.39194 | 0
[6 empty] | 11 | 1249.6335 | -0.37956 | -0.32649 | -0.29395 | 0
[6 empty] | 11 | 1247.0734 | -0.37947 | -0.32631 | -0.29422 | 0
[6 empty] | 11 | 1243.812 | -0.37943 | -0.326 | -0.29457 | 0
[6 empty] | 11 | 1088.2977 | -0.33966 | -0.32994 | -0.3304 | 0
[6 empty] | 11 | 1086.9949 | -0.33982 | -0.32973 | -0.33045 | 0
[6 empty] | 11 | 1086.9701 | -0.33983 | -0.32972 | -0.33045 | 0
[6 empty] | 11 | 1085.7883 | -0.34009 | -0.32947 | -0.33044 | 0
[6 empty] | 11 | 1031.4744 | -0.33801 | -0.29079 | -0.3712 | 0
[6 empty] | 11 | 1022.4985 | -0.34033 | -0.28484 | -0.37483 | 0
[6 empty] | 11 | 1143.5227 | -0.4685 | -0.21633 | -0.31517 | 0
[6 empty] | 11 | 1140.3503 | -0.46818 | -0.21633 | -0.31549 | 0
[6 empty] | 11 | 1139.9864 | -0.46815 | -0.21629 | -0.31556 | 0
[6 empty] | 11 | 1136.8814 | -0.46772 | -0.21618 | -0.3161 | 0
[6 empty] | 11 | 1082.8382 | -0.45363 | -0.20183 | -0.34454 | 0
[6 empty] | 11 | 1075.2338 | -0.45312 | -0.20262 | -0.34426 | 0
[6 empty] | 11 | 1074.2522 | -0.45294 | -0.20283 | -0.34423 | 0
[6 empty] | 11 | 1070.9225 | -0.45797 | -0.21187 | -0.33017 | 0
[6 empty] | 11 | 1070.8486 | -0.45797 | -0.2119 | -0.33013 | 0
[6 empty] | 11 | 974.1943 | -0.42407 | -0.22303 | -0.3529 | 0
[6 empty] | 11 | 958.3972 | -0.41695 | -0.22679 | -0.35627 | 0
[6 empty] | 11 | 957.21 | -0.41806 | -0.22641 | -0.35553 | 0
[6 empty] | 11 | 956.2728 | -0.41772 | -0.22662 | -0.35566 | 0
[6 empty] | 11 | 1000.1147 | -0.44226 | -0.2215 | -0.33625 | 0
[6 empty] | 11 | 999.2534 | -0.44216 | -0.22175 | -0.33609 | 0
[6 empty] | 11 | 998.7684 | -0.44215 | -0.22196 | -0.33589 | 0
[6 empty] | 11 | 859.1235 | -0.38675 | -0.27334 | -0.33991 | 0
[6 empty] | 11 | 854.7671 | -0.38801 | -0.27342 | -0.33857 | 0
[6 empty] | 11 | 854.6767 | -0.38803 | -0.27339 | -0.33857 | 0
[6 empty] | 11 | 854.8096 | -0.38831 | -0.2731 | -0.33859 | 0
[6 empty] | 11 | 854.4085 | -0.3881 | -0.27317 | -0.33873 | 0
[6 empty] | 11 | 854.3755 | -0.38811 | -0.27319 | -0.3387 | 0
[6 empty] | 11 | 854.3348 | -0.38812 | -0.27326 | -0.33862 | 0
[6 empty] | 11 | 5999.9977 | -6.3752e-13 | -1 | -3.3361e-13 | 0
[6 empty] | 11 | 3372.1197 | -0.003213 | -0.23084 | -0.76595 | 0
[6 empty] | 11 | 3371.0242 | -0.0033055 | -0.23076 | -0.76593 | 0
[6 empty] | 11 | 7000.0046 | -8.445e-16 | 1 | -3.7935e-16 | 0
[6 empty] | 11 | 2468.1435 | -0.0028226 | -0.30508 | -0.69209 | 0
[6 empty] | 11 | 2467.9359 | -0.0029127 | -0.30499 | -0.6921 | 0
[6 empty] | 11 | 2467.3738 | -0.0029572 | -0.30501 | -0.69204 | 0
[6 empty] | 11 | 7000.0046 | -1.0556e-15 | 1 | 1.7707e-16 | 0
[6 empty] | 11 | 2463.0409 | -0.0038763 | -0.30487 | -0.69125 | 0
[6 empty] | 11 | 5999.9977 | -1.1017e-16 | -1 | 5.75e-18 | 0
[6 empty] | 11 | 5470.7589 | -0.11016 | 0.25627 | 0.85389 | 0
[6 empty] | 11 | 5470.6026 | -0.11016 | 0.25626 | 0.8539 | 0
[6 empty] | 11 | 5832.5324 | -0.22389 | 0.36738 | 0.85651 | 0
[6 empty] | 12 | 1430.6675 | 0.33491 | 0.33302 | 0.33206 | 0
[6 empty] | 12 | 7262.8323 | 0.64997 | -0.5303 | -1.1197 | 0
[6 empty] | 12 | 1585.0627 | 0.26621 | 0.34545 | 0.38835 | 0
[6 empty] | 12 | 1268.9026 | 0.26746 | 0.41562 | 0.31692 | 0
[6 empty] | 12 | 3682.337 | 0.065942 | -0.51163 | -0.55431 | 0
[6 empty] | 12 | 1665.7415 | -0.19341 | -0.26908 | -0.53751 | 0
[6 empty] | 12 | 1269.2679 | -0.37941 | -0.32635 | -0.29425 | 0
[6 empty] | 12 | 1102.6212 | -0.36473 | -0.31696 | -0.31831 | 0
[6 empty] | 12 | 1131.9622 | -0.4654 | -0.21702 | -0.31758 | 0
[6 empty] | 12 | 1071.1663 | -0.45166 | -0.20485 | -0.34349 | 0
[6 empty] | 12 | 1002.2312 | -0.44184 | -0.22216 | -0.336 | 0
[6 empty] | 12 | 1000.973 | -0.44143 | -0.22251 | -0.33606 | 0
[6 empty] | 12 | 854.5046 | -0.38793 | -0.27349 | -0.33858 | 0
[6 empty] | 12 | 854.1272 | -0.38801 | -0.2734 | -0.3386 | 0
[6 empty] | 12 | 853.7443 | -0.38807 | -0.27328 | -0.33864 | 0
[6 empty] | 12 | 5536.7011 | -0.1095 | 0.25609 | 0.85341 | 0
[6 empty] | 12 | 6999.9778 | -1.4229e-15 | 1 | -6.36e-16 | 0
[6 empty] | 12 | 5863.3733 | -0.2236 | 0.36734 | 0.85626 | 0
[6 empty] | 12 | 7746.7119 | 0.70198 | -0.53596 | -1.166 | 0
[6 empty] | 12 | 11166.7268 | 1.2032 | -0.83324 | -1.37 | 0
[6 empty] | 12 | 11224.9199 | 1.2113 | -0.83662 | -1.3746 | 0
[6 empty] | 12 | 11225.9141 | 1.2114 | -0.8367 | -1.3747 | 0
[6 empty] | 12 | 11289.057 | 1.2197 | -0.84048 | -1.3792 | 0
[6 empty] | 12 | 1590.6828 | 0.26487 | 0.34536 | 0.38977 | 0
[6 empty] | 12 | 1590.6368 | 0.26487 | 0.34537 | 0.38976 | 0
[6 empty] | 12 | 1577.0171 | 0.26355 | 0.3494 | 0.38705 | 0
[6 empty] | 12 | 1295.2474 | 0.22784 | 0.44991 | 0.32225 | 0
[6 empty] | 12 | 1262.6912 | 0.23103 | 0.44677 | 0.3222 | 0
[6 empty] | 12 | 1254.2793 | 0.23185 | 0.44576 | 0.32239 | 0
[6 empty] | 12 | 1254.1633 | 0.23186 | 0.44588 | 0.32226 | 0
[6 empty] | 12 | 1253.7478 | 0.2319 | 0.44583 | 0.32227 | 0
[6 empty] | 12 | 1256.2869 | 0.2323 | 0.44581 | 0.32189 | 0
[6 empty] | 12 | 1253.6111 | 0.23203 | 0.44575 | 0.32222 | 0
[6 empty] | 12 | 1253.7162 | 0.23205 | 0.44575 | 0.3222 | 0
[6 empty] | 12 | 1253.6709 | 0.23238 | 0.44544 | 0.32218 | 0
[6 empty] | 12 | 1817.3645 | 0.31702 | 0.43767 | 0.24531 | 0
[6 empty] | 12 | 1817.6902 | 0.31708 | 0.43763 | 0.24528 | 0
[6 empty] | 12 | 1817.0318 | 0.317 | 0.43765 | 0.24534 | 0
[6 empty] | 12 | 1517.2065 | 0.2899 | 0.42933 | 0.28077 | 0
[6 empty] | 12 | 1516.28 | 0.28979 | 0.42932 | 0.28089 | 0
[6 empty] | 12 | 1269.816 | 0.25393 | 0.42368 | 0.32238 | 0
[6 empty] | 12 | 1264.438 | 0.25735 | 0.42421 | 0.31845 | 0
[6 empty] | 12 | 1276.2111 | 0.26218 | 0.41531 | 0.32251 | 0
[6 empty] | 12 | 1280.0092 | 0.26731 | 0.41019 | 0.32249 | 0
[6 empty] | 12 | 1282.5501 | 0.26832 | 0.4088 | 0.32288 | 0
[6 empty] | 12 | 1269.2351 | 0.26768 | 0.41532 | 0.31701 | 0
[6 empty] | 12 | 3031.3076 | 0.60353 | 0.073049 | 0.32342 | 0
[6 empty] | 12 | 3030.9591 | 0.60401 | 0.073601 | 0.32239 | 0
[6 empty] | 12 | 3027.196 | 0.60353 | 0.073802 | 0.32267 | 0
[6 empty] | 12 | 2091.0441 | 0.44645 | 0.22465 | 0.32889 | 0
[6 empty] | 12 | 1486.4444 | 0.345 | 0.32209 | 0.33291 | 0
[6 empty] | 12 | 1416.0482 | 0.3329 | 0.3337 | 0.33339 | 0
[6 empty] | 12 | 1417.3811 | 0.3333 | 0.33352 | 0.33318 | 0
[6 empty] | 12 | 1416.863 | 0.33325 | 0.33352 | 0.33323 | 0
[6 empty] | 12 | 1417.6116 | 0.33345 | 0.33318 | 0.33337 | 0
[6 empty] | 12 | 1416.394 | 0.33321 | 0.33349 | 0.3333 | 0
[6 empty] | 12 | 1416.3838 | 0.33321 | 0.33349 | 0.3333 | 0
[6 empty] | 12 | 1417.0016 | 0.33333 | 0.33333 | 0.33333 | 0
[6 empty] | 12 | 6999.9778 | 8.1925e-16 | 1 | 4.3119e-15 | 0
[6 empty] | 12 | 3686.1993 | 0.066346 | -0.51202 | -0.55433 | 0
[6 empty] | 12 | 6000.0087 | 1.7324e-15 | -1 | 7.3251e-15 | 0
[6 empty] | 12 | 6000.0087 | 1.7673e-17 | -1 | 3.0637e-16 | 0
[6 empty] | 12 | 6000.0087 | 1.8661e-15 | -1 | 2.7382e-15 | 0
[6 empty] | 12 | 6000.0087 | 1.9243e-17 | -1 | -1.5813e-16 | 0
[6 empty] | 12 | 6000.0087 | 2.244e-17 | -1 | 1.1802e-16 | 0
[6 empty] | 12 | 6000.0087 | 2.244e-17 | -1 | -1.2034e-15 | 0
[6 empty] | 12 | 18113.4891 | 1.0294 | 0.33255 | -2.3619 | 0
[6 empty] | 12 | 18076.2649 | 1.0272 | 0.33019 | -2.3574 | 0
[6 empty] | 12 | 18256.4246 | 1.0376 | 0.33858 | -2.3762 | 0
[6 empty] | 12 | 5463.375 | 0.48527 | -0.32957 | 0.8443 | 0
[6 empty] | 12 | 5409.2362 | 0.48479 | -0.32464 | 0.83986 | 0
[6 empty] | 12 | 5415.3178 | 0.48583 | -0.32607 | 0.84024 | 0
[6 empty] | 12 | 5408.9911 | 0.48529 | -0.32516 | 0.83987 | 0
[6 empty] | 12 | 5406.9622 | 0.48563 | -0.32503 | 0.83939 | 0
[6 empty] | 12 | 5406.8513 | 0.48562 | -0.32501 | 0.8394 | 0
[6 empty] | 12 | 2119.9112 | -0.20879 | -0.44047 | -0.35074 | 0
[6 empty] | 12 | 2109.0863 | -0.21099 | -0.44022 | -0.34879 | 0
[6 empty] | 12 | 1678.2681 | -0.19346 | -0.26808 | -0.53846 | 0
[6 empty] | 12 | 1674.9296 | -0.193 | -0.26854 | -0.53846 | 0
[6 empty] | 12 | 1665.4297 | -0.19348 | -0.26907 | -0.53745 | 0
[6 empty] | 12 | 1412.9118 | -0.23451 | -0.28596 | -0.47953 | 0
[6 empty] | 12 | 1412.6635 | -0.23458 | -0.28593 | -0.47948 | 0
[6 empty] | 12 | 1412.3488 | -0.23467 | -0.28598 | -0.47935 | 0
[6 empty] | 12 | 1523.7514 | -0.27661 | -0.37487 | -0.34852 | 0
[6 empty] | 12 | 1522.5306 | -0.27682 | -0.37477 | -0.34841 | 0
[6 empty] | 12 | 1557.7754 | -0.29463 | -0.23396 | -0.47141 | 0
[6 empty] | 12 | 1552.941 | -0.29666 | -0.23347 | -0.46988 | 0
[6 empty] | 12 | 2165.7547 | -0.46117 | -0.32992 | -0.20891 | 0
[6 empty] | 12 | 2164.6722 | -0.46096 | -0.33002 | -0.20902 | 0
[6 empty] | 12 | 2151.8242 | -0.45951 | -0.33032 | -0.21017 | 0
[6 empty] | 12 | 1912.6859 | -0.42125 | -0.34544 | -0.23331 | 0
[6 empty] | 12 | 1349.1796 | -0.30548 | -0.36005 | -0.33446 | 0
[6 empty] | 12 | 1348.2915 | -0.30564 | -0.35999 | -0.33437 | 0
[6 empty] | 12 | 1692.8634 | -0.46347 | -0.15237 | -0.38416 | 0
[6 empty] | 12 | 1552.8167 | -0.44138 | -0.17223 | -0.38638 | 0
[6 empty] | 12 | 1282.9072 | -0.38046 | -0.32661 | -0.29293 | 0
[6 empty] | 12 | 1269.926 | -0.37937 | -0.32643 | -0.2942 | 0
[6 empty] | 12 | 1268.3632 | -0.3794 | -0.32626 | -0.29434 | 0
[6 empty] | 12 | 1080.1061 | -0.34098 | -0.32241 | -0.33661 | 0
[6 empty] | 12 | 1079.5281 | -0.34123 | -0.32256 | -0.33621 | 0
[6 empty] | 12 | 1079.2003 | -0.34131 | -0.32251 | -0.33618 | 0
[6 empty] | 12 | 1079.0715 | -0.34134 | -0.32249 | -0.33618 | 0
[6 empty] | 12 | 1102.482 | -0.36473 | -0.31695 | -0.31833 | 0
[6 empty] | 12 | 1025.4018 | -0.34037 | -0.28509 | -0.37454 | 0
[6 empty] | 12 | 1130.0317 | -0.46521 | -0.21703 | -0.31776 | 0
[6 empty] | 12 | 1129.2704 | -0.46512 | -0.21706 | -0.31783 | 0
[6 empty] | 12 | 1127.3913 | -0.46484 | -0.21701 | -0.31814 | 0
[6 empty] | 12 | 1072.6307 | -0.45201 | -0.2046 | -0.34339 | 0
[6 empty] | 12 | 1072.4634 | -0.45199 | -0.20462 | -0.34339 | 0
[6 empty] | 12 | 1071.899 | -0.45188 | -0.20471 | -0.34341 | 0
[6 empty] | 12 | 1067.3447 | -0.45534 | -0.21373 | -0.33092 | 0
[6 empty] | 12 | 1066.2704 | -0.45517 | -0.21368 | -0.33114 | 0
[6 empty] | 12 | 987.3406 | -0.42758 | -0.22121 | -0.35121 | 0
[6 empty] | 12 | 1005.2516 | -0.44252 | -0.22182 | -0.33566 | 0
[6 empty] | 12 | 1002.5336 | -0.44192 | -0.2221 | -0.33597 | 0
[6 empty] | 12 | 976.4057 | -0.42447 | -0.22336 | -0.35217 | 0
[6 empty] | 12 | 975.0109 | -0.42408 | -0.22364 | -0.35228 | 0
[6 empty] | 12 | 963.7166 | -0.41985 | -0.22634 | -0.35382 | 0
[6 empty] | 12 | 963.4356 | -0.41979 | -0.22644 | -0.35377 | 0
[6 empty] | 12 | 975.914 | -0.42892 | -0.22642 | -0.34466 | 0
[6 empty] | 12 | 963.9427 | -0.42123 | -0.22715 | -0.35162 | 0
[6 empty] | 12 | 963.9127 | -0.42147 | -0.22734 | -0.35119 | 0
[6 empty] | 12 | 964.9635 | -0.4224 | -0.22743 | -0.35017 | 0
[6 empty] | 12 | 965.5098 | -0.42293 | -0.22751 | -0.34956 | 0
[6 empty] | 12 | 966.9988 | -0.4245 | -0.22786 | -0.34764 | 0
[6 empty] | 12 | 878.7096 | -0.39537 | -0.26256 | -0.34207 | 0
[6 empty] | 12 | 862.5228 | -0.39136 | -0.27008 | -0.33856 | 0
[6 empty] | 12 | 854.3657 | -0.38789 | -0.27331 | -0.3388 | 0
[6 empty] | 12 | 853.9688 | -0.3882 | -0.27314 | -0.33866 | 0
[6 empty] | 12 | 853.7587 | -0.38809 | -0.27327 | -0.33864 | 0
[6 empty] | 12 | 6999.9778 | -7.7614e-16 | 1 | -2.7308e-15 | 0
[6 empty] | 12 | 2486.6747 | -0.027061 | -0.3453 | -0.62763 | 0
[6 empty] | 12 | 3353.5337 | -0.003754 | -0.23034 | -0.7659 | 0
[6 empty] | 12 | 2481.449 | -0.027433 | -0.34446 | -0.6281 | 0
[6 empty] | 12 | 6999.9778 | -9.3424e-17 | 1 | 2.9464e-16 | 0
[6 empty] | 12 | 3353.139 | -0.0039038 | -0.23032 | -0.76577 | 0
[6 empty] | 12 | 2448.6493 | -0.0031499 | -0.3051 | -0.69175 | 0
[6 empty] | 12 | 2448.2326 | -0.0032127 | -0.30506 | -0.69173 | 0
[6 empty] | 12 | 2447.4466 | -0.0033385 | -0.30499 | -0.69167 | 0
[6 empty] | 12 | 2447.4332 | -0.0033596 | -0.30497 | -0.69167 | 0
[6 empty] | 12 | 2447.3675 | -0.0033806 | -0.30496 | -0.69166 | 0
[6 empty] | 12 | 5536.3486 | -0.10949 | 0.25607 | 0.85342 | 0
[6 empty] | 12 | 6999.9778 | -1.4445e-14 | 1 | -1.0995e-14 | 0
[6 empty] | 12 | 2436.4975 | -0.0057654 | -0.30482 | -0.68942 | 0
[6 empty] | 12 | 6000.0087 | -2.0813e-16 | -1 | -6.3368e-16 | 0
[6 empty] | 12 | 6000.0087 | -2.4475e-15 | -1 | -3.0521e-15 | 0
[6 empty] | 12 | 6000.0087 | -3.5753e-16 | -1 | 1.6278e-16 | 0
[6 empty] | 13 | 1314.5707 | 0.23197 | 0.44558 | 0.32245 | 0
[6 empty] | 13 | 1901.8188 | -0.24273 | -0.41134 | -0.34593 | 0
[6 empty] | 13 | 853.8798 | -0.38813 | -0.27335 | -0.33853 | 0
[6 empty] | 13 | 853.8638 | -0.38811 | -0.27336 | -0.33853 | 0
[6 empty] | 13 | 2357.0655 | -0.0028117 | -0.30543 | -0.69176 | 0
[6 empty] | 13 | 6923.5317 | 0.65339 | -0.53299 | -1.1204 | 0
[6 empty] | 13 | 6928.2737 | 0.65409 | -0.53335 | -1.1207 | 0
[6 empty] | 13 | 10668.5091 | 1.2012 | -0.83286 | -1.3683 | 0
[6 empty] | 13 | 10740.8756 | 1.2114 | -0.83654 | -1.3748 | 0
[6 empty] | 13 | 10742.3573 | 1.2116 | -0.83665 | -1.3749 | 0
[6 empty] | 13 | 10757.3152 | 1.2136 | -0.83781 | -1.3758 | 0
[6 empty] | 13 | 1718.0598 | 0.26487 | 0.34542 | 0.38971 | 0
[6 empty] | 13 | 1718.074 | 0.26507 | 0.34522 | 0.3897 | 0
[6 empty] | 13 | 1317.4424 | 0.23175 | 0.44595 | 0.32229 | 0
[6 empty] | 13 | 1315.326 | 0.23181 | 0.44575 | 0.32244 | 0
[6 empty] | 13 | 1314.9062 | 0.23184 | 0.44569 | 0.32247 | 0
[6 empty] | 13 | 1314.7919 | 0.23185 | 0.44568 | 0.32246 | 0
[6 empty] | 13 | 1314.7837 | 0.23186 | 0.44568 | 0.32246 | 0
[6 empty] | 13 | 1314.5914 | 0.23194 | 0.4456 | 0.32246 | 0
[6 empty] | 13 | 1314.568 | 0.23196 | 0.44558 | 0.32245 | 0
[6 empty] | 13 | 1848.4857 | 0.31692 | 0.43733 | 0.24575 | 0
[6 empty] | 13 | 1848.2638 | 0.31691 | 0.43732 | 0.24578 | 0
[6 empty] | 13 | 1847.1052 | 0.31681 | 0.43727 | 0.24592 | 0
[6 empty] | 13 | 1566.9938 | 0.28981 | 0.42905 | 0.28114 | 0
[6 empty] | 13 | 1565.0357 | 0.28954 | 0.42905 | 0.28141 | 0
[6 empty] | 13 | 1337.7857 | 0.26737 | 0.41551 | 0.31712 | 0
[6 empty] | 13 | 3218.3491 | 0.60384 | 0.073587 | 0.32257 | 0
[6 empty] | 13 | 3221.3017 | 0.60468 | 0.073652 | 0.32167 | 0
[6 empty] | 13 | 3218.6761 | 0.60429 | 0.073894 | 0.32181 | 0
[6 empty] | 13 | 3216.9723 | 0.60409 | 0.073857 | 0.32205 | 0
[6 empty] | 13 | 1417.6901 | 0.33303 | 0.33339 | 0.33359 | 0
[6 empty] | 13 | 1422.9591 | 0.33421 | 0.33293 | 0.33287 | 0
[6 empty] | 13 | 1419.2432 | 0.33343 | 0.33291 | 0.33366 | 0
[6 empty] | 13 | 1415.9366 | 0.33294 | 0.33377 | 0.33329 | 0
[6 empty] | 13 | 1415.9387 | 0.33294 | 0.33377 | 0.33329 | 0
[6 empty] | 13 | 1417.3509 | 0.33332 | 0.33322 | 0.33346 | 0
[6 empty] | 13 | 1416.6688 | 0.33333 | 0.33333 | 0.33333 | 0
[6 empty] | 13 | 5999.9981 | 7.0148e-16 | -1 | 4.128e-16 | 0
[6 empty] | 13 | 5999.9981 | 1.0414e-13 | -1 | 1.0576e-13 | 0
[6 empty] | 13 | 3604.8666 | 0.065441 | -0.51195 | -0.55349 | 0
[6 empty] | 13 | 6999.9997 | 1.5132e-15 | 1 | 7.0717e-15 | 0
[6 empty] | 13 | 3602.5383 | 0.06573 | -0.51112 | -0.55461 | 0
[6 empty] | 13 | 5999.9981 | 1.1494e-15 | -1 | 8.4717e-16 | 0
[6 empty] | 13 | 5999.9981 | 1.5163e-15 | -1 | 1.1925e-15 | 0
[6 empty] | 13 | 5999.9981 | 2.099e-16 | -1 | 1.3166e-16 | 0
[6 empty] | 13 | 6999.9997 | 4.1746e-17 | 1 | -7.201e-15 | 0
[6 empty] | 13 | 18100.9384 | 1.0444 | 0.33974 | -2.3841 | 0
[6 empty] | 13 | 18341.6043 | 1.062 | 0.34794 | -2.41 | 0
[6 empty] | 13 | 18489.4783 | 1.0707 | 0.35446 | -2.4252 | 0
[6 empty] | 13 | 5990.0119 | 0.4841 | -0.32404 | 0.83993 | 0
[6 empty] | 13 | 5987.0623 | 0.48489 | -0.32437 | 0.83949 | 0
[6 empty] | 13 | 5990.3733 | 0.48515 | -0.32511 | 0.83996 | 0
[6 empty] | 13 | 5982.9816 | 0.48511 | -0.32415 | 0.83904 | 0
[6 empty] | 13 | 5965.7307 | 0.48433 | -0.32159 | 0.83726 | 0
[6 empty] | 13 | 1601.6847 | -0.19316 | -0.26914 | -0.53771 | 0
[6 empty] | 13 | 1599.5668 | -0.19334 | -0.26922 | -0.53744 | 0
[6 empty] | 13 | 1599.1953 | -0.19333 | -0.26925 | -0.53742 | 0
[6 empty] | 13 | 1597.0969 | -0.19382 | -0.26921 | -0.53696 | 0
[6 empty] | 13 | 1807.463 | -0.24818 | -0.39769 | -0.35413 | 0
[6 empty] | 13 | 1807.3885 | -0.2482 | -0.39769 | -0.35411 | 0
[6 empty] | 13 | 1753.4125 | -0.2709 | -0.39799 | -0.3311 | 0
[6 empty] | 13 | 1375.4757 | -0.23456 | -0.28598 | -0.47947 | 0
[6 empty] | 13 | 1375.3235 | -0.23461 | -0.28594 | -0.47945 | 0
[6 empty] | 13 | 1375.4039 | -0.2347 | -0.28611 | -0.47919 | 0
[6 empty] | 13 | 1375.0843 | -0.23467 | -0.28599 | -0.47935 | 0
[6 empty] | 13 | 2319.9345 | -0.46567 | -0.33091 | -0.20343 | 0
[6 empty] | 13 | 2320.0528 | -0.46571 | -0.33085 | -0.20344 | 0
[6 empty] | 13 | 2311.2809 | -0.46553 | -0.33016 | -0.20431 | 0
[6 empty] | 13 | 1472.9659 | -0.29834 | -0.2336 | -0.46805 | 0
[6 empty] | 13 | 2016.3656 | -0.41879 | -0.3502 | -0.23101 | 0
[6 empty] | 13 | 2012.2579 | -0.41889 | -0.3498 | -0.23131 | 0
[6 empty] | 13 | 1262.0586 | -0.32802 | -0.33884 | -0.33314 | 0
[6 empty] | 13 | 1194.9466 | -0.33272 | -0.32947 | -0.33781 | 0
[6 empty] | 13 | 1194.5691 | -0.33276 | -0.32942 | -0.33782 | 0
[6 empty] | 13 | 1193.7004 | -0.33289 | -0.3293 | -0.33781 | 0
[6 empty] | 13 | 1191.2968 | -0.33338 | -0.32897 | -0.33765 | 0
[6 empty] | 13 | 1321.5261 | -0.37945 | -0.32646 | -0.29409 | 0
[6 empty] | 13 | 1320.3452 | -0.37944 | -0.32636 | -0.2942 | 0
[6 empty] | 13 | 1315.4382 | -0.37963 | -0.32572 | -0.29465 | 0
[6 empty] | 13 | 1103.057 | -0.36478 | -0.31704 | -0.31818 | 0
[6 empty] | 13 | 1101.9416 | -0.36484 | -0.31688 | -0.31828 | 0
[6 empty] | 13 | 1007.156 | -0.3409 | -0.28509 | -0.37401 | 0
[6 empty] | 13 | 1144.2651 | -0.4692 | -0.21628 | -0.31453 | 0
[6 empty] | 13 | 1143.4682 | -0.4691 | -0.21631 | -0.31458 | 0
[6 empty] | 13 | 1143.4219 | -0.4691 | -0.21631 | -0.31459 | 0
[6 empty] | 13 | 1142.9697 | -0.46891 | -0.2165 | -0.31459 | 0
[6 empty] | 13 | 1142.0343 | -0.46887 | -0.21632 | -0.3148 | 0
[6 empty] | 13 | 1079.8239 | -0.45434 | -0.20077 | -0.34489 | 0
[6 empty] | 13 | 1078.5168 | -0.45423 | -0.20091 | -0.34486 | 0
[6 empty] | 13 | 1078.7033 | -0.45436 | -0.20119 | -0.34444 | 0
[6 empty] | 13 | 1078.054 | -0.45414 | -0.20098 | -0.34487 | 0
[6 empty] | 13 | 1067.9777 | -0.45604 | -0.21336 | -0.3306 | 0
[6 empty] | 13 | 958.6295 | -0.41991 | -0.22388 | -0.35621 | 0
[6 empty] | 13 | 957.9559 | -0.41973 | -0.22401 | -0.35625 | 0
[6 empty] | 13 | 955.7544 | -0.41895 | -0.22455 | -0.3565 | 0
[6 empty] | 13 | 944.555 | -0.41446 | -0.22749 | -0.35805 | 0
[6 empty] | 13 | 945.2364 | -0.41491 | -0.22724 | -0.35785 | 0
[6 empty] | 13 | 996.3957 | -0.44263 | -0.22199 | -0.33538 | 0
[6 empty] | 13 | 993.6156 | -0.44204 | -0.22211 | -0.33585 | 0
[6 empty] | 13 | 992.969 | -0.4417 | -0.22218 | -0.33612 | 0
[6 empty] | 13 | 993.5784 | -0.44206 | -0.2222 | -0.33575 | 0
[6 empty] | 13 | 943.3432 | -0.4164 | -0.22887 | -0.35473 | 0
[6 empty] | 13 | 942.3224 | -0.4167 | -0.22959 | -0.35371 | 0
[6 empty] | 13 | 856.6311 | -0.3878 | -0.27389 | -0.33831 | 0
[6 empty] | 13 | 854.0465 | -0.38806 | -0.27322 | -0.33871 | 0
[6 empty] | 13 | 854.4124 | -0.38834 | -0.27317 | -0.33848 | 0
[6 empty] | 13 | 853.8677 | -0.38808 | -0.27334 | -0.33858 | 0
[6 empty] | 13 | 853.8575 | -0.38812 | -0.27336 | -0.33853 | 0
[6 empty] | 13 | 6999.9997 | -7.7561e-16 | 1 | -3.1404e-16 | 0
[6 empty] | 13 | 2408.3337 | -0.027225 | -0.34484 | -0.62793 | 0
[6 empty] | 13 | 2408.5856 | -0.027228 | -0.3449 | -0.62787 | 0
[6 empty] | 13 | 3241.7869 | -0.003974 | -0.23124 | -0.76478 | 0
[6 empty] | 13 | 2356.7627 | -0.0028553 | -0.3054 | -0.69175 | 0
[6 empty] | 13 | 3242.3923 | -0.004194 | -0.23098 | -0.76482 | 0
[6 empty] | 13 | 2354.5152 | -0.0032477 | -0.3052 | -0.69155 | 0
[6 empty] | 13 | 2352.9267 | -0.0035745 | -0.30513 | -0.6913 | 0
[6 empty] | 13 | 2351.4561 | -0.0039011 | -0.30508 | -0.69102 | 0
[6 empty] | 13 | 5784.1219 | -0.10954 | 0.256 | 0.85355 | 0
[6 empty] | 13 | 5783.7286 | -0.11013 | 0.25658 | 0.85355 | 0
[6 empty] | 13 | 6999.9997 | -1.4828e-15 | 1 | -9.1248e-16 | 0
[6 empty] | 13 | 5999.9981 | -1.1494e-16 | -1 | 2.5361e-16 | 0
[6 empty] | 13 | 5999.9981 | -1.1494e-16 | -1 | -2.207e-16 | 0
[6 empty] | 13 | 5999.9981 | -1.5864e-16 | -1 | 2.6656e-16 | 0
[6 empty] | 13 | 6046.2116 | -0.22399 | 0.36762 | 0.85637 | 0
[6 empty] | 14 | 2018.1901 | 0.31656 | 0.43956 | 0.24389 | 0
[6 empty] | 14 | 2013.6815 | 0.3163 | 0.43937 | 0.24433 | 0
[6 empty] | 14 | 1416.9356 | 0.33333 | 0.33338 | 0.33329 | 0
[6 empty] | 14 | 1491.5368 | -0.23677 | -0.28541 | -0.47782 | 0
[6 empty] | 14 | 1173.0713 | -0.33331 | -0.32872 | -0.33797 | 0
[6 empty] | 14 | 1029.1278 | -0.34076 | -0.28766 | -0.37158 | 0
[6 empty] | 14 | 1108.9136 | -0.45947 | -0.21795 | -0.32257 | 0
[6 empty] | 14 | 1063.3868 | -0.44919 | -0.20995 | -0.34085 | 0
[6 empty] | 14 | 1029.6424 | -0.43896 | -0.21673 | -0.34431 | 0
[6 empty] | 14 | 989.3904 | -0.42853 | -0.2255 | -0.34598 | 0
[6 empty] | 14 | 854.8039 | -0.38827 | -0.27298 | -0.33876 | 0
[6 empty] | 14 | 3598.8798 | -0.003358 | -0.22972 | -0.76692 | 0
[6 empty] | 14 | 6000.0071 | -1.1183e-17 | -1 | -6.3279e-18 | 0
[6 empty] | 14 | 6000.0071 | -1.1183e-17 | -1 | -2.613e-16 | 0
[6 empty] | 14 | 5647.4363 | -0.2246 | 0.36649 | 0.85811 | 0
[6 empty] | 14 | 4933.752 | 0.48488 | -0.31828 | 0.8334 | 0
[6 empty] | 14 | 7205.6879 | 0.65642 | -0.53142 | -1.125 | 0
[6 empty] | 14 | 7206.0036 | 0.65647 | -0.53144 | -1.125 | 0
[6 empty] | 14 | 11111.6683 | 1.2169 | -0.83626 | -1.3807 | 0
[6 empty] | 14 | 11123.5022 | 1.2188 | -0.8362 | -1.3826 | 0
[6 empty] | 14 | 11127.1375 | 1.2192 | -0.83648 | -1.3827 | 0
[6 empty] | 14 | 11130.2195 | 1.2197 | -0.83671 | -1.383 | 0
[6 empty] | 14 | 11185.5631 | 1.2269 | -0.84005 | -1.3869 | 0
[6 empty] | 14 | 1449.3751 | 0.22957 | 0.44852 | 0.32191 | 0
[6 empty] | 14 | 1438.7352 | 0.23052 | 0.44751 | 0.32198 | 0
[6 empty] | 14 | 1438.6403 | 0.23053 | 0.4475 | 0.32197 | 0
[6 empty] | 14 | 1438.643 | 0.23054 | 0.4475 | 0.32197 | 0
[6 empty] | 14 | 1438.6625 | 0.23057 | 0.44748 | 0.32195 | 0
[6 empty] | 14 | 1438.5213 | 0.23071 | 0.44724 | 0.32205 | 0
[6 empty] | 14 | 1441.9565 | 0.23123 | 0.44733 | 0.32144 | 0
[6 empty] | 14 | 1695.8417 | 0.26394 | 0.3459 | 0.39016 | 0
[6 empty] | 14 | 1695.0687 | 0.26398 | 0.34599 | 0.39003 | 0
[6 empty] | 14 | 2014.3395 | 0.31635 | 0.43939 | 0.24426 | 0
[6 empty] | 14 | 2010.2612 | 0.31598 | 0.43931 | 0.24471 | 0
[6 empty] | 14 | 1702.38 | 0.28899 | 0.43082 | 0.28019 | 0
[6 empty] | 14 | 1702.6509 | 0.28903 | 0.43082 | 0.28015 | 0
[6 empty] | 14 | 1442.652 | 0.26656 | 0.41683 | 0.31662 | 0
[6 empty] | 14 | 3073.9878 | 0.60434 | 0.072702 | 0.32296 | 0
[6 empty] | 14 | 3078.3347 | 0.60533 | 0.072786 | 0.32189 | 0
[6 empty] | 14 | 3071.3718 | 0.60441 | 0.073212 | 0.32238 | 0
[6 empty] | 14 | 1417.6008 | 0.33288 | 0.33355 | 0.33357 | 0
[6 empty] | 14 | 1416.7049 | 0.33278 | 0.33388 | 0.33333 | 0
[6 empty] | 14 | 1416.7471 | 0.33282 | 0.33383 | 0.33335 | 0
[6 empty] | 14 | 1426.4463 | 0.33459 | 0.33293 | 0.33249 | 0
[6 empty] | 14 | 1416.7639 | 0.33308 | 0.33365 | 0.33327 | 0
[6 empty] | 14 | 1417.4419 | 0.3333 | 0.33324 | 0.33346 | 0
[6 empty] | 14 | 1420.6809 | 0.33389 | 0.33311 | 0.333 | 0
[6 empty] | 14 | 1416.9099 | 0.3333 | 0.33342 | 0.33329 | 0
[6 empty] | 14 | 1416.9987 | 0.33333 | 0.33333 | 0.33333 | 0
[6 empty] | 14 | 1416.9613 | 0.33335 | 0.33335 | 0.3333 | 0
[6 empty] | 14 | 1417.2734 | 0.33342 | 0.3333 | 0.33328 | 0
[6 empty] | 14 | 1418.4115 | 0.33363 | 0.33313 | 0.33324 | 0
[6 empty] | 14 | 3657.148 | 0.065907 | -0.51048 | -0.55543 | 0
[6 empty] | 14 | 3659.8484 | 0.066266 | -0.51072 | -0.55555 | 0
[6 empty] | 14 | 19130.5197 | 0.96498 | 0.30454 | -2.2695 | 0
[6 empty] | 14 | 19629.2246 | 0.99417 | 0.32351 | -2.3177 | 0
[6 empty] | 14 | 7000.0059 | 5.1079e-16 | 1 | 3.697e-16 | 0
[6 empty] | 14 | 5119.9064 | 0.48617 | -0.33982 | 0.85365 | 0
[6 empty] | 14 | 4957.8427 | 0.48352 | -0.32283 | 0.83931 | 0
[6 empty] | 14 | 4954.6829 | 0.4837 | -0.32263 | 0.83893 | 0
[6 empty] | 14 | 4953.5082 | 0.4836 | -0.32256 | 0.83896 | 0
[6 empty] | 14 | 4950.5215 | 0.48332 | -0.32189 | 0.83857 | 0
[6 empty] | 14 | 4947.4813 | 0.48304 | -0.32122 | 0.83818 | 0
[6 empty] | 14 | 1816.4279 | -0.19324 | -0.26817 | -0.53859 | 0
[6 empty] | 14 | 1810.0748 | -0.19359 | -0.26849 | -0.53792 | 0
[6 empty] | 14 | 1809.9276 | -0.19366 | -0.26846 | -0.53788 | 0
[6 empty] | 14 | 1791.2286 | -0.24608 | -0.39808 | -0.35584 | 0
[6 empty] | 14 | 1780.5495 | -0.24803 | -0.39756 | -0.3544 | 0
[6 empty] | 14 | 1761.795 | -0.25083 | -0.39569 | -0.35348 | 0
[6 empty] | 14 | 1517.9925 | -0.2313 | -0.28579 | -0.48291 | 0
[6 empty] | 14 | 1500.7554 | -0.23478 | -0.28545 | -0.47978 | 0
[6 empty] | 14 | 1496.5416 | -0.23567 | -0.28544 | -0.47889 | 0
[6 empty] | 14 | 1604.3207 | -0.27993 | -0.38262 | -0.33745 | 0
[6 empty] | 14 | 2037.4457 | -0.4543 | -0.32964 | -0.21606 | 0
[6 empty] | 14 | 2035.2143 | -0.45489 | -0.32883 | -0.21627 | 0
[6 empty] | 14 | 2031.9443 | -0.45437 | -0.32907 | -0.21655 | 0
[6 empty] | 14 | 1877.0125 | -0.42805 | -0.33948 | -0.23247 | 0
[6 empty] | 14 | 1194.3146 | -0.3305 | -0.33139 | -0.33811 | 0
[6 empty] | 14 | 1308.3606 | -0.38675 | -0.32642 | -0.28683 | 0
[6 empty] | 14 | 1179.0123 | -0.33256 | -0.32952 | -0.33792 | 0
[6 empty] | 14 | 1172.9784 | -0.3333 | -0.32867 | -0.33803 | 0
[6 empty] | 14 | 1234.592 | -0.37977 | -0.32621 | -0.29402 | 0
[6 empty] | 14 | 1233.5039 | -0.37981 | -0.32607 | -0.29412 | 0
[6 empty] | 14 | 1233.0229 | -0.37981 | -0.32602 | -0.29417 | 0
[6 empty] | 14 | 1127.2036 | -0.34099 | -0.32269 | -0.33632 | 0
[6 empty] | 14 | 1126.2243 | -0.34121 | -0.32256 | -0.33623 | 0
[6 empty] | 14 | 1125.5394 | -0.34135 | -0.32246 | -0.3362 | 0
[6 empty] | 14 | 1122.0084 | -0.34195 | -0.32181 | -0.33624 | 0
[6 empty] | 14 | 1103.7693 | -0.36491 | -0.31666 | -0.31843 | 0
[6 empty] | 14 | 1103.7222 | -0.36491 | -0.31665 | -0.31843 | 0
[6 empty] | 14 | 1019.9912 | -0.34099 | -0.28466 | -0.37434 | 0
[6 empty] | 14 | 1012.8418 | -0.34302 | -0.28417 | -0.3728 | 0
[6 empty] | 14 | 1112.1337 | -0.45981 | -0.21796 | -0.32223 | 0
[6 empty] | 14 | 1109.2648 | -0.45952 | -0.21798 | -0.3225 | 0
[6 empty] | 14 | 1107.9415 | -0.45933 | -0.21793 | -0.32274 | 0
[6 empty] | 14 | 1106.4718 | -0.45905 | -0.21776 | -0.3232 | 0
[6 empty] | 14 | 1066.8867 | -0.44952 | -0.20931 | -0.34117 | 0
[6 empty] | 14 | 1065.1119 | -0.44937 | -0.20951 | -0.34112 | 0
[6 empty] | 14 | 1065.0083 | -0.44938 | -0.20954 | -0.34109 | 0
[6 empty] | 14 | 960.7613 | -0.36827 | -0.29119 | -0.34055 | 0
[6 empty] | 14 | 1057.36 | -0.44981 | -0.21649 | -0.3337 | 0
[6 empty] | 14 | 1019.3257 | -0.44291 | -0.22092 | -0.33617 | 0
[6 empty] | 14 | 1016.6943 | -0.44245 | -0.22155 | -0.336 | 0
[6 empty] | 14 | 1016.6054 | -0.44242 | -0.22157 | -0.33601 | 0
[6 empty] | 14 | 1002.4056 | -0.43108 | -0.22231 | -0.34661 | 0
[6 empty] | 14 | 1013.3483 | -0.44073 | -0.22201 | -0.33725 | 0
[6 empty] | 14 | 1000.5054 | -0.43099 | -0.22284 | -0.34617 | 0
[6 empty] | 14 | 998.6566 | -0.42973 | -0.2231 | -0.34717 | 0
[6 empty] | 14 | 992.8828 | -0.42787 | -0.22435 | -0.34778 | 0
[6 empty] | 14 | 992.4864 | -0.42755 | -0.22452 | -0.34793 | 0
[6 empty] | 14 | 988.4917 | -0.4281 | -0.22566 | -0.34624 | 0
[6 empty] | 14 | 857.4528 | -0.38922 | -0.27201 | -0.33877 | 0
[6 empty] | 14 | 855.8043 | -0.38794 | -0.27306 | -0.339 | 0
[6 empty] | 14 | 855.386 | -0.38806 | -0.27302 | -0.33892 | 0
[6 empty] | 14 | 855.441 | -0.38816 | -0.27311 | -0.33873 | 0
[6 empty] | 14 | 855.008 | -0.3883 | -0.27299 | -0.33872 | 0
[6 empty] | 14 | 854.8137 | -0.38825 | -0.27298 | -0.33878 | 0
[6 empty] | 14 | 854.7969 | -0.38826 | -0.27298 | -0.33876 | 0
[6 empty] | 14 | 2648.5951 | -0.027295 | -0.34461 | -0.62809 | 0
[6 empty] | 14 | 2673.0827 | -0.002733 | -0.30415 | -0.69311 | 0
[6 empty] | 14 | 2643.1811 | -0.027452 | -0.34314 | -0.62941 | 0
[6 empty] | 14 | 2670.1392 | -0.0028395 | -0.30433 | -0.69283 | 0
[6 empty] | 14 | 2669.6098 | -0.002927 | -0.30433 | -0.69275 | 0
[6 empty] | 14 | 2669.4042 | -0.0029487 | -0.30434 | -0.69271 | 0
[6 empty] | 14 | 2667.2526 | -0.0033422 | -0.30434 | -0.69231 | 0
[6 empty] | 14 | 5283.2453 | -0.11028 | 0.25517 | 0.85511 | 0
[6 empty] | 14 | 5283.0274 | -0.11028 | 0.25517 | 0.85511 | 0
[6 empty] | 14 | 6000.0071 | -1.6202e-15 | -1 | -1.2983e-15 | 0
[6 empty] | 14 | 7000.0059 | -2.7992e-15 | 1 | -3.9158e-15 | 0
[6 empty] | 14 | 6000.0071 | -2.2693e-15 | -1 | -2.7603e-15 | 0
[6 empty] | 14 | 6000.0071 | -2.2857e-16 | -1 | 1.762e-17 | 0
[6 empty] | 14 | 6000.0071 | -2.613e-15 | -1 | -2.7221e-15 | 0
[6 empty] | 14 | 7000.0059 | -3.8856e-16 | 1 | 1.7429e-16 | 0
[6 empty] | 14 | 6000.0071 | -3.0712e-15 | -1 | -3.4858e-15 | 0
[6 empty] | 14 | 7000.0059 | -6.3377e-16 | 1 | -3.5235e-15 | 0
[6 empty] | 14 | 3596.1375 | -0.0030349 | -0.23012 | -0.76684 | 0
[6 empty] | 15 | 1763.0072 | 0.26046 | 0.34664 | 0.3929 | 0
[6 empty] | 15 | 2091.6682 | 0.3157 | 0.44534 | 0.23896 | 0
[6 empty] | 15 | 2086.3003 | 0.31523 | 0.44526 | 0.23951 | 0
[6 empty] | 15 | 1416.8747 | 0.33333 | 0.33337 | 0.3333 | 0
[6 empty] | 15 | 6999.9863 | 1.0746e-15 | 1 | 3.8761e-16 | 0
[6 empty] | 15 | 6000.0012 | 3.1896e-16 | -1 | 1.4924e-15 | 0
[6 empty] | 15 | 5158.7671 | 0.4849 | -0.32875 | 0.84385 | 0
[6 empty] | 15 | 5138.2913 | 0.48614 | -0.32451 | 0.83837 | 0
[6 empty] | 15 | 6000.0012 | 5.8839e-15 | -1 | 5.5009e-15 | 0
[6 empty] | 15 | 1605.867 | -0.28016 | -0.3825 | -0.33734 | 0
[6 empty] | 15 | 975.3849 | -0.36699 | -0.29257 | -0.34045 | 0
[6 empty] | 15 | 1026.6689 | -0.43105 | -0.22462 | -0.34434 | 0
[6 empty] | 15 | 868.4671 | -0.38888 | -0.27241 | -0.33871 | 0
[6 empty] | 15 | 866.6008 | -0.38792 | -0.27322 | -0.33886 | 0
[6 empty] | 15 | 7152.9321 | 0.64668 | -0.52966 | -1.117 | 0
[6 empty] | 15 | 1760.5636 | 0.26122 | 0.34624 | 0.39253 | 0
[6 empty] | 15 | 1524.1421 | 0.22109 | 0.45785 | 0.32105 | 0
[6 empty] | 15 | 1476.4593 | 0.22518 | 0.45301 | 0.32181 | 0
[6 empty] | 15 | 1474.2268 | 0.2255 | 0.45318 | 0.32132 | 0
[6 empty] | 15 | 1474.0643 | 0.22549 | 0.45316 | 0.32135 | 0
[6 empty] | 15 | 1474.0352 | 0.22549 | 0.45316 | 0.32135 | 0
[6 empty] | 15 | 1478.9642 | 0.22638 | 0.45301 | 0.32061 | 0
[6 empty] | 15 | 1473.6087 | 0.22589 | 0.45277 | 0.32134 | 0
[6 empty] | 15 | 10441.8349 | 1.1899 | -0.82662 | -1.3633 | 0
[6 empty] | 15 | 10460.8691 | 1.1931 | -0.82881 | -1.3643 | 0
[6 empty] | 15 | 10465.8812 | 1.194 | -0.82897 | -1.365 | 0
[6 empty] | 15 | 10468.9877 | 1.1944 | -0.82911 | -1.3653 | 0
[6 empty] | 15 | 10480.976 | 1.1961 | -0.82975 | -1.3663 | 0
[6 empty] | 15 | 11472.304 | 1.328 | -0.88533 | -1.4427 | 0
[6 empty] | 15 | 2086.2363 | 0.31521 | 0.44527 | 0.23952 | 0
[6 empty] | 15 | 2086.5422 | 0.31526 | 0.44526 | 0.23948 | 0
[6 empty] | 15 | 2067.9305 | 0.31607 | 0.44177 | 0.24215 | 0
[6 empty] | 15 | 1761.1006 | 0.28689 | 0.43582 | 0.27729 | 0
[6 empty] | 15 | 1759.091 | 0.28683 | 0.43563 | 0.27754 | 0
[6 empty] | 15 | 1984.3423 | 0.32249 | 0.42244 | 0.25507 | 0
[6 empty] | 15 | 1474.7428 | 0.26361 | 0.42054 | 0.31585 | 0
[6 empty] | 15 | 3062.6301 | 0.60576 | 0.071836 | 0.32241 | 0
[6 empty] | 15 | 3059.6544 | 0.60532 | 0.072087 | 0.32259 | 0
[6 empty] | 15 | 1416.9646 | 0.33298 | 0.33378 | 0.33324 | 0
[6 empty] | 15 | 1421.9869 | 0.33399 | 0.33319 | 0.33282 | 0
[6 empty] | 15 | 1417.4564 | 0.33337 | 0.33319 | 0.33344 | 0
[6 empty] | 15 | 1416.8759 | 0.3333 | 0.3334 | 0.3333 | 0
[6 empty] | 15 | 1416.9428 | 0.33338 | 0.33329 | 0.33333 | 0
[6 empty] | 15 | 1416.8803 | 0.33336 | 0.33333 | 0.33331 | 0
[6 empty] | 15 | 6000.0012 | 9.3113e-15 | -1 | 1.0236e-14 | 0
[6 empty] | 15 | 3566.7115 | 0.062566 | -0.50885 | -0.55371 | 0
[6 empty] | 15 | 3573.7528 | 0.063595 | -0.50967 | -0.55392 | 0
[6 empty] | 15 | 3573.9534 | 0.063595 | -0.50962 | -0.55398 | 0
[6 empty] | 15 | 6999.9863 | 2.0084e-16 | 1 | -1.3752e-14 | 0
[6 empty] | 15 | 6000.0012 | 2.899e-16 | -1 | 1.5651e-16 | 0
[6 empty] | 15 | 6000.0012 | 3.6453e-17 | -1 | -1.1358e-16 | 0
[6 empty] | 15 | 16288.7611 | 0.72028 | 0.18641 | -1.9067 | 0
[6 empty] | 15 | 17117.4947 | 0.7658 | 0.21613 | -1.9819 | 0
[6 empty] | 15 | 5398.2027 | 0.48816 | -0.35274 | 0.86458 | 0
[6 empty] | 15 | 5162.1022 | 0.48459 | -0.32896 | 0.84438 | 0
[6 empty] | 15 | 5162.0184 | 0.48457 | -0.32895 | 0.84438 | 0
[6 empty] | 15 | 5158.8067 | 0.4849 | -0.32875 | 0.84384 | 0
[6 empty] | 15 | 6999.9863 | 5.7246e-17 | 1 | -5.9229e-17 | 0
[6 empty] | 15 | 1941.9287 | -0.19579 | -0.26767 | -0.53654 | 0
[6 empty] | 15 | 1941.4126 | -0.19576 | -0.26772 | -0.53652 | 0
[6 empty] | 15 | 1931.0442 | -0.19464 | -0.26903 | -0.53634 | 0
[6 empty] | 15 | 1930.9767 | -0.19468 | -0.26901 | -0.53631 | 0
[6 empty] | 15 | 1928.9896 | -0.19533 | -0.26883 | -0.53585 | 0
[6 empty] | 15 | 1769.28 | -0.24986 | -0.39631 | -0.35383 | 0
[6 empty] | 15 | 1766.3401 | -0.2503 | -0.39601 | -0.35369 | 0
[6 empty] | 15 | 1583.9542 | -0.23465 | -0.28573 | -0.47962 | 0
[6 empty] | 15 | 1582.4972 | -0.23493 | -0.28577 | -0.47931 | 0
[6 empty] | 15 | 1582.0036 | -0.23502 | -0.28569 | -0.47929 | 0
[6 empty] | 15 | 1572.2313 | -0.2369 | -0.28566 | -0.47745 | 0
[6 empty] | 15 | 1982.246 | -0.44389 | -0.32786 | -0.22825 | 0
[6 empty] | 15 | 1979.0586 | -0.44366 | -0.3278 | -0.22854 | 0
[6 empty] | 15 | 1768.885 | -0.4598 | -0.15726 | -0.38294 | 0
[6 empty] | 15 | 1694.1794 | -0.44608 | -0.16903 | -0.38489 | 0
[6 empty] | 15 | 1258.6007 | -0.37945 | -0.32635 | -0.2942 | 0
[6 empty] | 15 | 1255.9536 | -0.37956 | -0.32601 | -0.29443 | 0
[6 empty] | 15 | 1255.9351 | -0.37956 | -0.32601 | -0.29443 | 0
[6 empty] | 15 | 1194.7236 | -0.33123 | -0.33066 | -0.33811 | 0
[6 empty] | 15 | 1182.3393 | -0.33298 | -0.32915 | -0.33787 | 0
[6 empty] | 15 | 1182.0329 | -0.33296 | -0.32909 | -0.33795 | 0
[6 empty] | 15 | 1181.3226 | -0.33303 | -0.32897 | -0.338 | 0
[6 empty] | 15 | 1113.6291 | -0.36482 | -0.31674 | -0.31844 | 0
[6 empty] | 15 | 1113.4606 | -0.36485 | -0.31671 | -0.31844 | 0
[6 empty] | 15 | 1044.4965 | -0.33826 | -0.29063 | -0.37112 | 0
[6 empty] | 15 | 1042.7351 | -0.33868 | -0.2907 | -0.37062 | 0
[6 empty] | 15 | 1042.3329 | -0.33867 | -0.29056 | -0.37077 | 0
[6 empty] | 15 | 1042.3164 | -0.33868 | -0.29055 | -0.37077 | 0
[6 empty] | 15 | 1030.5374 | -0.34098 | -0.28488 | -0.37415 | 0
[6 empty] | 15 | 1078.3124 | -0.45098 | -0.2206 | -0.32842 | 0
[6 empty] | 15 | 1078.302 | -0.45097 | -0.22059 | -0.32844 | 0
[6 empty] | 15 | 1076.9456 | -0.45073 | -0.22076 | -0.32851 | 0
[6 empty] | 15 | 1075.9096 | -0.4504 | -0.22106 | -0.32854 | 0
[6 empty] | 15 | 1072.3817 | -0.44971 | -0.2198 | -0.33049 | 0
[6 empty] | 15 | 1054.4059 | -0.44616 | -0.2195 | -0.33434 | 0
[6 empty] | 15 | 1056.6574 | -0.44598 | -0.21705 | -0.33698 | 0
[6 empty] | 15 | 1054.8096 | -0.44518 | -0.21609 | -0.33873 | 0
[6 empty] | 15 | 1054.6875 | -0.44517 | -0.2161 | -0.33873 | 0
[6 empty] | 15 | 1053.3339 | -0.44507 | -0.21625 | -0.33869 | 0
[6 empty] | 15 | 1053.0361 | -0.44502 | -0.21629 | -0.33869 | 0
[6 empty] | 15 | 1052.356 | -0.44491 | -0.21643 | -0.33865 | 0
[6 empty] | 15 | 1027.7186 | -0.44141 | -0.22255 | -0.33604 | 0
[6 empty] | 15 | 1026.745 | -0.44125 | -0.22279 | -0.33595 | 0
[6 empty] | 15 | 1026.4023 | -0.44116 | -0.22286 | -0.33598 | 0
[6 empty] | 15 | 1015.9578 | -0.43373 | -0.22417 | -0.3421 | 0
[6 empty] | 15 | 1015.8594 | -0.43392 | -0.22409 | -0.34199 | 0
[6 empty] | 15 | 1011.6968 | -0.43364 | -0.22495 | -0.34141 | 0
[6 empty] | 15 | 1011.4245 | -0.4336 | -0.22502 | -0.34139 | 0
[6 empty] | 15 | 866.974 | -0.38801 | -0.27336 | -0.33863 | 0
[6 empty] | 15 | 866.4935 | -0.38791 | -0.27325 | -0.33884 | 0
[6 empty] | 15 | 866.3661 | -0.38795 | -0.27325 | -0.3388 | 0
[6 empty] | 15 | 866.8354 | -0.38831 | -0.27298 | -0.33871 | 0
[6 empty] | 15 | 866.3398 | -0.38796 | -0.27325 | -0.33879 | 0
[6 empty] | 15 | 866.2007 | -0.38805 | -0.27322 | -0.33872 | 0
[6 empty] | 15 | 3067.9954 | -0.030073 | -0.27102 | -0.69891 | 0
[6 empty] | 15 | 2768.6718 | -0.030735 | -0.34326 | -0.62601 | 0
[6 empty] | 15 | 5029.1035 | -0.1074 | 0.25562 | 0.85178 | 0
[6 empty] | 15 | 5028.9038 | -0.1074 | 0.25561 | 0.85178 | 0
[6 empty] | 15 | 2993.4893 | -0.040319 | -0.2703 | -0.68938 | 0
[6 empty] | 15 | 2993.7692 | -0.040752 | -0.27002 | -0.68923 | 0
[6 empty] | 15 | 3783.8475 | -0.006215 | -0.2308 | -0.76298 | 0
[6 empty] | 15 | 3784.5364 | -0.0064358 | -0.23059 | -0.76297 | 0
[6 empty] | 15 | 3794.1908 | -0.0064827 | -0.22992 | -0.7636 | 0
[6 empty] | 15 | 3751.0327 | -0.0064515 | -0.23312 | -0.76043 | 0
[6 empty] | 15 | 6999.9863 | -1.6119e-15 | 1 | -1.1641e-15 | 0
[6 empty] | 15 | 2850.8076 | -0.0049441 | -0.30476 | -0.6903 | 0
[6 empty] | 15 | 2848.3613 | -0.0056845 | -0.30429 | -0.69003 | 0
[6 empty] | 15 | 2845.7973 | -0.0057372 | -0.30446 | -0.68981 | 0
[6 empty] | 15 | 2862.4178 | -0.0058567 | -0.30306 | -0.69108 | 0
[6 empty] | 15 | 2844.9283 | -0.0058921 | -0.30443 | -0.68968 | 0
[6 empty] | 15 | 2844.9271 | -0.0058921 | -0.30443 | -0.68968 | 0
[6 empty] | 15 | 5299.8641 | -0.2187 | 0.36581 | 0.85289 | 0
[6 empty] | 15 | 2839.6004 | -0.0068202 | -0.30438 | -0.6888 | 0
[6 empty] | 15 | 6999.9863 | -2.3602e-15 | 1 | -3.6331e-15 | 0
[6 empty] | 15 | 6000.0012 | -6.1085e-16 | -1 | -1.1821e-16 | 0
[6 empty] | 16 | 1176.1782 | -0.33283 | -0.32924 | -0.33793 | 0
[6 empty] | 16 | 10746.3673 | 1.2161 | -0.83792 | -1.3782 | 0
[6 empty] | 16 | 1991.8192 | 0.32226 | 0.42135 | 0.25639 | 0
[6 empty] | 16 | 1416.704 | 0.33329 | 0.33339 | 0.33332 | 0
[6 empty] | 16 | 6000.0069 | 1.7693e-15 | -1 | 2.1734e-15 | 0
[6 empty] | 16 | 6000.0069 | 2.6326e-15 | -1 | 2.8224e-15 | 0
[6 empty] | 16 | 4325.1132 | 0.48167 | -0.31831 | 0.83665 | 0
[6 empty] | 16 | 1178.1904 | -0.33278 | -0.32954 | -0.33768 | 0
[6 empty] | 16 | 969.3804 | -0.36721 | -0.29247 | -0.34032 | 0
[6 empty] | 16 | 1045.9053 | -0.44211 | -0.22211 | -0.33578 | 0
[6 empty] | 16 | 869.4692 | -0.38802 | -0.27324 | -0.33874 | 0
[6 empty] | 16 | 869.2434 | -0.38816 | -0.27318 | -0.33866 | 0
[6 empty] | 16 | 7439.6231 | 0.65279 | -0.53226 | -1.1205 | 0
[6 empty] | 16 | 1648.5779 | 0.26452 | 0.34568 | 0.38979 | 0
[6 empty] | 16 | 1648.3161 | 0.26454 | 0.34572 | 0.38974 | 0
[6 empty] | 16 | 1479.5438 | 0.23177 | 0.44595 | 0.32228 | 0
[6 empty] | 16 | 1479.4865 | 0.23178 | 0.44595 | 0.32227 | 0
[6 empty] | 16 | 1479.3837 | 0.2318 | 0.44596 | 0.32224 | 0
[6 empty] | 16 | 1479.3007 | 0.23182 | 0.44596 | 0.32222 | 0
[6 empty] | 16 | 1479.2961 | 0.23182 | 0.44596 | 0.32222 | 0
[6 empty] | 16 | 1479.2376 | 0.23186 | 0.44592 | 0.32221 | 0
[6 empty] | 16 | 1479.1791 | 0.23192 | 0.44587 | 0.32221 | 0
[6 empty] | 16 | 10680.413 | 1.2059 | -0.83498 | -1.371 | 0
[6 empty] | 16 | 10722.33 | 1.2127 | -0.83659 | -1.3761 | 0
[6 empty] | 16 | 10724.9008 | 1.2131 | -0.83672 | -1.3764 | 0
[6 empty] | 16 | 10756.385 | 1.2175 | -0.83844 | -1.379 | 0
[6 empty] | 16 | 10842.9669 | 1.2285 | -0.8419 | -1.3866 | 0
[6 empty] | 16 | 2082.5002 | 0.31665 | 0.4381 | 0.24526 | 0
[6 empty] | 16 | 2080.4254 | 0.317 | 0.4377 | 0.2453 | 0
[6 empty] | 16 | 2078.3654 | 0.3168 | 0.43769 | 0.24551 | 0
[6 empty] | 16 | 2078.3606 | 0.3168 | 0.43769 | 0.24551 | 0
[6 empty] | 16 | 2078.938 | 0.31687 | 0.43768 | 0.24544 | 0
[6 empty] | 16 | 1757.1476 | 0.28964 | 0.42936 | 0.28099 | 0
[6 empty] | 16 | 1757.0278 | 0.28964 | 0.42935 | 0.28101 | 0
[6 empty] | 16 | 1757.3606 | 0.28982 | 0.4292 | 0.28099 | 0
[6 empty] | 16 | 1993.1889 | 0.32231 | 0.42146 | 0.25624 | 0
[6 empty] | 16 | 1471.3441 | 0.26737 | 0.41572 | 0.31691 | 0
[6 empty] | 16 | 2923.892 | 0.60366 | 0.073283 | 0.32306 | 0
[6 empty] | 16 | 2923.127 | 0.60386 | 0.073767 | 0.32238 | 0
[6 empty] | 16 | 2923.3351 | 0.60396 | 0.073766 | 0.32227 | 0
[6 empty] | 16 | 1420.4994 | 0.3336 | 0.33242 | 0.33398 | 0
[6 empty] | 16 | 1416.8402 | 0.33328 | 0.33334 | 0.33337 | 0
[6 empty] | 16 | 1416.7188 | 0.33328 | 0.33338 | 0.33334 | 0
[6 empty] | 16 | 1416.6978 | 0.33328 | 0.33339 | 0.33333 | 0
[6 empty] | 16 | 1416.8228 | 0.33331 | 0.33338 | 0.33331 | 0
[6 empty] | 16 | 1416.893 | 0.33333 | 0.33337 | 0.3333 | 0
[6 empty] | 16 | 1417.3207 | 0.33342 | 0.33331 | 0.33328 | 0
[6 empty] | 16 | 3601.8771 | 0.065479 | -0.51195 | -0.55353 | 0
[6 empty] | 16 | 3603.7882 | 0.065799 | -0.51214 | -0.55366 | 0
[6 empty] | 16 | 3605.5036 | 0.066116 | -0.51229 | -0.55383 | 0
[6 empty] | 16 | 6999.9978 | 2.1596e-15 | 1 | 1.6644e-15 | 0
[6 empty] | 16 | 43350.5432 | 1.8259 | 2.2889 | -3.1148 | 0
[6 empty] | 16 | 21918.8601 | 1.0085 | 0.3196 | -2.3281 | 0
[6 empty] | 16 | 6999.9978 | 4.6356e-16 | 1 | -4.3743e-17 | 0
[6 empty] | 16 | 4331.3459 | 0.48184 | -0.31925 | 0.83741 | 0
[6 empty] | 16 | 4330.8696 | 0.4818 | -0.31922 | 0.83742 | 0
[6 empty] | 16 | 4325.0987 | 0.48166 | -0.31831 | 0.83665 | 0
[6 empty] | 16 | 4325.0964 | 0.48166 | -0.31831 | 0.83665 | 0
[6 empty] | 16 | 2060.5259 | -0.19344 | -0.26878 | -0.53778 | 0
[6 empty] | 16 | 2057.5737 | -0.19327 | -0.2691 | -0.53763 | 0
[6 empty] | 16 | 2057.1473 | -0.19364 | -0.26892 | -0.53744 | 0
[6 empty] | 16 | 1763.9386 | -0.24858 | -0.39753 | -0.35389 | 0
[6 empty] | 16 | 1762.5563 | -0.24879 | -0.3974 | -0.35382 | 0
[6 empty] | 16 | 1661.7279 | -0.23293 | -0.28595 | -0.48111 | 0
[6 empty] | 16 | 1654.4287 | -0.23417 | -0.28585 | -0.47998 | 0
[6 empty] | 16 | 1646.5353 | -0.23552 | -0.28584 | -0.47864 | 0
[6 empty] | 16 | 1644.5248 | -0.23587 | -0.28583 | -0.47829 | 0
[6 empty] | 16 | 1597.1142 | -0.27918 | -0.38348 | -0.33734 | 0
[6 empty] | 16 | 1781.6018 | -0.43454 | -0.32636 | -0.2391 | 0
[6 empty] | 16 | 1183.8773 | -0.33177 | -0.33022 | -0.33801 | 0
[6 empty] | 16 | 1175.5308 | -0.33291 | -0.32914 | -0.33795 | 0
[6 empty] | 16 | 1174.4663 | -0.3331 | -0.32896 | -0.33794 | 0
[6 empty] | 16 | 1199.6327 | -0.37971 | -0.32671 | -0.29358 | 0
[6 empty] | 16 | 1196.1263 | -0.37958 | -0.32638 | -0.29404 | 0
[6 empty] | 16 | 1194.6154 | -0.3798 | -0.32613 | -0.29407 | 0
[6 empty] | 16 | 1194.5047 | -0.3798 | -0.32612 | -0.29409 | 0
[6 empty] | 16 | 1194.3101 | -0.3798 | -0.32609 | -0.29411 | 0
[6 empty] | 16 | 1116.842 | -0.36467 | -0.31679 | -0.31854 | 0
[6 empty] | 16 | 1112.5779 | -0.36489 | -0.31607 | -0.31903 | 0
[6 empty] | 16 | 1050.5959 | -0.33853 | -0.29058 | -0.37089 | 0
[6 empty] | 16 | 1050.5116 | -0.33855 | -0.2906 | -0.37085 | 0
[6 empty] | 16 | 1050.4495 | -0.33857 | -0.2906 | -0.37083 | 0
[6 empty] | 16 | 1045.895 | -0.33979 | -0.29029 | -0.36992 | 0
[6 empty] | 16 | 1045.7194 | -0.34082 | -0.28496 | -0.37422 | 0
[6 empty] | 16 | 966.5011 | -0.36767 | -0.29194 | -0.34039 | 0
[6 empty] | 16 | 1047.9059 | -0.44225 | -0.22184 | -0.33591 | 0
[6 empty] | 16 | 1047.4234 | -0.44231 | -0.22203 | -0.33567 | 0
[6 empty] | 16 | 1046.5496 | -0.44215 | -0.22198 | -0.33587 | 0
[6 empty] | 16 | 1046.3419 | -0.44209 | -0.22202 | -0.33588 | 0
[6 empty] | 16 | 1046.2448 | -0.44217 | -0.22207 | -0.33576 | 0
[6 empty] | 16 | 1046.1425 | -0.44215 | -0.22208 | -0.33577 | 0
[6 empty] | 16 | 1046.1604 | -0.44215 | -0.22206 | -0.3358 | 0
[6 empty] | 16 | 1046.0809 | -0.44214 | -0.22209 | -0.33577 | 0
[6 empty] | 16 | 1046.0464 | -0.44213 | -0.22208 | -0.33579 | 0
[6 empty] | 16 | 1045.2505 | -0.44195 | -0.22224 | -0.33581 | 0
[6 empty] | 16 | 1044.9067 | -0.44185 | -0.22232 | -0.33583 | 0
[6 empty] | 16 | 1006.8185 | -0.43022 | -0.23334 | -0.33644 | 0
[6 empty] | 16 | 873.0782 | -0.38706 | -0.27346 | -0.33949 | 0
[6 empty] | 16 | 871.7172 | -0.3875 | -0.2737 | -0.3388 | 0
[6 empty] | 16 | 870.0567 | -0.38785 | -0.27337 | -0.33879 | 0
[6 empty] | 16 | 3029.4764 | -0.0023832 | -0.30525 | -0.69237 | 0
[6 empty] | 16 | 3985.295 | -0.0034718 | -0.23095 | -0.76558 | 0
[6 empty] | 16 | 4005.6913 | -0.0036754 | -0.22934 | -0.76699 | 0
[6 empty] | 16 | 3990.6025 | -0.00375 | -0.23044 | -0.76581 | 0
[6 empty] | 16 | 2905.2639 | -0.028523 | -0.34473 | -0.62674 | 0
[6 empty] | 16 | 3030.8742 | -0.0031445 | -0.30446 | -0.6924 | 0
[6 empty] | 16 | 3024.0927 | -0.0032441 | -0.30492 | -0.69183 | 0
[6 empty] | 16 | 6999.9978 | -1.2242e-16 | 1 | -1.8089e-16 | 0
[6 empty] | 16 | 3020.1274 | -0.0038884 | -0.30485 | -0.69126 | 0
[6 empty] | 16 | 4741.6688 | -0.1075 | 0.25421 | 0.8533 | 0
[6 empty] | 16 | 4742.4096 | -0.10933 | 0.2561 | 0.85323 | 0
[6 empty] | 16 | 4745.8094 | -0.11001 | 0.25629 | 0.85372 | 0
[6 empty] | 16 | 3018.736 | -0.0041243 | -0.30482 | -0.69105 | 0
[6 empty] | 16 | 6999.9978 | -1.8157e-16 | 1 | -7.6343e-15 | 0
[6 empty] | 16 | 6000.0069 | -1.6408e-16 | -1 | -1.4387e-17 | 0
[6 empty] | 16 | 5123.4708 | -0.22336 | 0.3669 | 0.85646 | 0
[6 empty] | 16 | 6000.0069 | -3.4529e-16 | -1 | 2.553e-16 | 0
[6 empty] | 16 | 6000.0069 | -4.157e-16 | -1 | -1.6285e-15 | 0
[6 empty] | 17 | 2918.262 | 0.59974 | 0.07758 | 0.32268 | 0
[6 empty] | 17 | 4615.3538 | 0.48156 | -0.31185 | 0.83029 | 0
[6 empty] | 17 | 2828.8984 | 0.0016486 | -0.3036 | -0.69805 | 0
[6 empty] | 17 | 4616.5741 | 0.48167 | -0.31193 | 0.83025 | 0
[6 empty] | 17 | 1549.9731 | -0.23484 | -0.28555 | -0.47961 | 0
[6 empty] | 17 | 1993.8109 | -0.4542 | -0.32815 | -0.21765 | 0
[6 empty] | 17 | 1104.3537 | -0.36514 | -0.31776 | -0.3171 | 0
[6 empty] | 17 | 1105.8053 | -0.45885 | -0.21612 | -0.32503 | 0
[6 empty] | 17 | 1031.4313 | -0.44475 | -0.21903 | -0.33622 | 0
[6 empty] | 17 | 1013.1882 | -0.43325 | -0.22144 | -0.34531 | 0
[6 empty] | 17 | 1007.2232 | -0.4329 | -0.22279 | -0.3443 | 0
[6 empty] | 17 | 7288.5309 | 0.66649 | -0.53385 | -1.1326 | 0
[6 empty] | 17 | 7314.7558 | 0.66929 | -0.53417 | -1.1351 | 0
[6 empty] | 17 | 1728.1551 | 0.22408 | 0.45448 | 0.32143 | 0
[6 empty] | 17 | 1727.486 | 0.22424 | 0.45456 | 0.3212 | 0
[6 empty] | 17 | 1727.1358 | 0.22424 | 0.45452 | 0.32124 | 0
[6 empty] | 17 | 1726.8739 | 0.22425 | 0.45449 | 0.32126 | 0
[6 empty] | 17 | 1729.6483 | 0.22467 | 0.45446 | 0.32087 | 0
[6 empty] | 17 | 1723.6698 | 0.22535 | 0.45329 | 0.32136 | 0
[6 empty] | 17 | 2405.8523 | 0.31723 | 0.44761 | 0.23516 | 0
[6 empty] | 17 | 2373.1734 | 0.31557 | 0.44642 | 0.23802 | 0
[6 empty] | 17 | 2367.7958 | 0.31505 | 0.44639 | 0.23856 | 0
[6 empty] | 17 | 2367.6144 | 0.31509 | 0.44635 | 0.23856 | 0
[6 empty] | 17 | 2368.644 | 0.31523 | 0.44632 | 0.23844 | 0
[6 empty] | 17 | 2015.2242 | 0.28646 | 0.43673 | 0.27681 | 0
[6 empty] | 17 | 2005.428 | 0.28683 | 0.4354 | 0.27777 | 0
[6 empty] | 17 | 10634.2014 | 1.2497 | -0.84819 | -1.4015 | 0
[6 empty] | 17 | 10625.8514 | 1.2489 | -0.8473 | -1.4016 | 0
[6 empty] | 17 | 10632.7087 | 1.25 | -0.84771 | -1.4022 | 0
[6 empty] | 17 | 10650.5467 | 1.2526 | -0.84854 | -1.404 | 0
[6 empty] | 17 | 10650.179 | 1.2525 | -0.84855 | -1.404 | 0
[6 empty] | 17 | 1695.3595 | 0.26381 | 0.42035 | 0.31584 | 0
[6 empty] | 17 | 1522.0336 | 0.32057 | 0.33107 | 0.34835 | 0
[6 empty] | 17 | 2922.5486 | 0.60039 | 0.076835 | 0.32278 | 0
[6 empty] | 17 | 2922.6752 | 0.60052 | 0.076831 | 0.32265 | 0
[6 empty] | 17 | 1417.4261 | 0.33314 | 0.33357 | 0.33329 | 0
[6 empty] | 17 | 1420.7437 | 0.3338 | 0.33324 | 0.33296 | 0
[6 empty] | 17 | 1417.3298 | 0.33336 | 0.3332 | 0.33344 | 0
[6 empty] | 17 | 1417.0862 | 0.33333 | 0.33338 | 0.33329 | 0
[6 empty] | 17 | 1416.9612 | 0.33331 | 0.33338 | 0.33331 | 0
[6 empty] | 17 | 1416.9591 | 0.33331 | 0.33338 | 0.33331 | 0
[6 empty] | 17 | 1417.0624 | 0.33337 | 0.33326 | 0.33337 | 0
[6 empty] | 17 | 2831.6854 | 0.0021469 | -0.30366 | -0.69849 | 0
[6 empty] | 17 | 2832.3714 | 0.0022106 | -0.30364 | -0.69857 | 0
[6 empty] | 17 | 2833.2062 | 0.0023376 | -0.30368 | -0.69866 | 0
[6 empty] | 17 | 3562.388 | 0.064822 | -0.50869 | -0.55613 | 0
[6 empty] | 17 | 3581.9595 | 0.067372 | -0.51143 | -0.55594 | 0
[6 empty] | 17 | 3587.6121 | 0.068379 | -0.5116 | -0.55677 | 0
[6 empty] | 17 | 7000.0139 | 1.5607e-15 | 1 | 2.0963e-15 | 0
[6 empty] | 17 | 6000.0011 | 1.9161e-16 | -1 | 1.5329e-16 | 0
[6 empty] | 17 | 41919.5635 | 1.8087 | 2.2527 | -3.0614 | 0
[6 empty] | 17 | 18194.1763 | 0.81105 | 0.23367 | -2.0447 | 0
[6 empty] | 17 | 7000.0139 | 3.6438e-16 | 1 | 7.4727e-16 | 0
[6 empty] | 17 | 6000.0011 | 3.7108e-15 | -1 | 3.8897e-15 | 0
[6 empty] | 17 | 7000.0139 | 4.2257e-16 | 1 | 4.0604e-15 | 0
[6 empty] | 17 | 2828.1127 | 0.0015053 | -0.30358 | -0.69793 | 0
[6 empty] | 17 | 6000.0011 | 5.2629e-16 | -1 | -1.0219e-15 | 0
[6 empty] | 17 | 3792.9767 | 0.0024559 | -0.22793 | -0.77453 | 0
[6 empty] | 17 | 3793.4085 | 0.002474 | -0.22796 | -0.77452 | 0
[6 empty] | 17 | 3797.6899 | 0.0025095 | -0.22766 | -0.77485 | 0
[6 empty] | 17 | 4626.5893 | 0.48212 | -0.3131 | 0.83099 | 0
[6 empty] | 17 | 4615.4872 | 0.48157 | -0.31186 | 0.83029 | 0
[6 empty] | 17 | 4615.1582 | 0.48154 | -0.31184 | 0.8303 | 0
[6 empty] | 17 | 1914.6376 | -0.19116 | -0.2672 | -0.54164 | 0
[6 empty] | 17 | 1914.6056 | -0.19118 | -0.26719 | -0.54163 | 0
[6 empty] | 17 | 1912.642 | -0.19181 | -0.26702 | -0.54117 | 0
[6 empty] | 17 | 1732.2078 | -0.24811 | -0.39756 | -0.35433 | 0
[6 empty] | 17 | 1731.9607 | -0.24816 | -0.39755 | -0.35428 | 0
[6 empty] | 17 | 1553.4509 | -0.27924 | -0.3836 | -0.33716 | 0
[6 empty] | 17 | 1551.6149 | -0.23476 | -0.28535 | -0.47989 | 0
[6 empty] | 17 | 1549.5649 | -0.23491 | -0.28555 | -0.47953 | 0
[6 empty] | 17 | 1541.0409 | -0.23658 | -0.28568 | -0.47774 | 0
[6 empty] | 17 | 1990.5381 | -0.45378 | -0.32828 | -0.21794 | 0
[6 empty] | 17 | 1144.4548 | -0.33266 | -0.32948 | -0.33785 | 0
[6 empty] | 17 | 1142.248 | -0.33292 | -0.32916 | -0.33792 | 0
[6 empty] | 17 | 1142.0939 | -0.33294 | -0.32913 | -0.33793 | 0
[6 empty] | 17 | 1141.9015 | -0.33291 | -0.32903 | -0.33806 | 0
[6 empty] | 17 | 1201.4246 | -0.37875 | -0.32631 | -0.29494 | 0
[6 empty] | 17 | 1201.5596 | -0.37907 | -0.32617 | -0.29476 | 0
[6 empty] | 17 | 1200.4841 | -0.37904 | -0.32607 | -0.29489 | 0
[6 empty] | 17 | 1096.7836 | -0.36439 | -0.31698 | -0.31863 | 0
[6 empty] | 17 | 1022.3419 | -0.33818 | -0.29105 | -0.37077 | 0
[6 empty] | 17 | 1020.3735 | -0.33857 | -0.29104 | -0.37039 | 0
[6 empty] | 17 | 1019.8512 | -0.33869 | -0.29097 | -0.37035 | 0
[6 empty] | 17 | 1014.3142 | -0.34093 | -0.28543 | -0.37364 | 0
[6 empty] | 17 | 1106.9274 | -0.45901 | -0.21618 | -0.32481 | 0
[6 empty] | 17 | 1106.9097 | -0.45901 | -0.21618 | -0.32481 | 0
[6 empty] | 17 | 1106.2061 | -0.45891 | -0.21613 | -0.32496 | 0
[6 empty] | 17 | 1104.706 | -0.45865 | -0.21602 | -0.32533 | 0
[6 empty] | 17 | 1065.6381 | -0.45136 | -0.215 | -0.33365 | 0
[6 empty] | 17 | 1071.1519 | -0.45039 | -0.20939 | -0.34022 | 0
[6 empty] | 17 | 1070.2415 | -0.4505 | -0.20978 | -0.33972 | 0
[6 empty] | 17 | 1070.5422 | -0.45035 | -0.20945 | -0.3402 | 0
[6 empty] | 17 | 1069.8893 | -0.45035 | -0.2096 | -0.34005 | 0
[6 empty] | 17 | 1063.5876 | -0.44937 | -0.21099 | -0.33964 | 0
[6 empty] | 17 | 1032.0655 | -0.44493 | -0.21911 | -0.33595 | 0
[6 empty] | 17 | 1031.149 | -0.44474 | -0.21919 | -0.33607 | 0
[6 empty] | 17 | 1012.1421 | -0.43311 | -0.22167 | -0.34522 | 0
[6 empty] | 17 | 1012.3181 | -0.43514 | -0.22178 | -0.34307 | 0
[6 empty] | 17 | 852.5905 | -0.38687 | -0.27409 | -0.33904 | 0
[6 empty] | 17 | 852.9626 | -0.38806 | -0.27318 | -0.33876 | 0
[6 empty] | 17 | 851.3565 | -0.3873 | -0.27403 | -0.33867 | 0
[6 empty] | 17 | 850.9541 | -0.38737 | -0.27395 | -0.33868 | 0
[6 empty] | 17 | 851.254 | -0.38757 | -0.27374 | -0.33869 | 0
[6 empty] | 17 | 850.912 | -0.38743 | -0.27392 | -0.33865 | 0
[6 empty] | 17 | 851.1599 | -0.38755 | -0.27377 | -0.33868 | 0
[6 empty] | 17 | 850.8672 | -0.38743 | -0.27392 | -0.33866 | 0
[6 empty] | 17 | 2762.8878 | -0.024738 | -0.34391 | -0.63135 | 0
[6 empty] | 17 | 6000.0011 | -1.0858e-14 | -1 | -1.188e-14 | 0
[6 empty] | 17 | 5123.1877 | -0.11552 | 0.25377 | 0.86175 | 0
[6 empty] | 17 | 5120.7657 | -0.11546 | 0.25427 | 0.8612 | 0
[6 empty] | 17 | 5524.5695 | -0.23396 | 0.36709 | 0.86687 | 0
[6 empty] | 17 | 5532.298 | -0.23497 | 0.36697 | 0.868 | 0
[6 empty] | 17 | 6000.0011 | -3.0849e-16 | -1 | 1.0347e-15 | 0
[6 empty] | 17 | 7000.0139 | -4.2654e-16 | 1 | -4.9664e-16 | 0
[6 empty] | 17 | 6000.0011 | -4.6433e-15 | -1 | -4.9308e-15 | 0
[6 empty] | 18 | 3317.2813 | 0.0012323 | -0.2265 | -0.77473 | 0
[6 empty] | 18 | 1344.7117 | -0.23877 | -0.28598 | -0.47525 | 0
[6 empty] | 18 | 1613.5213 | 0.22198 | 0.4551 | 0.32293 | 0
[6 empty] | 18 | 1838.2462 | 0.25849 | 0.34598 | 0.39554 | 0
[6 empty] | 18 | 3067.2092 | 0.6104 | 0.073847 | 0.31575 | 0
[6 empty] | 18 | 1009.697 | -0.42838 | -0.24939 | -0.32223 | 0
[6 empty] | 18 | 988.0586 | -0.44271 | -0.22362 | -0.33368 | 0
[6 empty] | 18 | 7336.5542 | 0.69695 | -0.55572 | -1.1412 | 0
[6 empty] | 18 | 4804.2997 | 0.47333 | -0.30459 | 0.83126 | 0
[6 empty] | 18 | 4802.2502 | 0.47335 | -0.30445 | 0.8311 | 0
[6 empty] | 18 | 7531.4524 | 0.71973 | -0.56022 | -1.1595 | 0
[6 empty] | 18 | 4776.0834 | 0.47318 | -0.30186 | 0.82869 | 0
[6 empty] | 18 | 4780.1689 | 0.47358 | -0.30257 | 0.829 | 0
[6 empty] | 18 | 4775.2643 | 0.47322 | -0.30181 | 0.82858 | 0
[6 empty] | 18 | 4775.7629 | 0.4733 | -0.30183 | 0.82853 | 0
[6 empty] | 18 | 4756.9936 | 0.47242 | -0.29839 | 0.82598 | 0
[6 empty] | 18 | 1752.0911 | 0.20867 | 0.4602 | 0.33112 | 0
[6 empty] | 18 | 11696.8848 | 1.3354 | -0.90366 | -1.4318 | 0
[6 empty] | 18 | 11674.7071 | 1.3331 | -0.90194 | -1.4312 | 0
[6 empty] | 18 | 11681.663 | 1.3341 | -0.90247 | -1.4316 | 0
[6 empty] | 18 | 11706.7828 | 1.3373 | -0.90333 | -1.434 | 0
[6 empty] | 18 | 1624.7721 | 0.22094 | 0.45611 | 0.32294 | 0
[6 empty] | 18 | 1617.1445 | 0.22215 | 0.45551 | 0.32234 | 0
[6 empty] | 18 | 1607.3259 | 0.22254 | 0.45448 | 0.32298 | 0
[6 empty] | 18 | 1607.1357 | 0.22256 | 0.45449 | 0.32295 | 0
[6 empty] | 18 | 1607.0949 | 0.22257 | 0.45449 | 0.32294 | 0
[6 empty] | 18 | 1607.021 | 0.22259 | 0.45447 | 0.32294 | 0
[6 empty] | 18 | 1606.5507 | 0.22283 | 0.45422 | 0.32295 | 0
[6 empty] | 18 | 1616.3479 | 0.22474 | 0.45387 | 0.3214 | 0
[6 empty] | 18 | 1837.8866 | 0.25851 | 0.34601 | 0.39548 | 0
[6 empty] | 18 | 2215.3274 | 0.31471 | 0.4443 | 0.24099 | 0
[6 empty] | 18 | 2215.1047 | 0.31472 | 0.44427 | 0.24102 | 0
[6 empty] | 18 | 2202.0455 | 0.31356 | 0.444 | 0.24244 | 0
[6 empty] | 18 | 1876.5285 | 0.2863 | 0.43562 | 0.27808 | 0
[6 empty] | 18 | 1875.4413 | 0.28631 | 0.43548 | 0.2782 | 0
[6 empty] | 18 | 1592.8087 | 0.26278 | 0.42073 | 0.31649 | 0
[6 empty] | 18 | 3067.6217 | 0.61046 | 0.073857 | 0.31568 | 0
[6 empty] | 18 | 3067.3132 | 0.61042 | 0.07385 | 0.31573 | 0
[6 empty] | 18 | 3067.2001 | 0.61041 | 0.073847 | 0.31574 | 0
[6 empty] | 18 | 3067.2004 | 0.61041 | 0.073847 | 0.31574 | 0
[6 empty] | 18 | 1416.6645 | 0.33333 | 0.33333 | 0.33333 | 0
[6 empty] | 18 | 6000.0135 | 8.0865e-16 | -1 | -1.4363e-15 | 0
[6 empty] | 18 | 6000.0135 | 8.2561e-17 | -1 | 5.8811e-16 | 0
[6 empty] | 18 | 6000.0135 | 8.2561e-17 | -1 | 6.8424e-16 | 0
[6 empty] | 18 | 3309.6422 | 0.00098598 | -0.2269 | -0.77409 | 0
[6 empty] | 18 | 7000.0118 | 2.468e-16 | 1 | -4.6568e-16 | 0
[6 empty] | 18 | 6000.0135 | 2.081e-16 | -1 | -2.8501e-16 | 0
[6 empty] | 18 | 2314.5947 | 0.00079118 | -0.31019 | -0.6906 | 0
[6 empty] | 18 | 2313.0072 | 0.00088062 | -0.30972 | -0.69116 | 0
[6 empty] | 18 | 2313.2605 | 0.00096855 | -0.30979 | -0.69118 | 0
[6 empty] | 18 | 7000.0118 | 3.5257e-16 | 1 | 6.4711e-16 | 0
[6 empty] | 18 | 2313.5567 | 0.0010373 | -0.30979 | -0.69125 | 0
[6 empty] | 18 | 2313.7753 | 0.0010738 | -0.30979 | -0.69128 | 0
[6 empty] | 18 | 21909.7218 | 1.1398 | 0.49891 | -2.6387 | 0
[6 empty] | 18 | 19206.7985 | 1.0326 | 0.35924 | -2.3918 | 0
[6 empty] | 18 | 19341.4814 | 1.0417 | 0.36366 | -2.4054 | 0
[6 empty] | 18 | 2320.2912 | 0.0020333 | -0.31018 | -0.69186 | 0
[6 empty] | 18 | 2042.9336 | -0.24573 | -0.43366 | -0.32061 | 0
[6 empty] | 18 | 2042.0672 | -0.24563 | -0.43343 | -0.32095 | 0
[6 empty] | 18 | 1513.32 | -0.20473 | -0.26976 | -0.5255 | 0
[6 empty] | 18 | 1510.9709 | -0.20533 | -0.26967 | -0.525 | 0
[6 empty] | 18 | 1510.6297 | -0.20545 | -0.26964 | -0.5249 | 0
[6 empty] | 18 | 1701.0024 | -0.27589 | -0.38638 | -0.33772 | 0
[6 empty] | 18 | 1345.4086 | -0.23857 | -0.28598 | -0.47546 | 0
[6 empty] | 18 | 1343.9085 | -0.23904 | -0.28602 | -0.47494 | 0
[6 empty] | 18 | 1279.5895 | -0.26007 | -0.28564 | -0.45429 | 0
[6 empty] | 18 | 2102.4711 | -0.47538 | -0.32721 | -0.1974 | 0
[6 empty] | 18 | 2099.4739 | -0.47518 | -0.32706 | -0.19775 | 0
[6 empty] | 18 | 1773.1196 | -0.41969 | -0.34959 | -0.23072 | 0
[6 empty] | 18 | 1774.8632 | -0.4202 | -0.34927 | -0.23053 | 0
[6 empty] | 18 | 1308.1086 | -0.32717 | -0.34265 | -0.33017 | 0
[6 empty] | 18 | 1305.9477 | -0.32715 | -0.34228 | -0.33057 | 0
[6 empty] | 18 | 1250.0425 | -0.3298 | -0.33309 | -0.33712 | 0
[6 empty] | 18 | 1239.8697 | -0.33039 | -0.33143 | -0.33818 | 0
[6 empty] | 18 | 1239.1829 | -0.3304 | -0.3313 | -0.3383 | 0
[6 empty] | 18 | 1238.9209 | -0.33043 | -0.33125 | -0.33832 | 0
[6 empty] | 18 | 1259.3712 | -0.38321 | -0.32615 | -0.29064 | 0
[6 empty] | 18 | 1258.9838 | -0.38335 | -0.32603 | -0.29061 | 0
[6 empty] | 18 | 1258.9752 | -0.38336 | -0.32603 | -0.29061 | 0
[6 empty] | 18 | 1132.9761 | -0.36536 | -0.31793 | -0.31671 | 0
[6 empty] | 18 | 1131.9602 | -0.3661 | -0.31778 | -0.31611 | 0
[6 empty] | 18 | 1053.4743 | -0.33963 | -0.28884 | -0.37152 | 0
[6 empty] | 18 | 1129.925 | -0.36614 | -0.3175 | -0.31636 | 0
[6 empty] | 18 | 1037.5449 | -0.34105 | -0.28558 | -0.37337 | 0
[6 empty] | 18 | 1029.6049 | -0.34171 | -0.2839 | -0.3744 | 0
[6 empty] | 18 | 1357.7093 | -0.49189 | -0.19189 | -0.31622 | 0
[6 empty] | 18 | 976.1376 | -0.35784 | -0.27968 | -0.36248 | 0
[6 empty] | 18 | 1164.461 | -0.47488 | -0.21639 | -0.30872 | 0
[6 empty] | 18 | 1164.4303 | -0.47488 | -0.21639 | -0.30873 | 0
[6 empty] | 18 | 1162.6795 | -0.47447 | -0.21664 | -0.30889 | 0
[6 empty] | 18 | 1088.5448 | -0.45733 | -0.19829 | -0.34438 | 0
[6 empty] | 18 | 1086.8387 | -0.4572 | -0.19847 | -0.34433 | 0
[6 empty] | 18 | 1085.9525 | -0.45738 | -0.19881 | -0.34382 | 0
[6 empty] | 18 | 1087.7146 | -0.46665 | -0.20847 | -0.32488 | 0
[6 empty] | 18 | 1084.6078 | -0.46631 | -0.20816 | -0.32553 | 0
[6 empty] | 18 | 1084.387 | -0.46627 | -0.20817 | -0.32557 | 0
[6 empty] | 18 | 992.0278 | -0.42389 | -0.25195 | -0.32415 | 0
[6 empty] | 18 | 990.7912 | -0.44349 | -0.22296 | -0.33355 | 0
[6 empty] | 18 | 988.4194 | -0.44285 | -0.22345 | -0.3337 | 0
[6 empty] | 18 | 927.7875 | -0.41013 | -0.22986 | -0.36 | 0
[6 empty] | 18 | 982.516 | -0.44006 | -0.22422 | -0.33572 | 0
[6 empty] | 18 | 926.972 | -0.41014 | -0.23012 | -0.35974 | 0
[6 empty] | 18 | 926.8786 | -0.41013 | -0.23016 | -0.35971 | 0
[6 empty] | 18 | 974.3061 | -0.43694 | -0.22894 | -0.33413 | 0
[6 empty] | 18 | 929.7479 | -0.41534 | -0.23242 | -0.35224 | 0
[6 empty] | 18 | 870.5156 | -0.393 | -0.26725 | -0.33976 | 0
[6 empty] | 18 | 865.9234 | -0.3911 | -0.27094 | -0.33797 | 0
[6 empty] | 18 | 865.801 | -0.39113 | -0.27092 | -0.33795 | 0
[6 empty] | 18 | 866.6197 | -0.39172 | -0.27047 | -0.33781 | 0
[6 empty] | 18 | 865.4827 | -0.39121 | -0.27084 | -0.33795 | 0
[6 empty] | 18 | 865.5408 | -0.39126 | -0.27083 | -0.33792 | 0
[6 empty] | 18 | 865.4657 | -0.39122 | -0.27083 | -0.33795 | 0
[6 empty] | 18 | 6000.0135 | -6.6162e-16 | -1 | -8.2561e-16 | 0
[6 empty] | 18 | 5639.8598 | -0.11035 | 0.25632 | 0.85403 | 0
[6 empty] | 18 | 5639.7751 | -0.11035 | 0.25633 | 0.85403 | 0
[6 empty] | 18 | 5962.9608 | -0.21386 | 0.38657 | 0.82729 | 0
[6 empty] | 18 | 6074.085 | -0.22599 | 0.3758 | 0.85019 | 0
[6 empty] | 18 | 6150.8411 | -0.23331 | 0.37407 | 0.85924 | 0
[6 empty] | 18 | 2295.5707 | -0.013711 | -0.31688 | -0.66941 | 0
[6 empty] | 18 | 7000.0118 | -6.9338e-16 | 1 | -1.6674e-15 | 0
[6 empty] | 19 | 3336.5461 | 0.6096 | 0.073832 | 0.31656 | 0
[6 empty] | 19 | 5999.9984 | 1.3993e-15 | -1 | 8.2374e-16 | 0
[6 empty] | 19 | 1291.726 | 0.22437 | 0.45207 | 0.32356 | 0
[6 empty] | 19 | 1419.074 | 0.33364 | 0.33323 | 0.33313 | 0
[6 empty] | 19 | 3810.8742 | 0.28054 | 0.094078 | 0.62538 | 0
[6 empty] | 19 | 1890.6583 | -0.4127 | -0.36015 | -0.22715 | 0
[6 empty] | 19 | 1210.1691 | -0.36507 | -0.31822 | -0.31671 | 0
[6 empty] | 19 | 1117.2322 | -0.48165 | -0.19816 | -0.32019 | 0
[6 empty] | 19 | 971.689 | -0.43704 | -0.2338 | -0.32916 | 0
[6 empty] | 19 | 6362.5224 | -0.10961 | 0.25652 | 0.85309 | 0
[6 empty] | 19 | 5999.9984 | -1.8851e-17 | -1 | 6.9701e-18 | 0
[6 empty] | 19 | 11400.6336 | 1.3181 | -0.89731 | -1.4208 | 0
[6 empty] | 19 | 11412.4868 | 1.32 | -0.89714 | -1.4228 | 0
[6 empty] | 19 | 11452.6797 | 1.3253 | -0.90013 | -1.4252 | 0
[6 empty] | 19 | 1475.8559 | 0.20569 | 0.45841 | 0.33591 | 0
[6 empty] | 19 | 1813.7071 | 0.3156 | 0.44227 | 0.24213 | 0
[6 empty] | 19 | 1810.5745 | 0.31533 | 0.44213 | 0.24254 | 0
[6 empty] | 19 | 1682.5088 | 0.25972 | 0.3456 | 0.39468 | 0
[6 empty] | 19 | 1682.4928 | 0.25972 | 0.3456 | 0.39468 | 0
[6 empty] | 19 | 1679.9112 | 0.25974 | 0.34592 | 0.39434 | 0
[6 empty] | 19 | 1289.8066 | 0.22455 | 0.45211 | 0.32334 | 0
[6 empty] | 19 | 1289.7177 | 0.22472 | 0.45206 | 0.32322 | 0
[6 empty] | 19 | 1289.227 | 0.22462 | 0.45205 | 0.32334 | 0
[6 empty] | 19 | 1288.8612 | 0.22468 | 0.452 | 0.32332 | 0
[6 empty] | 19 | 1288.8603 | 0.22468 | 0.452 | 0.32332 | 0
[6 empty] | 19 | 1288.9921 | 0.22474 | 0.45189 | 0.32337 | 0
[6 empty] | 19 | 1288.9781 | 0.22492 | 0.45184 | 0.32324 | 0
[6 empty] | 19 | 1530.0905 | 0.28701 | 0.43358 | 0.27941 | 0
[6 empty] | 19 | 1529.3023 | 0.28693 | 0.43355 | 0.27952 | 0
[6 empty] | 19 | 1527.6145 | 0.28667 | 0.43356 | 0.27977 | 0
[6 empty] | 19 | 3338.2636 | 0.60919 | 0.073522 | 0.31729 | 0
[6 empty] | 19 | 3331.7343 | 0.60967 | 0.074737 | 0.31559 | 0
[6 empty] | 19 | 3330.5261 | 0.6095 | 0.074707 | 0.31579 | 0
[6 empty] | 19 | 1319.2473 | 0.26376 | 0.41934 | 0.3169 | 0
[6 empty] | 19 | 2058.9536 | 0.42602 | 0.2466 | 0.32738 | 0
[6 empty] | 19 | 1420.4061 | 0.3338 | 0.33323 | 0.33297 | 0
[6 empty] | 19 | 1416.0867 | 0.33292 | 0.33385 | 0.33324 | 0
[6 empty] | 19 | 1416.4414 | 0.33314 | 0.33354 | 0.33332 | 0
[6 empty] | 19 | 1416.5274 | 0.33318 | 0.33349 | 0.33333 | 0
[6 empty] | 19 | 1417.7731 | 0.33348 | 0.33323 | 0.33328 | 0
[6 empty] | 19 | 1416.9986 | 0.33333 | 0.33333 | 0.33333 | 0
[6 empty] | 19 | 5999.9984 | 7.4982e-16 | -1 | 2.8567e-16 | 0
[6 empty] | 19 | 1800.9998 | 0.00034449 | -0.30992 | -0.69042 | 0
[6 empty] | 19 | 1801.4322 | 0.00040642 | -0.30991 | -0.69049 | 0
[6 empty] | 19 | 1802.9772 | 0.00061002 | -0.31015 | -0.69046 | 0
[6 empty] | 19 | 5999.9984 | 2.5346e-15 | -1 | 3.258e-15 | 0
[6 empty] | 19 | 5999.9984 | 2.6983e-16 | -1 | 1.4363e-15 | 0
[6 empty] | 19 | 15728.7045 | 1.1059 | 0.38847 | -2.4944 | 0
[6 empty] | 19 | 16624.6623 | 1.1744 | 0.43401 | -2.6084 | 0
[6 empty] | 19 | 16558.8949 | 1.1718 | 0.43039 | -2.6022 | 0
[6 empty] | 19 | 16681.084 | 1.1824 | 0.43551 | -2.6179 | 0
[6 empty] | 19 | 23494.6005 | 1.7342 | 0.75904 | -3.4932 | 0
[6 empty] | 19 | 2753.6812 | 0.0024614 | -0.22667 | -0.77579 | 0
[6 empty] | 19 | 6823.8276 | 0.69259 | -0.55407 | -1.1385 | 0
[6 empty] | 19 | 6945.2762 | 0.70785 | -0.55756 | -1.1503 | 0
[6 empty] | 19 | 5692.0565 | 0.47513 | -0.30869 | 0.83356 | 0
[6 empty] | 19 | 1824.5773 | 0.0022025 | -0.30868 | -0.69352 | 0
[6 empty] | 19 | 5651.2827 | 0.47502 | -0.30547 | 0.83045 | 0
[6 empty] | 19 | 5651.4667 | 0.47504 | -0.30548 | 0.83045 | 0
[6 empty] | 19 | 5651.2565 | 0.47502 | -0.30547 | 0.83045 | 0
[6 empty] | 19 | 5647.8899 | 0.47475 | -0.30482 | 0.83007 | 0
[6 empty] | 19 | 5640.1513 | 0.47415 | -0.30347 | 0.82933 | 0
[6 empty] | 19 | 1998.8873 | -0.24415 | -0.43536 | -0.32049 | 0
[6 empty] | 19 | 1204.3172 | -0.2047 | -0.26943 | -0.52587 | 0
[6 empty] | 19 | 1195.6264 | -0.20554 | -0.26982 | -0.52464 | 0
[6 empty] | 19 | 1195.0936 | -0.20579 | -0.26975 | -0.52446 | 0
[6 empty] | 19 | 1194.0112 | -0.20634 | -0.26963 | -0.52403 | 0
[6 empty] | 19 | 1198.929 | -0.24092 | -0.28738 | -0.4717 | 0
[6 empty] | 19 | 1197.9842 | -0.24088 | -0.28714 | -0.47197 | 0
[6 empty] | 19 | 2352.7873 | -0.48501 | -0.3284 | -0.1866 | 0
[6 empty] | 19 | 2346.2174 | -0.48466 | -0.32817 | -0.18717 | 0
[6 empty] | 19 | 1889.7662 | -0.41274 | -0.36004 | -0.22722 | 0
[6 empty] | 19 | 1886.8247 | -0.41269 | -0.3598 | -0.22751 | 0
[6 empty] | 19 | 1330.1391 | -0.32689 | -0.34276 | -0.33036 | 0
[6 empty] | 19 | 1330.5045 | -0.32695 | -0.34281 | -0.33024 | 0
[6 empty] | 19 | 1415.2079 | -0.37754 | -0.33813 | -0.28433 | 0
[6 empty] | 19 | 1414.7451 | -0.37771 | -0.33798 | -0.28431 | 0
[6 empty] | 19 | 1209.7478 | -0.36506 | -0.31817 | -0.31677 | 0
[6 empty] | 19 | 1102.9242 | -0.46341 | -0.18765 | -0.34894 | 0
[6 empty] | 19 | 1102.3101 | -0.46324 | -0.18775 | -0.34902 | 0
[6 empty] | 19 | 1101.5872 | -0.46305 | -0.18787 | -0.34908 | 0
[6 empty] | 19 | 1091.0846 | -0.46005 | -0.18976 | -0.35019 | 0
[6 empty] | 19 | 959.5383 | -0.38903 | -0.27317 | -0.3378 | 0
[6 empty] | 19 | 959.6217 | -0.38904 | -0.27319 | -0.33777 | 0
[6 empty] | 19 | 959.7958 | -0.38913 | -0.27321 | -0.33766 | 0
[6 empty] | 19 | 959.7527 | -0.38928 | -0.27313 | -0.33759 | 0
[6 empty] | 19 | 1193.6733 | -0.48285 | -0.21463 | -0.30252 | 0
[6 empty] | 19 | 1192.7089 | -0.48278 | -0.21461 | -0.30261 | 0
[6 empty] | 19 | 1192.2408 | -0.48277 | -0.21453 | -0.3027 | 0
[6 empty] | 19 | 885.6903 | -0.40172 | -0.22677 | -0.37151 | 0
[6 empty] | 19 | 850.692 | -0.38863 | -0.23503 | -0.37634 | 0
[6 empty] | 19 | 852.2407 | -0.38999 | -0.2333 | -0.37671 | 0
[6 empty] | 19 | 848.1501 | -0.38857 | -0.23412 | -0.37731 | 0
[6 empty] | 19 | 848.1525 | -0.38858 | -0.23412 | -0.3773 | 0
[6 empty] | 19 | 849.5314 | -0.38944 | -0.23417 | -0.37639 | 0
[6 empty] | 19 | 1108.7713 | -0.48077 | -0.19873 | -0.32049 | 0
[6 empty] | 19 | 1106.8195 | -0.48055 | -0.19893 | -0.32052 | 0
[6 empty] | 19 | 1106.7651 | -0.48054 | -0.19894 | -0.32051 | 0
[6 empty] | 19 | 1099.8989 | -0.47875 | -0.20011 | -0.32114 | 0
[6 empty] | 19 | 994.7295 | -0.42196 | -0.26042 | -0.31762 | 0
[6 empty] | 19 | 992.9681 | -0.42205 | -0.26015 | -0.3178 | 0
[6 empty] | 19 | 992.143 | -0.42182 | -0.26016 | -0.31802 | 0
[6 empty] | 19 | 993.1098 | -0.42222 | -0.25998 | -0.3178 | 0
[6 empty] | 19 | 938.2567 | -0.41096 | -0.2555 | -0.33354 | 0
[6 empty] | 19 | 999.375 | -0.44809 | -0.21396 | -0.33794 | 0
[6 empty] | 19 | 938.0598 | -0.41138 | -0.2552 | -0.33342 | 0
[6 empty] | 19 | 938.5482 | -0.41156 | -0.25519 | -0.33324 | 0
[6 empty] | 19 | 875.1785 | -0.40305 | -0.23641 | -0.36055 | 0
[6 empty] | 19 | 939.157 | -0.41459 | -0.25153 | -0.33388 | 0
[6 empty] | 19 | 879.4116 | -0.405 | -0.23586 | -0.35914 | 0
[6 empty] | 19 | 1020.7994 | -0.45298 | -0.22113 | -0.3259 | 0
[6 empty] | 19 | 936.9586 | -0.42877 | -0.22434 | -0.34689 | 0
[6 empty] | 19 | 923.9482 | -0.42463 | -0.22723 | -0.34814 | 0
[6 empty] | 19 | 932.2192 | -0.4231 | -0.23714 | -0.33976 | 0
[6 empty] | 19 | 917.6886 | -0.42239 | -0.23009 | -0.34752 | 0
[6 empty] | 19 | 940.2192 | -0.42817 | -0.23369 | -0.33814 | 0
[6 empty] | 19 | 952.8997 | -0.43164 | -0.23436 | -0.334 | 0
[6 empty] | 19 | 1798.8321 | -0.00031098 | -0.30982 | -0.68987 | 0
[6 empty] | 19 | 6352.7219 | -0.10887 | 0.2567 | 0.85217 | 0
[6 empty] | 19 | 6363.0824 | -0.10962 | 0.25654 | 0.85308 | 0
[6 empty] | 19 | 5999.9984 | -1.4521e-16 | -1 | -7.3926e-16 | 0
[6 empty] | 19 | 5999.9984 | -1.7478e-16 | -1 | -3.5062e-16 | 0
[6 empty] | 19 | 5999.9984 | -1.8059e-17 | -1 | -1.3729e-16 | 0
[6 empty] | 19 | 6594.7874 | -0.21637 | 0.3891 | 0.82727 | 0
[6 empty] | 19 | 6840.881 | -0.23239 | 0.37459 | 0.85781 | 0
[6 empty] | 19 | 6841.6816 | -0.23242 | 0.37463 | 0.85779 | 0
[6 empty] | 19 | 1797.2858 | -0.0013479 | -0.30996 | -0.68869 | 0
[6 empty] | 19 | 6999.9833 | -5.0254e-16 | 1 | -2.4317e-15 | 0
[6 empty] | 19 | 6999.9833 | -6.7623e-16 | 1 | -1.019e-15 | 0
[6 empty] | 20 | 1021.9991 | -0.43224 | -0.24386 | -0.32389 | 0
[6 empty] | 20 | 2082.9779 | 0.279 | 0.45022 | 0.27078 | 0
[6 empty] | 20 | 1429.2192 | 0.33506 | 0.3324 | 0.33255 | 0
[6 empty] | 20 | 1416.9225 | 0.33331 | 0.33338 | 0.33331 | 0
[6 empty] | 20 | 3220.6757 | 0.0091889 | -0.22409 | -0.7851 | 0
[6 empty] | 20 | 5097.2804 | 0.47068 | -0.28873 | 0.81805 | 0
[6 empty] | 20 | 1468.5717 | -0.20264 | -0.26838 | -0.52898 | 0
[6 empty] | 20 | 1088.3315 | -0.4572 | -0.19981 | -0.34299 | 0
[6 empty] | 20 | 1022.6397 | -0.43251 | -0.24369 | -0.3238 | 0
[6 empty] | 20 | 946.372 | -0.41527 | -0.22689 | -0.35784 | 0
[6 empty] | 20 | 1089.9171 | -0.46629 | -0.20744 | -0.32627 | 0
[6 empty] | 20 | 1003.6184 | -0.44493 | -0.22121 | -0.33385 | 0
[6 empty] | 20 | 1004.4238 | -0.44524 | -0.22104 | -0.33372 | 0
[6 empty] | 20 | 6680.5559 | -0.24827 | 0.37548 | 0.87279 | 0
[6 empty] | 20 | 5999.9891 | -3.3042e-16 | -1 | -5.4016e-16 | 0
[6 empty] | 20 | 12490.6004 | 1.4059 | -0.92562 | -1.4802 | 0
[6 empty] | 20 | 12508.4714 | 1.4083 | -0.92692 | -1.4814 | 0
[6 empty] | 20 | 12537.3739 | 1.4121 | -0.92902 | -1.4831 | 0
[6 empty] | 20 | 1781.1988 | 0.20651 | 0.4722 | 0.3213 | 0
[6 empty] | 20 | 1777.8292 | 0.20656 | 0.4715 | 0.32194 | 0
[6 empty] | 20 | 1777.808 | 0.20663 | 0.47185 | 0.32152 | 0
[6 empty] | 20 | 1777.315 | 0.20657 | 0.47172 | 0.32171 | 0
[6 empty] | 20 | 1775.6376 | 0.20675 | 0.47159 | 0.32165 | 0
[6 empty] | 20 | 1775.5663 | 0.20676 | 0.47159 | 0.32165 | 0
[6 empty] | 20 | 1775.0274 | 0.20691 | 0.47145 | 0.32164 | 0
[6 empty] | 20 | 2115.6713 | 0.24564 | 0.34625 | 0.4081 | 0
[6 empty] | 20 | 2492.0741 | 0.31185 | 0.46167 | 0.22647 | 0
[6 empty] | 20 | 2068.6631 | 0.24984 | 0.34746 | 0.4027 | 0
[6 empty] | 20 | 2084.2956 | 0.27935 | 0.45009 | 0.27056 | 0
[6 empty] | 20 | 3204.4492 | 0.60779 | 0.074831 | 0.31737 | 0
[6 empty] | 20 | 3208.5556 | 0.60938 | 0.075296 | 0.31532 | 0
[6 empty] | 20 | 3199.8621 | 0.60822 | 0.075732 | 0.31604 | 0
[6 empty] | 20 | 1422.0885 | 0.33345 | 0.33246 | 0.33409 | 0
[6 empty] | 20 | 1417.4948 | 0.333 | 0.33372 | 0.33328 | 0
[6 empty] | 20 | 1420.0456 | 0.33373 | 0.33325 | 0.33302 | 0
[6 empty] | 20 | 1417.3627 | 0.33324 | 0.33335 | 0.33341 | 0
[6 empty] | 20 | 1417.0303 | 0.33319 | 0.3335 | 0.33331 | 0
[6 empty] | 20 | 1418.0459 | 0.33346 | 0.33334 | 0.33319 | 0
[6 empty] | 20 | 1417.3633 | 0.33331 | 0.33326 | 0.33342 | 0
[6 empty] | 20 | 1417.4783 | 0.33339 | 0.33336 | 0.33325 | 0
[6 empty] | 20 | 1417.0083 | 0.33333 | 0.33337 | 0.3333 | 0
[6 empty] | 20 | 1417.0004 | 0.33333 | 0.33333 | 0.33333 | 0
[6 empty] | 20 | 7000.0132 | 7.2128e-18 | 1 | 2.0924e-15 | 0
[6 empty] | 20 | 5999.9891 | 9.5495e-15 | -1 | 5.22e-15 | 0
[6 empty] | 20 | 5999.9891 | 1.0604e-15 | -1 | 2.1501e-15 | 0
[6 empty] | 20 | 7000.0132 | 1.3426e-16 | 1 | -1.1498e-17 | 0
[6 empty] | 20 | 3223.9999 | 0.009307 | -0.22395 | -0.78536 | 0
[6 empty] | 20 | 2202.8244 | 0.0073259 | -0.30933 | -0.698 | 0
[6 empty] | 20 | 2205.73 | 0.0076921 | -0.3098 | -0.6979 | 0
[6 empty] | 20 | 2205.5927 | 0.0080513 | -0.30945 | -0.69861 | 0
[6 empty] | 20 | 2206.2804 | 0.0081817 | -0.30945 | -0.69873 | 0
[6 empty] | 20 | 2206.5615 | 0.0082339 | -0.30946 | -0.69877 | 0
[6 empty] | 20 | 2206.6038 | 0.008234 | -0.30946 | -0.69877 | 0
[6 empty] | 20 | 2218.3574 | 0.0098947 | -0.31011 | -0.69978 | 0
[6 empty] | 20 | 12455.7281 | 0.60542 | 0.14245 | -1.7479 | 0
[6 empty] | 20 | 12520.0206 | 0.60991 | 0.14456 | -1.7545 | 0
[6 empty] | 20 | 12752.4947 | 0.62391 | 0.15423 | -1.7781 | 0
[6 empty] | 20 | 12813.8141 | 0.62829 | 0.15637 | -1.7847 | 0
[6 empty] | 20 | 13726.6513 | 0.68154 | 0.19451 | -1.8761 | 0
[6 empty] | 20 | 5999.9891 | 3.1343e-14 | -1 | 3.2046e-14 | 0
[6 empty] | 20 | 3710.6483 | 0.27834 | 0.092316 | 0.62934 | 0
[6 empty] | 20 | 3694.7629 | 0.28103 | 0.091247 | 0.62773 | 0
[6 empty] | 20 | 7482.1493 | 0.72171 | -0.55985 | -1.1619 | 0
[6 empty] | 20 | 1985.6782 | 0.18543 | 0.47814 | 0.33643 | 0
[6 empty] | 20 | 5102.6029 | 0.47118 | -0.28952 | 0.81833 | 0
[6 empty] | 20 | 5095.248 | 0.47049 | -0.28813 | 0.81764 | 0
[6 empty] | 20 | 5097.4875 | 0.4707 | -0.28874 | 0.81804 | 0
[6 empty] | 20 | 5088.402 | 0.47035 | -0.28728 | 0.81693 | 0
[6 empty] | 20 | 1467.6044 | -0.20302 | -0.26828 | -0.5287 | 0
[6 empty] | 20 | 1467.1685 | -0.20319 | -0.26824 | -0.52857 | 0
[6 empty] | 20 | 1813.1177 | -0.25171 | -0.42674 | -0.32155 | 0
[6 empty] | 20 | 2184.5705 | -0.47099 | -0.32583 | -0.20318 | 0
[6 empty] | 20 | 2184.5908 | -0.47102 | -0.3258 | -0.20318 | 0
[6 empty] | 20 | 1354.7932 | -0.31287 | -0.3563 | -0.33083 | 0
[6 empty] | 20 | 1354.42 | -0.31287 | -0.3562 | -0.33093 | 0
[6 empty] | 20 | 1353.9507 | -0.31307 | -0.35615 | -0.33078 | 0
[6 empty] | 20 | 1352.7158 | -0.31343 | -0.35592 | -0.33066 | 0
[6 empty] | 20 | 1902.3184 | -0.42507 | -0.3458 | -0.22914 | 0
[6 empty] | 20 | 1902.0389 | -0.42505 | -0.34578 | -0.22916 | 0
[6 empty] | 20 | 1899.0235 | -0.42499 | -0.34553 | -0.22948 | 0
[6 empty] | 20 | 1270.0834 | -0.33052 | -0.33982 | -0.32965 | 0
[6 empty] | 20 | 1268.8146 | -0.33074 | -0.33957 | -0.32969 | 0
[6 empty] | 20 | 1267.8448 | -0.33086 | -0.33938 | -0.32976 | 0
[6 empty] | 20 | 1252.3241 | -0.32948 | -0.33523 | -0.33529 | 0
[6 empty] | 20 | 1251.8677 | -0.32965 | -0.33517 | -0.33517 | 0
[6 empty] | 20 | 1253.2269 | -0.3323 | -0.33643 | -0.33127 | 0
[6 empty] | 20 | 1253.2103 | -0.33232 | -0.33643 | -0.33125 | 0
[6 empty] | 20 | 1453.6049 | -0.38397 | -0.3268 | -0.28923 | 0
[6 empty] | 20 | 1456.7335 | -0.38526 | -0.32633 | -0.28841 | 0
[6 empty] | 20 | 1282.5622 | -0.48479 | -0.19543 | -0.31978 | 0
[6 empty] | 20 | 1150.3977 | -0.47094 | -0.21536 | -0.3137 | 0
[6 empty] | 20 | 1149.8737 | -0.4709 | -0.21535 | -0.31375 | 0
[6 empty] | 20 | 1146.8646 | -0.47014 | -0.21586 | -0.314 | 0
[6 empty] | 20 | 1090.2457 | -0.45766 | -0.19949 | -0.34286 | 0
[6 empty] | 20 | 1090.9547 | -0.45791 | -0.19944 | -0.34265 | 0
[6 empty] | 20 | 1082.3074 | -0.45622 | -0.20122 | -0.34256 | 0
[6 empty] | 20 | 1024.0501 | -0.43231 | -0.24406 | -0.32363 | 0
[6 empty] | 20 | 1022.4322 | -0.43236 | -0.24384 | -0.3238 | 0
[6 empty] | 20 | 1000.3719 | -0.43282 | -0.21708 | -0.35009 | 0
[6 empty] | 20 | 966.0692 | -0.42117 | -0.2231 | -0.35573 | 0
[6 empty] | 20 | 946.3937 | -0.41529 | -0.22696 | -0.35775 | 0
[6 empty] | 20 | 946.344 | -0.41529 | -0.22691 | -0.3578 | 0
[6 empty] | 20 | 946.51 | -0.41534 | -0.22703 | -0.35764 | 0
[6 empty] | 20 | 946.9059 | -0.41573 | -0.22692 | -0.35735 | 0
[6 empty] | 20 | 979.5634 | -0.42332 | -0.24318 | -0.3335 | 0
[6 empty] | 20 | 979.5449 | -0.42333 | -0.24317 | -0.3335 | 0
[6 empty] | 20 | 979.1613 | -0.42352 | -0.24279 | -0.33369 | 0
[6 empty] | 20 | 1090.1455 | -0.4663 | -0.20736 | -0.32634 | 0
[6 empty] | 20 | 1089.6595 | -0.46626 | -0.20751 | -0.32623 | 0
[6 empty] | 20 | 971.9925 | -0.4231 | -0.23842 | -0.33848 | 0
[6 empty] | 20 | 955.0029 | -0.42076 | -0.22894 | -0.3503 | 0
[6 empty] | 20 | 957.1469 | -0.42242 | -0.229 | -0.34857 | 0
[6 empty] | 20 | 956.9679 | -0.4226 | -0.22856 | -0.34884 | 0
[6 empty] | 20 | 1024.4791 | -0.44786 | -0.21575 | -0.3364 | 0
[6 empty] | 20 | 1005.2166 | -0.44522 | -0.22131 | -0.33347 | 0
[6 empty] | 20 | 1004.5697 | -0.44529 | -0.22103 | -0.33369 | 0
[6 empty] | 20 | 1004.007 | -0.4451 | -0.22111 | -0.33379 | 0
[6 empty] | 20 | 7000.0132 | -1.0284e-15 | 1 | -9.4267e-16 | 0
[6 empty] | 20 | 6098.6771 | -0.11605 | 0.25508 | 0.86097 | 0
[6 empty] | 20 | 6115.5783 | -0.11805 | 0.25522 | 0.86284 | 0
[6 empty] | 20 | 6116.92 | -0.11808 | 0.25527 | 0.86281 | 0
[6 empty] | 20 | 5999.9891 | -1.6287e-17 | -1 | -1.9158e-17 | 0
[6 empty] | 20 | 5999.9891 | -2.0271e-17 | -1 | -1.904e-17 | 0
[6 empty] | 20 | 6491.5658 | -0.23331 | 0.39184 | 0.84147 | 0
[6 empty] | 20 | 6685.6351 | -0.24908 | 0.37577 | 0.87331 | 0
[6 empty] | 20 | 5999.9891 | -3.1285e-15 | -1 | -3.9897e-15 | 0
[6 empty] | 21 | 7000.0073 | 6.8806e-15 | 1 | 1.0784e-14 | 0
[6 empty] | 21 | 64552.5436 | 7.3438 | -2.7488 | -5.595 | 0
[6 empty] | 21 | 1932.5704 | 0.20417 | 0.47439 | 0.32143 | 0
[6 empty] | 21 | 3070.5398 | 0.60536 | 0.078231 | 0.31641 | 0
[6 empty] | 21 | 1417.0056 | 0.33339 | 0.33328 | 0.33333 | 0
[6 empty] | 21 | 1417.004 | 0.33339 | 0.33328 | 0.33333 | 0
[6 empty] | 21 | 2490.0117 | 0.011655 | -0.31158 | -0.70008 | 0
[6 empty] | 21 | 14620.7338 | 0.67158 | 0.17553 | -1.8471 | 0
[6 empty] | 21 | 3607.6058 | 0.021528 | -0.21997 | -0.80156 | 0
[6 empty] | 21 | 2514.2039 | 0.018434 | -0.30876 | -0.70967 | 0
[6 empty] | 21 | 2533.4263 | 0.02113 | -0.30916 | -0.71197 | 0
[6 empty] | 21 | 8553.2006 | 0.7654 | -0.56914 | -1.1963 | 0
[6 empty] | 21 | 1715.5286 | -0.19889 | -0.26613 | -0.53497 | 0
[6 empty] | 21 | 1062.2974 | -0.44689 | -0.21783 | -0.33528 | 0
[6 empty] | 21 | 1066.4343 | -0.44906 | -0.21725 | -0.33369 | 0
[6 empty] | 21 | 61557.5011 | 6.9904 | -2.6281 | -5.3624 | 0
[6 empty] | 21 | 1988.0501 | 0.19964 | 0.47921 | 0.32115 | 0
[6 empty] | 21 | 1954.7603 | 0.20207 | 0.47496 | 0.32298 | 0
[6 empty] | 21 | 1938.6062 | 0.20355 | 0.47432 | 0.32212 | 0
[6 empty] | 21 | 1938.28 | 0.20371 | 0.47493 | 0.32136 | 0
[6 empty] | 21 | 1934.6315 | 0.20408 | 0.47465 | 0.32127 | 0
[6 empty] | 21 | 1933.3609 | 0.20412 | 0.47451 | 0.32138 | 0
[6 empty] | 21 | 2282.8199 | 0.27824 | 0.45249 | 0.26927 | 0
[6 empty] | 21 | 2283.9545 | 0.27866 | 0.45229 | 0.26905 | 0
[6 empty] | 21 | 3088.1806 | 0.60775 | 0.07743 | 0.31482 | 0
[6 empty] | 21 | 3075.6476 | 0.60512 | 0.077088 | 0.31779 | 0
[6 empty] | 21 | 3070.2963 | 0.60539 | 0.078225 | 0.31639 | 0
[6 empty] | 21 | 3069.542 | 0.60548 | 0.078524 | 0.316 | 0
[6 empty] | 21 | 1471.6858 | 0.33953 | 0.33182 | 0.32865 | 0
[6 empty] | 21 | 1424.4363 | 0.33411 | 0.33328 | 0.33261 | 0
[6 empty] | 21 | 1421.7581 | 0.33351 | 0.33238 | 0.33411 | 0
[6 empty] | 21 | 1421.136 | 0.33332 | 0.33372 | 0.33296 | 0
[6 empty] | 21 | 1419.1628 | 0.33361 | 0.33326 | 0.33312 | 0
[6 empty] | 21 | 1416.85 | 0.33331 | 0.33334 | 0.33335 | 0
[6 empty] | 21 | 1416.8349 | 0.33332 | 0.33333 | 0.33335 | 0
[6 empty] | 21 | 1416.7947 | 0.33333 | 0.33331 | 0.33335 | 0
[6 empty] | 21 | 1416.7903 | 0.33334 | 0.33331 | 0.33335 | 0
[6 empty] | 21 | 6000.0027 | 6.4479e-15 | -1 | 8.2354e-15 | 0
[6 empty] | 21 | 7000.0073 | 1.1446e-16 | 1 | 1.7929e-16 | 0
[6 empty] | 21 | 6000.0027 | 2.0301e-16 | -1 | 2.011e-16 | 0
[6 empty] | 21 | 6000.0027 | 2.1131e-17 | -1 | -4.156e-17 | 0
[6 empty] | 21 | 4095.4922 | 0.015532 | 0.60692 | 0.37754 | 0
[6 empty] | 21 | 14551.8662 | 0.66692 | 0.17319 | -1.8401 | 0
[6 empty] | 21 | 14624.1759 | 0.67174 | 0.17557 | -1.8473 | 0
[6 empty] | 21 | 4622.4364 | 0.26933 | -0.37675 | -0.89257 | 0
[6 empty] | 21 | 3601.882 | 0.021419 | -0.22043 | -0.80099 | 0
[6 empty] | 21 | 6000.0027 | 3.7858e-16 | -1 | -2.5281e-16 | 0
[6 empty] | 21 | 2516.7005 | 0.018989 | -0.30848 | -0.71051 | 0
[6 empty] | 21 | 2517.1803 | 0.019134 | -0.30856 | -0.71058 | 0
[6 empty] | 21 | 2517.277 | 0.019135 | -0.30855 | -0.71058 | 0
[6 empty] | 21 | 2517.6163 | 0.019194 | -0.30856 | -0.71063 | 0
[6 empty] | 21 | 2524.892 | 0.019756 | -0.30842 | -0.71134 | 0
[6 empty] | 21 | 6000.0027 | 5.1264e-15 | -1 | 6.3777e-15 | 0
[6 empty] | 21 | 3570.6567 | 0.28108 | 0.089877 | 0.62904 | 0
[6 empty] | 21 | 8432.8754 | 0.75013 | -0.56398 | -1.1862 | 0
[6 empty] | 21 | 8567.2016 | 0.76663 | -0.57006 | -1.1966 | 0
[6 empty] | 21 | 14714.6145 | 1.5401 | -0.97276 | -1.5673 | 0
[6 empty] | 21 | 14738.4855 | 1.5441 | -0.97432 | -1.5698 | 0
[6 empty] | 21 | 14956.6301 | 1.57 | -0.98534 | -1.5847 | 0
[6 empty] | 21 | 4666.7761 | 0.46666 | -0.27017 | 0.80351 | 0
[6 empty] | 21 | 4644.0985 | 0.46624 | -0.2679 | 0.80166 | 0
[6 empty] | 21 | 4641.5812 | 0.46647 | -0.26776 | 0.80129 | 0
[6 empty] | 21 | 4641.9066 | 0.46651 | -0.26778 | 0.80128 | 0
[6 empty] | 21 | 4641.448 | 0.46646 | -0.26775 | 0.8013 | 0
[6 empty] | 21 | 4635.9639 | 0.46588 | -0.26648 | 0.80061 | 0
[6 empty] | 21 | 1724.6002 | -0.19751 | -0.26599 | -0.53649 | 0
[6 empty] | 21 | 1719.4058 | -0.19787 | -0.26625 | -0.53589 | 0
[6 empty] | 21 | 1519.3717 | -0.25783 | -0.41981 | -0.32236 | 0
[6 empty] | 21 | 1996.6204 | -0.44764 | -0.32197 | -0.2304 | 0
[6 empty] | 21 | 1996.7504 | -0.44773 | -0.32187 | -0.23039 | 0
[6 empty] | 21 | 1975.7444 | -0.44411 | -0.32358 | -0.23231 | 0
[6 empty] | 21 | 1975.7421 | -0.44416 | -0.32353 | -0.23231 | 0
[6 empty] | 21 | 1161.6142 | -0.31575 | -0.35332 | -0.33093 | 0
[6 empty] | 21 | 1159.202 | -0.31584 | -0.35303 | -0.33112 | 0
[6 empty] | 21 | 1159.1313 | -0.31587 | -0.35302 | -0.33112 | 0
[6 empty] | 21 | 1142.377 | -0.32201 | -0.34676 | -0.33123 | 0
[6 empty] | 21 | 1141.0933 | -0.32248 | -0.34628 | -0.33124 | 0
[6 empty] | 21 | 1116.5606 | -0.33157 | -0.33703 | -0.33141 | 0
[6 empty] | 21 | 1115.797 | -0.33184 | -0.33672 | -0.33144 | 0
[6 empty] | 21 | 1115.9467 | -0.33193 | -0.33671 | -0.33136 | 0
[6 empty] | 21 | 1115.5667 | -0.33212 | -0.33653 | -0.33135 | 0
[6 empty] | 21 | 1114.996 | -0.3321 | -0.33635 | -0.33154 | 0
[6 empty] | 21 | 1114.5705 | -0.33226 | -0.33617 | -0.33157 | 0
[6 empty] | 21 | 1114.6487 | -0.33232 | -0.33623 | -0.33145 | 0
[6 empty] | 21 | 1114.5859 | -0.33234 | -0.3362 | -0.33145 | 0
[6 empty] | 21 | 1114.5068 | -0.33232 | -0.33602 | -0.33165 | 0
[6 empty] | 21 | 1113.4933 | -0.33477 | -0.33374 | -0.33149 | 0
[6 empty] | 21 | 1083.3274 | -0.45153 | -0.21633 | -0.33213 | 0
[6 empty] | 21 | 1082.6954 | -0.45148 | -0.21639 | -0.33213 | 0
[6 empty] | 21 | 1078.3844 | -0.45109 | -0.21692 | -0.33199 | 0
[6 empty] | 21 | 1076.1732 | -0.45089 | -0.2169 | -0.33221 | 0
[6 empty] | 21 | 1075.9303 | -0.45086 | -0.21672 | -0.33242 | 0
[6 empty] | 21 | 1075.5054 | -0.45074 | -0.21699 | -0.33227 | 0
[6 empty] | 21 | 1067.0278 | -0.44807 | -0.21902 | -0.3329 | 0
[6 empty] | 21 | 1075.6097 | -0.45084 | -0.21683 | -0.33234 | 0
[6 empty] | 21 | 1066.9897 | -0.44808 | -0.21901 | -0.33291 | 0
[6 empty] | 21 | 1067.4227 | -0.44829 | -0.21882 | -0.33288 | 0
[6 empty] | 21 | 1063.0399 | -0.4469 | -0.21954 | -0.33356 | 0
[6 empty] | 21 | 1072.4819 | -0.44996 | -0.21584 | -0.3342 | 0
[6 empty] | 21 | 1072.5817 | -0.45 | -0.21584 | -0.33416 | 0
[6 empty] | 21 | 1072.0142 | -0.44986 | -0.21591 | -0.33422 | 0
[6 empty] | 21 | 1071.6257 | -0.44979 | -0.21599 | -0.33422 | 0
[6 empty] | 21 | 1063.8221 | -0.44735 | -0.21923 | -0.33342 | 0
[6 empty] | 21 | 1074.071 | -0.45066 | -0.21669 | -0.33266 | 0
[6 empty] | 21 | 1062.3544 | -0.4469 | -0.21796 | -0.33514 | 0
[6 empty] | 21 | 1062.3162 | -0.44691 | -0.2178 | -0.33529 | 0
[6 empty] | 21 | 1062.384 | -0.44696 | -0.21778 | -0.33527 | 0
[6 empty] | 21 | 1062.6559 | -0.44711 | -0.2177 | -0.33519 | 0
[6 empty] | 21 | 1063.1525 | -0.44737 | -0.21761 | -0.33502 | 0
[6 empty] | 21 | 1072.2265 | -0.45042 | -0.2165 | -0.33308 | 0
[6 empty] | 21 | 1072.1323 | -0.45042 | -0.21654 | -0.33304 | 0
[6 empty] | 21 | 1066.4688 | -0.44901 | -0.21756 | -0.33343 | 0
[6 empty] | 21 | 1066.7875 | -0.44922 | -0.21732 | -0.33346 | 0
[6 empty] | 21 | 1066.8009 | -0.44923 | -0.21731 | -0.33346 | 0
[6 empty] | 21 | 6065.966 | -0.12877 | 0.25354 | 0.87522 | 0
[6 empty] | 21 | 6073.4993 | -0.12893 | 0.25273 | 0.8762 | 0
[6 empty] | 21 | 6070.061 | -0.12885 | 0.25314 | 0.87571 | 0
[6 empty] | 21 | 7000.0073 | -2.3023e-16 | 1 | 3.6322e-15 | 0
[6 empty] | 21 | 6752.0166 | -0.26894 | 0.37577 | 0.89318 | 0
[6 empty] | 21 | 6758.1261 | -0.27041 | 0.37732 | 0.89309 | 0
[6 empty] | 21 | 6762.6691 | -0.2706 | 0.37695 | 0.89365 | 0
[6 empty] | 21 | 7000.0073 | -3.7248e-16 | 1 | 1.3364e-15 | 0
[6 empty] | 21 | 19143.3044 | -1.4014 | 0.93548 | 1.4659 | 0
[6 empty] | 21 | 20694.5321 | -1.5465 | 0.97674 | 1.5698 | 0
[6 empty] | 22 | 14983.4317 | 1.5294 | -0.96878 | -1.5607 | 0
[6 empty] | 22 | 15026.5359 | 1.5344 | -0.97006 | -1.5644 | 0
[6 empty] | 22 | 2060.0944 | 0.21095 | 0.46719 | 0.32186 | 0
[6 empty] | 22 | 2059.8858 | 0.21097 | 0.46719 | 0.32184 | 0
[6 empty] | 22 | 1417.1238 | 0.33341 | 0.33326 | 0.33333 | 0
[6 empty] | 22 | 1417.1227 | 0.33341 | 0.33326 | 0.33333 | 0
[6 empty] | 22 | 1417.1217 | 0.33341 | 0.33326 | 0.33333 | 0
[6 empty] | 22 | 5195.2409 | 0.27063 | -0.3766 | -0.89404 | 0
[6 empty] | 22 | 2988.1259 | 0.019131 | -0.30805 | -0.71108 | 0
[6 empty] | 22 | 2995.0291 | 0.019952 | -0.30829 | -0.71166 | 0
[6 empty] | 22 | 2491.8408 | 0.17504 | 0.49638 | 0.32858 | 0
[6 empty] | 22 | 1172.1955 | -0.33235 | -0.33627 | -0.33139 | 0
[6 empty] | 22 | 2047.6787 | -0.19825 | -0.26585 | -0.5359 | 0
[6 empty] | 22 | 15038.809 | 1.536 | -0.97092 | -1.5651 | 0
[6 empty] | 22 | 15039.2449 | 1.5361 | -0.97094 | -1.5652 | 0
[6 empty] | 22 | 2060.569 | 0.21093 | 0.46727 | 0.3218 | 0
[6 empty] | 22 | 2988.4 | 0.60505 | 0.078969 | 0.31598 | 0
[6 empty] | 22 | 2988.0041 | 0.60501 | 0.078957 | 0.31603 | 0
[6 empty] | 22 | 2984.0741 | 0.60441 | 0.078873 | 0.31671 | 0
[6 empty] | 22 | 2986.7324 | 0.60488 | 0.078926 | 0.31619 | 0
[6 empty] | 22 | 2983.5229 | 0.60447 | 0.079128 | 0.3164 | 0
[6 empty] | 22 | 2982.1553 | 0.60424 | 0.079369 | 0.31639 | 0
[6 empty] | 22 | 2133.9169 | 0.37898 | 0.3482 | 0.27282 | 0
[6 empty] | 22 | 1477.7217 | 0.33822 | 0.33368 | 0.3281 | 0
[6 empty] | 22 | 1475.7326 | 0.33873 | 0.33295 | 0.32832 | 0
[6 empty] | 22 | 1427.5549 | 0.33446 | 0.33309 | 0.33245 | 0
[6 empty] | 22 | 1426.1952 | 0.33394 | 0.33353 | 0.33253 | 0
[6 empty] | 22 | 1420.2419 | 0.33374 | 0.33319 | 0.33307 | 0
[6 empty] | 22 | 1417.4813 | 0.33328 | 0.33343 | 0.33328 | 0
[6 empty] | 22 | 1417.01 | 0.33327 | 0.3334 | 0.33333 | 0
[6 empty] | 22 | 1416.8068 | 0.33332 | 0.33334 | 0.33335 | 0
[6 empty] | 22 | 1416.7988 | 0.33332 | 0.33333 | 0.33335 | 0
[6 empty] | 22 | 1416.7897 | 0.33334 | 0.33331 | 0.33335 | 0
[6 empty] | 22 | 6999.9964 | 5.6888e-16 | 1 | 4.3954e-16 | 0
[6 empty] | 22 | 6999.9964 | 6.9768e-15 | 1 | 1.068e-14 | 0
[6 empty] | 22 | 4382.9087 | 0.010781 | 0.61179 | 0.37743 | 0
[6 empty] | 22 | 4371.429 | 0.011576 | 0.61078 | 0.37765 | 0
[6 empty] | 22 | 4368.8185 | 0.011794 | 0.61056 | 0.37765 | 0
[6 empty] | 22 | 6999.9964 | 2.7961e-15 | 1 | 4.1753e-15 | 0
[6 empty] | 22 | 25848.2566 | 1.1481 | 0.43465 | -2.5827 | 0
[6 empty] | 22 | 4134.935 | 0.021449 | -0.21964 | -0.80181 | 0
[6 empty] | 22 | 4130.3821 | 0.021538 | -0.22015 | -0.80138 | 0
[6 empty] | 22 | 4129.8566 | 0.021535 | -0.22013 | -0.8014 | 0
[6 empty] | 22 | 6999.9964 | 3.1879e-17 | 1 | 4.1002e-17 | 0
[6 empty] | 22 | 2986.8365 | 0.018875 | -0.308 | -0.71087 | 0
[6 empty] | 22 | 2988.1045 | 0.019131 | -0.30804 | -0.71109 | 0
[6 empty] | 22 | 2988.3115 | 0.019132 | -0.30802 | -0.71111 | 0
[6 empty] | 22 | 2988.1337 | 0.019131 | -0.30805 | -0.71108 | 0
[6 empty] | 22 | 2618.3958 | 0.16416 | 0.5042 | 0.33164 | 0
[6 empty] | 22 | 4425.1739 | 0.46692 | -0.27536 | 0.80844 | 0
[6 empty] | 22 | 4365.6912 | 0.46478 | -0.26835 | 0.80357 | 0
[6 empty] | 22 | 4356.5858 | 0.46432 | -0.26724 | 0.80292 | 0
[6 empty] | 22 | 4354.0424 | 0.46405 | -0.26655 | 0.8025 | 0
[6 empty] | 22 | 4351.5249 | 0.46429 | -0.26638 | 0.80209 | 0
[6 empty] | 22 | 9151.7497 | 0.76384 | -0.56948 | -1.1944 | 0
[6 empty] | 22 | 9151.9626 | 0.76386 | -0.5695 | -1.1944 | 0
[6 empty] | 22 | 1428.8992 | -0.25693 | -0.42103 | -0.32204 | 0
[6 empty] | 22 | 1428.2618 | -0.25699 | -0.42094 | -0.32207 | 0
[6 empty] | 22 | 1427.7518 | -0.25703 | -0.42086 | -0.32211 | 0
[6 empty] | 22 | 2115.83 | -0.446 | -0.32184 | -0.23216 | 0
[6 empty] | 22 | 2112.8915 | -0.4459 | -0.32172 | -0.23238 | 0
[6 empty] | 22 | 1202.6934 | -0.31533 | -0.35363 | -0.33104 | 0
[6 empty] | 22 | 1202.6499 | -0.31535 | -0.35361 | -0.33104 | 0
[6 empty] | 22 | 1172.1914 | -0.33237 | -0.33625 | -0.33138 | 0
[6 empty] | 22 | 1242.4833 | -0.45017 | -0.21533 | -0.3345 | 0
[6 empty] | 22 | 1224.7361 | -0.44919 | -0.21702 | -0.33379 | 0
[6 empty] | 22 | 1224.4256 | -0.44918 | -0.21706 | -0.33376 | 0
[6 empty] | 22 | 1224.3392 | -0.44917 | -0.21706 | -0.33377 | 0
[6 empty] | 22 | 1224.328 | -0.44917 | -0.21706 | -0.33377 | 0
[6 empty] | 22 | 1224.3207 | -0.44917 | -0.21706 | -0.33377 | 0
[6 empty] | 22 | 5548.4138 | -0.12893 | 0.25238 | 0.87654 | 0
[6 empty] | 22 | 5548.8109 | -0.12894 | 0.2524 | 0.87654 | 0
[6 empty] | 22 | 6163.0271 | -0.26785 | 0.37644 | 0.89141 | 0
[6 empty] | 22 | 6180.6873 | -0.27004 | 0.37634 | 0.8937 | 0
[6 empty] | 22 | 6182.0259 | -0.27008 | 0.3764 | 0.89368 | 0
[6 empty] | 22 | 6180.7677 | -0.27005 | 0.37636 | 0.8937 | 0
[6 empty] | 22 | 6999.9964 | -3.3864e-14 | 1 | -4.873e-14 | 0
[6 empty] | 22 | 20057.5286 | -1.5208 | 0.96458 | 1.5562 | 0
[6 empty] | 22 | 6000.0044 | -6.1371e-17 | -1 | -5.4959e-17 | 0
[6 empty] | 22 | 6000.0044 | -6.557e-16 | -1 | 8.7019e-17 | 0
[6 empty] | 22 | 2055.0003 | -0.19757 | -0.26562 | -0.53681 | 0
[6 empty] | 22 | 2049.1559 | -0.19795 | -0.26587 | -0.53618 | 0
[6 empty] | 23 | 2433.1633 | 0.018954 | -0.3083 | -0.71065 | 0
[6 empty] | 23 | 4012.5003 | 0.46146 | -0.26133 | 0.79987 | 0
[6 empty] | 23 | 3202.6176 | 0.60364 | 0.079837 | 0.31652 | 0
[6 empty] | 23 | 1438.0291 | 0.33547 | 0.33325 | 0.33128 | 0
[6 empty] | 23 | 1417.1602 | 0.33331 | 0.33339 | 0.3333 | 0
[6 empty] | 23 | 4477.5738 | 0.25621 | -0.35548 | -0.90073 | 0
[6 empty] | 23 | 4471.3011 | 0.27106 | -0.37684 | -0.89422 | 0
[6 empty] | 23 | 1318.1439 | -0.31549 | -0.35351 | -0.33101 | 0
[6 empty] | 23 | 1315.1296 | -0.31593 | -0.35295 | -0.33112 | 0
[6 empty] | 23 | 1914.8723 | -0.44644 | -0.3219 | -0.23166 | 0
[6 empty] | 23 | 1911.6229 | -0.44635 | -0.32161 | -0.23204 | 0
[6 empty] | 23 | 1111.225 | -0.4491 | -0.21707 | -0.33382 | 0
[6 empty] | 23 | 4009.8401 | 0.46037 | -0.25965 | 0.79929 | 0
[6 empty] | 23 | 4011.703 | 0.46086 | -0.26053 | 0.79967 | 0
[6 empty] | 23 | 4015.5986 | 0.4615 | -0.26156 | 0.80006 | 0
[6 empty] | 23 | 4014.5367 | 0.46148 | -0.26148 | 0.80001 | 0
[6 empty] | 23 | 4012.2919 | 0.46144 | -0.26131 | 0.79987 | 0
[6 empty] | 23 | 4010.5233 | 0.46171 | -0.26043 | 0.79872 | 0
[6 empty] | 23 | 4083.8187 | 0.70408 | 0.045999 | 0.24992 | 0
[6 empty] | 23 | 3391.6559 | 0.62525 | 0.072493 | 0.30226 | 0
[6 empty] | 23 | 3233.5518 | 0.60721 | 0.078477 | 0.31431 | 0
[6 empty] | 23 | 3202.133 | 0.60346 | 0.079827 | 0.31672 | 0
[6 empty] | 23 | 3203.417 | 0.60376 | 0.079859 | 0.31638 | 0
[6 empty] | 23 | 3203.3104 | 0.60375 | 0.079856 | 0.31639 | 0
[6 empty] | 23 | 3203.0255 | 0.60373 | 0.079848 | 0.31643 | 0
[6 empty] | 23 | 3202.7603 | 0.6037 | 0.07984 | 0.31646 | 0
[6 empty] | 23 | 2291.9643 | 0.42323 | 0.32677 | 0.25 | 0
[6 empty] | 23 | 2700.1428 | 0.52759 | 0.15126 | 0.32114 | 0
[6 empty] | 23 | 1437.9817 | 0.33552 | 0.33317 | 0.3313 | 0
[6 empty] | 23 | 1429.5056 | 0.33451 | 0.33342 | 0.33207 | 0
[6 empty] | 23 | 1421.4134 | 0.33253 | 0.33411 | 0.33335 | 0
[6 empty] | 23 | 1418.5119 | 0.33304 | 0.33364 | 0.33332 | 0
[6 empty] | 23 | 1419.8987 | 0.33357 | 0.33341 | 0.33303 | 0
[6 empty] | 23 | 1418.5963 | 0.33327 | 0.33307 | 0.33366 | 0
[6 empty] | 23 | 1418.6744 | 0.33343 | 0.33287 | 0.33369 | 0
[6 empty] | 23 | 1417.4955 | 0.33335 | 0.33317 | 0.33348 | 0
[6 empty] | 23 | 1417.8985 | 0.33349 | 0.33324 | 0.33327 | 0
[6 empty] | 23 | 1417.1793 | 0.33329 | 0.3334 | 0.33331 | 0
[6 empty] | 23 | 1417.1716 | 0.3333 | 0.33339 | 0.3333 | 0
[6 empty] | 23 | 1417.0005 | 0.33333 | 0.33333 | 0.33333 | 0
[6 empty] | 23 | 6475.708 | 0.0062971 | 0.020201 | 0.9735 | 0
[6 empty] | 23 | 4086.4102 | 0.011207 | 0.61139 | 0.37741 | 0
[6 empty] | 23 | 4070.168 | 0.012772 | 0.6103 | 0.37692 | 0
[6 empty] | 23 | 6999.9883 | 2.3661e-16 | 1 | 2.6651e-16 | 0
[6 empty] | 23 | 6999.9883 | 2.3661e-16 | 1 | 3.2241e-16 | 0
[6 empty] | 23 | 4458.1452 | 0.26938 | -0.37629 | -0.8931 | 0
[6 empty] | 23 | 4467.8868 | 0.27039 | -0.37656 | -0.89383 | 0
[6 empty] | 23 | 3512.391 | 0.022255 | -0.22027 | -0.80199 | 0
[6 empty] | 23 | 3514.287 | 0.022304 | -0.22 | -0.8023 | 0
[6 empty] | 23 | 6999.9883 | 4.0432e-15 | 1 | 7.4103e-15 | 0
[6 empty] | 23 | 2436.1352 | 0.01966 | -0.30844 | -0.71122 | 0
[6 empty] | 23 | 2436.1418 | 0.019687 | -0.3084 | -0.71128 | 0
[6 empty] | 23 | 2436.1524 | 0.019688 | -0.30841 | -0.71128 | 0
[6 empty] | 23 | 2437.2036 | 0.01975 | -0.30835 | -0.7114 | 0
[6 empty] | 23 | 2440.5971 | 0.020076 | -0.30834 | -0.71173 | 0
[6 empty] | 23 | 6999.9883 | 4.8232e-17 | 1 | 1.04e-16 | 0
[6 empty] | 23 | 2445.3001 | 0.020853 | -0.30876 | -0.71209 | 0
[6 empty] | 23 | 2416.397 | 0.17275 | 0.49831 | 0.32894 | 0
[6 empty] | 23 | 2401.7103 | 0.17425 | 0.4973 | 0.32846 | 0
[6 empty] | 23 | 2401.2577 | 0.1742 | 0.49729 | 0.32851 | 0
[6 empty] | 23 | 2400.6248 | 0.17435 | 0.49717 | 0.32848 | 0
[6 empty] | 23 | 2392.906 | 0.17906 | 0.49698 | 0.32395 | 0
[6 empty] | 23 | 3176.0996 | 0.27899 | 0.091771 | 0.62923 | 0
[6 empty] | 23 | 15340.4397 | 1.5226 | -0.9664 | -1.5562 | 0
[6 empty] | 23 | 15411.6536 | 1.531 | -0.97077 | -1.5602 | 0
[6 empty] | 23 | 15454.9382 | 1.5368 | -0.97344 | -1.5633 | 0
[6 empty] | 23 | 1699.2054 | -0.2581 | -0.41967 | -0.32223 | 0
[6 empty] | 23 | 1315.1848 | -0.31591 | -0.35297 | -0.33112 | 0
[6 empty] | 23 | 1910.182 | -0.44647 | -0.32139 | -0.23214 | 0
[6 empty] | 23 | 1257.8277 | -0.33231 | -0.33624 | -0.33145 | 0
[6 empty] | 23 | 1257.5724 | -0.33248 | -0.3361 | -0.33142 | 0
[6 empty] | 23 | 1112.3277 | -0.44919 | -0.21695 | -0.33387 | 0
[6 empty] | 23 | 1111.3917 | -0.44911 | -0.21711 | -0.33378 | 0
[6 empty] | 23 | 1111.2137 | -0.44909 | -0.2171 | -0.33381 | 0
[6 empty] | 23 | 1111.2451 | -0.4491 | -0.21706 | -0.33384 | 0
[6 empty] | 23 | 6999.9883 | -6.5653e-15 | 1 | -4.8817e-15 | 0
[6 empty] | 23 | 6017.7225 | -0.12374 | 0.25093 | 0.87281 | 0
[6 empty] | 23 | 6050.1771 | -0.1285 | 0.25296 | 0.87555 | 0
[6 empty] | 23 | 6051.2053 | -0.12853 | 0.25301 | 0.87552 | 0
[6 empty] | 23 | 6051.1915 | -0.12853 | 0.25301 | 0.87552 | 0
[6 empty] | 23 | 6872.9129 | -0.26883 | 0.37742 | 0.89141 | 0
[6 empty] | 23 | 6892.5871 | -0.27032 | 0.37659 | 0.89373 | 0
[6 empty] | 23 | 6898.9879 | -0.27124 | 0.37695 | 0.89429 | 0
[6 empty] | 23 | 5999.983 | -2.7104e-16 | -1 | -3.5748e-16 | 0
[6 empty] | 23 | 5999.983 | -3.8868e-16 | -1 | -6.9547e-16 | 0
[6 empty] | 23 | 5999.983 | -4.1403e-16 | -1 | -7.6047e-16 | 0
[6 empty] | 23 | 19409.5271 | -1.5 | 0.96318 | 1.5368 | 0
[6 empty] | 23 | 19745.7184 | -1.5325 | 0.97041 | 1.5621 | 0
[6 empty] | 23 | 1700.7762 | -0.19749 | -0.26612 | -0.53639 | 0
[6 empty] | 23 | 1700.0172 | -0.19784 | -0.26602 | -0.53614 | 0
[6 empty] | 23 | 1699.9921 | -0.19784 | -0.26603 | -0.53613 | 0
[6 empty] | 24 | 4606.9563 | 0.57658 | -0.49522 | 0.91864 | 0
[6 empty] | 24 | 6237.1083 | 0.65153 | -0.78775 | 1.1362 | 0
[6 empty] | 24 | 4916.133 | -0.099201 | 0.25836 | 0.84084 | 0
[6 empty] | 24 | 5961.9533 | -0.261 | 0.38134 | 0.87966 | 0
[6 empty] | 24 | 2165.1835 | -0.19779 | -0.27014 | -0.53207 | 0
[6 empty] | 24 | 55342.4164 | 6.1808 | -2.4039 | -4.7769 | 0
[6 empty] | 24 | 4902.973 | 0.59061 | -0.54844 | 0.95783 | 0
[6 empty] | 24 | 2652.7021 | 0.28076 | 0.088977 | 0.63026 | 0
[6 empty] | 24 | 3468.1688 | 0.46759 | -0.28239 | 0.81479 | 0
[6 empty] | 24 | 2335.5891 | 0.22265 | 0.4525 | 0.32485 | 0
[6 empty] | 24 | 2334.4284 | 0.22273 | 0.45236 | 0.32491 | 0
[6 empty] | 24 | 2757.8698 | 0.39356 | -0.13644 | 0.74288 | 0
[6 empty] | 24 | 2721.7771 | 0.39109 | -0.12926 | 0.73817 | 0
[6 empty] | 24 | 2719.8931 | 0.39189 | -0.13013 | 0.73824 | 0
[6 empty] | 24 | 2718.9896 | 0.39201 | -0.13009 | 0.73807 | 0
[6 empty] | 24 | 2346.7444 | 0.42502 | -0.084261 | 0.65924 | 0
[6 empty] | 24 | 2328.2901 | 0.42417 | -0.080956 | 0.65678 | 0
[6 empty] | 24 | 2325.9495 | 0.42435 | -0.080612 | 0.65626 | 0
[6 empty] | 24 | 2326.1672 | 0.42441 | -0.080623 | 0.65621 | 0
[6 empty] | 24 | 2548.8337 | 0.60036 | 0.083917 | 0.31573 | 0
[6 empty] | 24 | 2549.6292 | 0.60058 | 0.083943 | 0.31548 | 0
[6 empty] | 24 | 2550.4686 | 0.60085 | 0.084227 | 0.31493 | 0
[6 empty] | 24 | 2550.439 | 0.60084 | 0.084226 | 0.31493 | 0
[6 empty] | 24 | 1496.1933 | 0.33555 | 0.33727 | 0.32718 | 0
[6 empty] | 24 | 1451.2352 | 0.33697 | 0.33252 | 0.3305 | 0
[6 empty] | 24 | 1441.8438 | 0.33491 | 0.33381 | 0.33128 | 0
[6 empty] | 24 | 1421.7792 | 0.33269 | 0.33323 | 0.33408 | 0
[6 empty] | 24 | 1423.1034 | 0.33407 | 0.3331 | 0.33283 | 0
[6 empty] | 24 | 1420.0931 | 0.33292 | 0.33324 | 0.33385 | 0
[6 empty] | 24 | 1421.6678 | 0.33347 | 0.33358 | 0.33295 | 0
[6 empty] | 24 | 1418.3746 | 0.33356 | 0.33245 | 0.33399 | 0
[6 empty] | 24 | 1417.8383 | 0.33326 | 0.33347 | 0.33326 | 0
[6 empty] | 24 | 1417.5245 | 0.33327 | 0.33344 | 0.33329 | 0
[6 empty] | 24 | 1417.6473 | 0.33349 | 0.33323 | 0.33328 | 0
[6 empty] | 24 | 1417.1697 | 0.33331 | 0.33323 | 0.33345 | 0
[6 empty] | 24 | 1417.0415 | 0.33333 | 0.33324 | 0.33343 | 0
[6 empty] | 24 | 1416.9988 | 0.33333 | 0.33333 | 0.33333 | 0
[6 empty] | 24 | 7000.0066 | 5.7302e-16 | 1 | 6.9542e-16 | 0
[6 empty] | 24 | 7000.0066 | 1.8582e-15 | 1 | 2.37e-15 | 0
[6 empty] | 24 | 7000.0066 | 2.0473e-16 | 1 | 2.7093e-16 | 0
[6 empty] | 24 | 4177.0945 | 0.017668 | -0.2273 | -0.79037 | 0
[6 empty] | 24 | 4181.6795 | 0.01773 | -0.22704 | -0.79069 | 0
[6 empty] | 24 | 4185.7132 | 0.017884 | -0.22678 | -0.7911 | 0
[6 empty] | 24 | 5177.6395 | 0.25969 | -0.38123 | -0.87846 | 0
[6 empty] | 24 | 3044.2687 | 0.015685 | -0.31333 | -0.70235 | 0
[6 empty] | 24 | 37312.9428 | 1.5567 | 1.9149 | -2.4716 | 0
[6 empty] | 24 | 37183.6271 | 1.5512 | 1.9117 | -2.4629 | 0
[6 empty] | 24 | 3044.5054 | 0.015758 | -0.31336 | -0.7024 | 0
[6 empty] | 24 | 3048.9511 | 0.016282 | -0.31344 | -0.70284 | 0
[6 empty] | 24 | 3049.7057 | 0.016393 | -0.31352 | -0.70288 | 0
[6 empty] | 24 | 3062.0095 | 0.01757 | -0.31359 | -0.70398 | 0
[6 empty] | 24 | 11024.8054 | 0.507 | 0.885 | -0.392 | 0
[6 empty] | 24 | 4573.4402 | 0.019705 | 0.60468 | 0.37561 | 0
[6 empty] | 24 | 4571.5675 | 0.019989 | 0.60477 | 0.37524 | 0
[6 empty] | 24 | 10413.8096 | 0.71495 | -1.4038 | 1.6888 | 0
[6 empty] | 24 | 10349.9565 | 0.71299 | -1.394 | 1.681 | 0
[6 empty] | 24 | 10197.6575 | 0.7058 | -1.3684 | 1.6625 | 0
[6 empty] | 24 | 8652.0199 | 0.72591 | -0.56866 | -1.1572 | 0
[6 empty] | 24 | 8671.3226 | 0.72849 | -0.56991 | -1.1586 | 0
[6 empty] | 24 | 8701.4756 | 0.73201 | -0.57089 | -1.1611 | 0
[6 empty] | 24 | 6202.124 | 0.65165 | -0.78282 | 1.1312 | 0
[6 empty] | 24 | 6204.0863 | 0.65187 | -0.78317 | 1.1313 | 0
[6 empty] | 24 | 6182.8527 | 0.65103 | -0.77936 | 1.1283 | 0
[6 empty] | 24 | 6055.2856 | 0.64184 | -0.75602 | 1.1142 | 0
[6 empty] | 24 | 13999.4617 | 1.4348 | -0.94847 | -1.4863 | 0
[6 empty] | 24 | 14270.1225 | 1.4631 | -0.97373 | -1.4893 | 0
[6 empty] | 24 | 13997.8111 | 1.4348 | -0.95008 | -1.4847 | 0
[6 empty] | 24 | 14021.7457 | 1.4387 | -0.95 | -1.4887 | 0
[6 empty] | 24 | 14044.4164 | 1.441 | -0.95153 | -1.4895 | 0
[6 empty] | 24 | 51747.6988 | 5.763 | -2.2659 | -4.4971 | 0
[6 empty] | 24 | 1274.5103 | -0.25594 | -0.41985 | -0.32421 | 0
[6 empty] | 24 | 1274.3272 | -0.25596 | -0.41981 | -0.32423 | 0
[6 empty] | 24 | 1274.2404 | -0.256 | -0.41979 | -0.32422 | 0
[6 empty] | 24 | 1889.6784 | -0.4296 | -0.32628 | -0.24412 | 0
[6 empty] | 24 | 1887.9782 | -0.42953 | -0.32614 | -0.24433 | 0
[6 empty] | 24 | 1221.2641 | -0.32838 | -0.34415 | -0.32747 | 0
[6 empty] | 24 | 1221.269 | -0.32842 | -0.3441 | -0.32748 | 0
[6 empty] | 24 | 1398.0171 | -0.44751 | -0.22001 | -0.33248 | 0
[6 empty] | 24 | 1393.4297 | -0.44706 | -0.22012 | -0.33282 | 0
[6 empty] | 24 | 1393.1052 | -0.447 | -0.22018 | -0.33282 | 0
[6 empty] | 24 | 1393.1377 | -0.44701 | -0.22016 | -0.33282 | 0
[6 empty] | 24 | 7000.0066 | -5.7859e-16 | 1 | -4.829e-16 | 0
[6 empty] | 24 | 7000.0066 | -6.7316e-17 | 1 | -7.6774e-16 | 0
[6 empty] | 24 | 4800.8789 | -0.077132 | 0.23746 | 0.83967 | 0
[6 empty] | 24 | 4806.293 | -0.078067 | 0.2381 | 0.83996 | 0
[6 empty] | 24 | 4809.3388 | -0.078548 | 0.23825 | 0.8403 | 0
[6 empty] | 24 | 4818.4372 | -0.079974 | 0.23949 | 0.84049 | 0
[6 empty] | 24 | 4780.7028 | -0.086735 | 0.26405 | 0.82268 | 0
[6 empty] | 24 | 4785.0205 | -0.087236 | 0.26427 | 0.82296 | 0
[6 empty] | 24 | 4795.5253 | -0.088302 | 0.26405 | 0.82425 | 0
[6 empty] | 24 | 4918.8958 | -0.099698 | 0.25851 | 0.84119 | 0
[6 empty] | 24 | 4975.3683 | -0.10416 | 0.25525 | 0.84891 | 0
[6 empty] | 24 | 4981.64 | -0.10516 | 0.25596 | 0.8492 | 0
[6 empty] | 24 | 5101.07 | -0.12333 | 0.26905 | 0.85429 | 0
[6 empty] | 24 | 5936.3794 | -0.18366 | 0.24686 | 0.9368 | 0
[6 empty] | 24 | 5883.1786 | -0.18216 | 0.25214 | 0.93002 | 0
[6 empty] | 24 | 5958.9729 | -0.18598 | 0.24725 | 0.93873 | 0
[6 empty] | 24 | 5965.7049 | -0.18621 | 0.24702 | 0.9392 | 0
[6 empty] | 24 | 5993.7113 | -0.18877 | 0.24715 | 0.94162 | 0
[6 empty] | 24 | 7000.0066 | -2.6315e-16 | 1 | 4.1669e-15 | 0
[6 empty] | 24 | 5886.2928 | -0.24975 | 0.37385 | 0.8759 | 0
[6 empty] | 24 | 5900.2803 | -0.25098 | 0.37286 | 0.87812 | 0
[6 empty] | 24 | 5903.1456 | -0.25159 | 0.37352 | 0.87808 | 0
[6 empty] | 24 | 5961.6875 | -0.26096 | 0.3818 | 0.87916 | 0
[6 empty] | 24 | 5963.2658 | -0.26105 | 0.38142 | 0.87963 | 0
[6 empty] | 24 | 5964.1059 | -0.26109 | 0.38147 | 0.87962 | 0
[6 empty] | 24 | 5963.8643 | -0.26108 | 0.38146 | 0.87962 | 0
[6 empty] | 24 | 5978.8382 | -0.26281 | 0.38194 | 0.88087 | 0
[6 empty] | 24 | 7000.0066 | -3.2601e-17 | 1 | -8.0112e-17 | 0
[6 empty] | 24 | 2163.1231 | -0.19789 | -0.27025 | -0.53187 | 0
[6 empty] | 24 | 2160.7569 | -0.19843 | -0.27018 | -0.53139 | 0
[6 empty] | 24 | 18888.312 | -1.405 | 0.94454 | 1.4605 | 0
[6 empty] | 24 | 19232.4979 | -1.4401 | 0.95205 | 1.488 | 0

## 4.2 Flow based typical day 2
4.2 Flow based typical day 2 : 2017-11-16 (Weekday)
|  | Set A | [5 empty] | Set B
|  | PTDFs | [5 empty] | PTDFs
Hour | RAM | BE | DE | FR | NL | Hour | RAM | BE | DE | FR | NL
1 | 1188 | 0.15793 | 0.00139 | 0.23247 | 0.05687 | 1 | 7000.01 | 2.0591e-16 | 1 | 2.8748e-16 | 0
1 | 1102 | -0.25238 | -0.01241 | -0.12422 | 0.02047 | 1 | 1424.7443 | 0.33458 | 0.33209 | 0.33332 | 0
1 | 1275 | -0.19548 | -0.00682 | -0.10015 | 0.15506 | 1 | 3273.1077 | 0.089996 | -0.28268 | -0.80731 | 0
1 | 1430 | 0.15577 | 0.00661 | 0.09695 | -0.14821 | 1 | 2695.6792 | 0.017214 | -0.2955 | -0.72171 | 0
1 | 1610 | 0.19548 | 0.00682 | 0.10015 | -0.15506 | 1 | 1822.1012 | -0.45676 | -0.21078 | -0.33246 | 0
1 | 353 | 0.07219 | -0.00347 | -0.02175 | 0.02642 | 1 | 4043.7361 | -0.075169 | 0.69837 | 0.3768 | 0
1 | 1457 | 0.2402 | 0.0085 | 0.0815 | -0.00975 | 1 | 2397.4061 | -0.24227 | -0.19893 | -0.5588 | 0
1 | 792 | 0.15581 | -0.00918 | -0.08874 | 0.06278 | 1 | 2151.6797 | 0.43211 | 0.21977 | 0.34812 | 0
1 | 1802 | -0.18688 | 0.01062 | 0.16267 | -0.09402 | 1 | 2215.5632 | 0.45682 | 0.21079 | 0.33239 | 0
1 | 733 | 0.1047 | -0.00891 | -0.13352 | 0.08058 | 1 | 2215.192 | 0.4568 | 0.21074 | 0.33246 | 0
1 | 1319 | 0.12782 | 0.00641 | 0.09393 | -0.14198 | 1 | 2214.6075 | 0.45668 | 0.21092 | 0.3324 | 0
1 | 795 | -0.00631 | -0.00897 | -0.13433 | 0.08179 | 1 | 2214.6413 | 0.45669 | 0.21092 | 0.33239 | 0
1 | 709 | 0.01437 | -0.00023 | 0.00813 | 0.27418 | 1 | 2214.4366 | 0.45666 | 0.21089 | 0.33246 | 0
1 | 868 | -0.28511 | -0.02236 | -0.12689 | -0.26629 | 1 | 1424.7074 | 0.33458 | 0.3321 | 0.33332 | 0
1 | 536 | 0.07292 | -0.00119 | 0.04141 | 0.24647 | 1 | 1419.6051 | 0.33302 | 0.33329 | 0.33369 | 0
1 | 4225 | 0 | 0 | 0 | -1 | 1 | 1418.3822 | 0.33309 | 0.3336 | 0.33331 | 0
1 | 4650 | 0 | -1 | 0 | 0 | 1 | 1418.1599 | 0.3333 | 0.33319 | 0.3335 | 0
1 | 6750 | 0 | 1 | 0 | 0 | 1 | 1418.1328 | 0.33347 | 0.33335 | 0.33319 | 0
2 | 1066 | 0.15793 | 0.00139 | 0.23228 | 0.05776 | 1 | 1418.1278 | 0.33348 | 0.33334 | 0.33318 | 0
2 | 1171 | -0.25238 | -0.01241 | -0.12432 | 0.02047 | 1 | 1418.0343 | 0.33344 | 0.33336 | 0.3332 | 0
2 | 1303 | 0.15577 | 0.00661 | 0.09695 | -0.15057 | 1 | 1417.4627 | 0.33329 | 0.33328 | 0.33343 | 0
2 | 1486 | 0.19548 | 0.00682 | 0.10015 | -0.15754 | 1 | 1417.6855 | 0.33345 | 0.33331 | 0.33324 | 0
2 | 361 | 0.07219 | -0.00347 | -0.02177 | 0.02676 | 1 | 1417.374 | 0.33329 | 0.33342 | 0.33329 | 0
2 | 1420 | 0.2402 | 0.0085 | 0.08151 | -0.00967 | 1 | 1417.4988 | 0.33345 | 0.33325 | 0.3333 | 0
2 | 845 | 0.15581 | -0.00918 | -0.08904 | 0.06358 | 1 | 1417.2349 | 0.33328 | 0.33341 | 0.33331 | 0
2 | 1604 | -0.18688 | 0.01062 | 0.16249 | -0.09535 | 1 | 1417.3206 | 0.33341 | 0.3333 | 0.33329 | 0
2 | 912 | 0.1047 | -0.00891 | -0.13341 | 0.08172 | 1 | 1417.0023 | 0.33333 | 0.33333 | 0.33333 | 0
2 | 1193 | 0.12782 | 0.00641 | 0.09393 | -0.14424 | 1 | 4400.0074 | 6.2938e-14 | -1 | 7.3909e-14 | 0
2 | 962 | -0.00631 | -0.00897 | -0.13422 | 0.08295 | 1 | 4400.0074 | 6.5825e-16 | -1 | 1.2068e-15 | 0
2 | 659 | 0.01437 | -0.00023 | 0.00813 | 0.26874 | 1 | 7000.01 | 6.5823e-17 | 1 | 5.7947e-17 | 0
2 | 954 | -0.28511 | -0.02236 | -0.12696 | -0.27106 | 1 | 4135.3088 | 0.09897 | -0.22099 | -0.87798 | 0
2 | 526 | 0.07292 | -0.00119 | 0.04141 | 0.24114 | 1 | 4101.8062 | 0.098293 | -0.22307 | -0.87523 | 0
2 | 4225 | 0 | 0 | 0 | -1 | 1 | 4400.0074 | 1.3396e-16 | -1 | 1.3569e-16 | 0
2 | 4650 | 0 | -1 | 0 | 0 | 1 | 4400.0074 | 1.3396e-16 | -1 | 1.5244e-16 | 0
2 | 6750 | 0 | 1 | 0 | 0 | 1 | 3275.1676 | 0.090043 | -0.28246 | -0.80758 | 0
3 | 942 | 0.15793 | 0.00139 | 0.23237 | 0.05764 | 1 | 3270.6373 | 0.089945 | -0.2829 | -0.80705 | 0
3 | 1205 | -0.25238 | -0.01241 | -0.12421 | 0.02092 | 1 | 2837.0885 | 0.085333 | -0.32025 | -0.76508 | 0
3 | 1274 | 0.15577 | 0.00661 | 0.09683 | -0.14979 | 1 | 2840.5144 | 0.086102 | -0.32029 | -0.76582 | 0
3 | 1461 | 0.19548 | 0.00682 | 0.10003 | -0.15671 | 1 | 2841.7963 | 0.08614 | -0.32009 | -0.76605 | 0
3 | 378 | 0.07219 | -0.00347 | -0.02179 | 0.02675 | 1 | 2842.207 | 0.086146 | -0.32011 | -0.76603 | 0
3 | 1402 | 0.2402 | 0.0085 | 0.08144 | -0.01002 | 1 | 2841.9484 | 0.086143 | -0.3201 | -0.76604 | 0
3 | 892 | 0.15581 | -0.00918 | -0.08898 | 0.06358 | 1 | 2842.0778 | 0.086145 | -0.32011 | -0.76603 | 0
3 | 1592 | -0.18688 | 0.01062 | 0.1622 | -0.09514 | 1 | 2852.7357 | 0.087503 | -0.32141 | -0.7661 | 0
3 | 942 | 0.1047 | -0.00891 | -0.13319 | 0.08153 | 1 | 4400.0074 | 1.6745e-16 | -1 | 2.327e-16 | 0
3 | 1161 | 0.12782 | 0.00641 | 0.09381 | -0.1435 | 1 | 7000.01 | 1.6765e-15 | 1 | 1.9409e-15 | 0
3 | 983 | -0.00631 | -0.00897 | -0.134 | 0.08275 | 1 | 4400.0074 | 1.9286e-16 | -1 | -7.0444e-17 | 0
3 | 596 | 0.01437 | -0.00023 | 0.00813 | 0.26374 | 1 | 7000.01 | 2.0309e-16 | 1 | -1.1758e-16 | 0
3 | 1034 | -0.28511 | -0.02236 | -0.12679 | -0.27131 | 1 | 4400.0074 | 2.2519e-14 | -1 | 2.1307e-15 | 0
3 | 524 | 0.07292 | -0.00119 | 0.04138 | 0.24018 | 1 | 7000.01 | 2.4023e-16 | 1 | 1.8397e-16 | 0
3 | 4650 | 0 | -1 | 0 | 0 | 1 | 2694.2267 | 0.016706 | -0.29531 | -0.72139 | 0
3 | 6750 | 0 | 1 | 0 | 0 | 1 | 2693.385 | 0.017079 | -0.29563 | -0.72145 | 0
3 | 4225 | 0 | 0 | 0 | -1 | 1 | 4197.3923 | 0.27889 | 0.071251 | 0.64986 | 0
4 | 806 | 0.12106 | -0.03544 | 0.19502 | 0.02258 | 1 | 2688.8876 | 0.019882 | -0.29793 | -0.72196 | 0
4 | 1273 | -0.23715 | 0.00276 | -0.10926 | 0.03719 | 1 | 4400.0074 | 3.7705e-16 | -1 | -1.8535e-15 | 0
4 | 1460 | -0.18665 | 0.00154 | -0.09158 | 0.16853 | 1 | 5826.7293 | 0.4569 | -0.2506 | 0.7937 | 0
4 | 1236 | 0.1472 | -0.00151 | 0.08863 | -0.16122 | 1 | 5827.0577 | 0.45695 | -0.25063 | 0.79368 | 0
4 | 1423 | 0.18648 | -0.00153 | 0.09146 | -0.16802 | 1 | 5826.8772 | 0.45693 | -0.25062 | 0.79369 | 0
4 | 377 | 0.0755 | -0.00026 | -0.01862 | 0.03072 | 1 | 5769.6883 | 0.45684 | -0.24347 | 0.78664 | 0
4 | 1359 | 0.22993 | -0.00169 | 0.07143 | -0.0209 | 1 | 2690.9413 | 0.1506 | 0.52981 | 0.31959 | 0
4 | 923 | 0.16669 | 0.00144 | -0.07844 | 0.07598 | 1 | 7694.0339 | 0.71395 | -0.55185 | -1.1621 | 0
4 | 1476 | -0.20233 | -0.00449 | 0.14716 | -0.11266 | 1 | 7805.8068 | 0.72674 | -0.55498 | -1.1718 | 0
4 | 1040 | 0.11748 | 0.00359 | -0.12074 | 0.0961 | 1 | 13366.2663 | 1.4163 | -0.92663 | -1.4896 | 0
4 | 1123 | 0.11949 | -0.00148 | 0.08585 | -0.15455 | 1 | 13388.6955 | 1.4185 | -0.92652 | -1.492 | 0
4 | 1075 | 0.00655 | 0.0036 | -0.12148 | 0.09742 | 1 | 2108.9843 | -0.2497 | -0.21879 | -0.5315 | 0
4 | 659 | 0.01554 | 0.00125 | 0.00945 | 0.24192 | 1 | 2108.0047 | -0.2497 | -0.21887 | -0.53142 | 0
4 | 1191 | -0.25642 | 0.00891 | -0.09721 | -0.25039 | 1 | 2107.5427 | -0.24977 | -0.2189 | -0.53133 | 0
4 | 499 | 0.07948 | 0.00708 | 0.04881 | 0.23645 | 1 | 4655.8911 | -0.59401 | -0.39902 | -0.0069678 | 0
4 | 4650 | 0 | -1 | 0 | 0 | 1 | 4613.4585 | -0.59091 | -0.39836 | -0.01073 | 0
4 | 6750 | 0 | 1 | 0 | 0 | 1 | 1927.5312 | -0.31204 | -0.22262 | -0.46534 | 0
4 | 4225 | 0 | 0 | 0 | -1 | 1 | 1927.6243 | -0.31243 | -0.22255 | -0.46502 | 0
5 | 821 | 0.12106 | -0.03545 | 0.19507 | 0.02252 | 1 | 3350.3903 | -0.60466 | -0.072792 | -0.32255 | 0
5 | 1236 | -0.23714 | 0.00275 | -0.1093 | 0.03717 | 1 | 3208.2236 | -0.59128 | -0.084854 | -0.32387 | 0
5 | 1418 | -0.18665 | 0.00153 | -0.09162 | 0.16839 | 1 | 3208.3004 | -0.59152 | -0.084851 | -0.32362 | 0
5 | 1279 | 0.1472 | -0.0015 | 0.08867 | -0.16108 | 1 | 3199.7339 | -0.59052 | -0.085477 | -0.324 | 0
5 | 1468 | 0.18665 | -0.00153 | 0.09162 | -0.16839 | 1 | 3200.4283 | -0.59083 | -0.085488 | -0.32368 | 0
5 | 350 | 0.0755 | -0.00026 | -0.01862 | 0.03069 | 1 | 3193.1913 | -0.59016 | -0.086137 | -0.3237 | 0
5 | 878 | 0.16669 | 0.00143 | -0.07846 | 0.07592 | 1 | 3180.7436 | -0.58897 | -0.087201 | -0.32383 | 0
5 | 1493 | -0.20233 | -0.00448 | 0.14726 | -0.11257 | 1 | 3179.2458 | -0.58878 | -0.087436 | -0.32379 | 0
5 | 1016 | 0.11749 | 0.00359 | -0.12082 | 0.09602 | 1 | 919.7935 | -0.27712 | -0.39544 | -0.32744 | 0
5 | 1166 | 0.11949 | -0.00147 | 0.08589 | -0.15442 | 1 | 1294.9084 | -0.36223 | -0.34044 | -0.29733 | 0
5 | 1053 | 0.00655 | 0.0036 | -0.12155 | 0.09734 | 1 | 1292.0224 | -0.36208 | -0.34033 | -0.29759 | 0
5 | 658 | 0.01554 | 0.00125 | 0.00945 | 0.24412 | 1 | 1272.7225 | -0.36044 | -0.3403 | -0.29926 | 0
5 | 553 | -0.11155 | -0.00292 | -0.06374 | -0.09898 | 1 | 1267.3696 | -0.3596 | -0.34073 | -0.29967 | 0
5 | 1238 | -0.25642 | 0.00888 | -0.09726 | -0.25001 | 1 | 1825.8116 | -0.45712 | -0.21042 | -0.33245 | 0
5 | 548 | 0.07948 | 0.00708 | 0.04883 | 0.23721 | 1 | 1821.2212 | -0.45665 | -0.21087 | -0.33248 | 0
5 | 6750 | 0 | 1 | 0 | 0 | 1 | 901.6427 | -0.32599 | -0.34307 | -0.33093 | 0
5 | 4225 | 0 | 0 | 0 | -1 | 1 | 899.5114 | -0.32627 | -0.33952 | -0.33421 | 0
5 | 4650 | 0 | -1 | 0 | 0 | 1 | 884.3452 | -0.3246 | -0.34294 | -0.33246 | 0
6 | 1001 | -0.1464 | 0.00482 | -0.07909 | -0.20071 | 1 | 884.3455 | -0.32461 | -0.34292 | -0.33246 | 0
6 | 920 | 0.12107 | -0.03544 | 0.19498 | 0.02212 | 1 | 884.9334 | -0.32485 | -0.34273 | -0.33241 | 0
6 | 1182 | -0.23715 | 0.00274 | -0.1093 | 0.03713 | 1 | 927.0171 | -0.33317 | -0.33436 | -0.33247 | 0
6 | 1327 | 0.1472 | -0.0015 | 0.08868 | -0.15997 | 1 | 925.5881 | -0.33296 | -0.33458 | -0.33245 | 0
6 | 1512 | 0.18666 | -0.00153 | 0.09163 | -0.16722 | 1 | 888.1354 | -0.32685 | -0.34076 | -0.33239 | 0
6 | 329 | 0.0755 | -0.00026 | -0.0186 | 0.03052 | 1 | 888.699 | -0.32703 | -0.34064 | -0.33233 | 0
6 | 814 | 0.16669 | 0.00143 | -0.07844 | 0.07552 | 1 | 888.4618 | -0.32701 | -0.34062 | -0.33237 | 0
6 | 1544 | -0.20232 | -0.00447 | 0.1473 | -0.11192 | 1 | 888.547 | -0.32704 | -0.3406 | -0.33236 | 0
6 | 957 | 0.11748 | 0.00358 | -0.12084 | 0.09546 | 1 | 3755.5134 | -0.051127 | 0.66886 | 0.38227 | 0
6 | 1214 | 0.1195 | -0.00147 | 0.0859 | -0.15336 | 1 | 3757.3398 | -0.051429 | 0.66909 | 0.38234 | 0
6 | 1002 | 0.00654 | 0.00359 | -0.12158 | 0.09677 | 1 | 3759.2221 | -0.051734 | 0.6693 | 0.38244 | 0
6 | 597 | 0.01554 | 0.00125 | 0.00945 | 0.26422 | 1 | 3759.3787 | -0.051737 | 0.66928 | 0.38246 | 0
6 | 1194 | -0.25642 | 0.00887 | -0.09727 | -0.24771 | 1 | 7000.01 | -1.699e-16 | 1 | 1.8678e-17 | 0
6 | 555 | 0.07949 | 0.00708 | 0.04883 | 0.24394 | 1 | 6291.0666 | -0.17982 | 0.2573 | 0.92252 | 0
6 | 6750 | 0 | 1 | 0 | 0 | 1 | 6290.959 | -0.17981 | 0.25728 | 0.92253 | 0
6 | 4225 | 0 | 0 | 0 | -1 | 1 | 6290.7536 | -0.18036 | 0.25782 | 0.92254 | 0
6 | 4650 | 0 | -1 | 0 | 0 | 1 | 6291.3016 | -0.18036 | 0.25782 | 0.92254 | 0
7 | 1012 | 0.12107 | -0.03543 | 0.19501 | 0.02313 | 1 | 7000.01 | -2.1041e-15 | 1 | -1.4684e-15 | 0
7 | 1188 | -0.23715 | 0.00275 | -0.10931 | 0.03456 | 1 | 9014.6894 | -0.42168 | 0.25516 | 1.1665 | 0
7 | 1265 | -0.18666 | 0.00153 | -0.09166 | 0.17289 | 1 | 9044.9822 | -0.42399 | 0.2544 | 1.1696 | 0
7 | 1452 | 0.1472 | -0.00151 | 0.08871 | -0.16536 | 1 | 6786.0925 | -0.34629 | 0.38905 | 0.95723 | 0
7 | 1621 | 0.18666 | -0.00153 | 0.09166 | -0.17289 | 1 | 6774.2735 | -0.34557 | 0.38944 | 0.95614 | 0
7 | 324 | 0.0755 | -0.00026 | -0.01861 | 0.03072 | 1 | 6774.2854 | -0.34557 | 0.38944 | 0.95614 | 0
7 | 1386 | 0.22994 | -0.00168 | 0.07147 | -0.0189 | 1 | 6776.0328 | -0.34622 | 0.39009 | 0.95613 | 0
7 | 765 | 0.16669 | 0.00144 | -0.07838 | 0.0759 | 1 | 6778.9638 | -0.3464 | 0.3897 | 0.9567 | 0
7 | 1629 | -0.20232 | -0.00448 | 0.14741 | -0.11368 | 1 | 6781.5814 | -0.34654 | 0.38986 | 0.95668 | 0
7 | 814 | 0.11748 | 0.00359 | -0.12093 | 0.097 | 1 | 7000.01 | -3.4149e-15 | 1 | -3.8762e-15 | 0
7 | 891 | 0.00654 | 0.0036 | -0.12167 | 0.09836 | 1 | 7000.01 | -3.9662e-18 | 1 | -2.2166e-16 | 0
7 | 416 | -0.11156 | -0.00293 | -0.06376 | -0.10528 | 1 | 2916.5884 | -0.24362 | -0.15874 | -0.59763 | 0
7 | 1175 | -0.25643 | 0.0089 | -0.0973 | -0.24802 | 1 | 7000.01 | -5.0745e-15 | 1 | -3.5162e-15 | 0
7 | 562 | 0.01554 | 0.00125 | 0.00945 | 0.24398 | 1 | 2391.0132 | -0.2424 | -0.19941 | -0.55818 | 0
7 | 4650 | 0 | -1 | 0 | 0 | 2 | 1417.4968 | 0.33326 | 0.33344 | 0.33331 | 0
7 | 6750 | 0 | 1 | 0 | 0 | 2 | 7000.0125 | -1.05e-16 | 1 | -1.7844e-16 | 0
7 | 4225 | 0 | 0 | 0 | -1 | 2 | 4789.4447 | 0.092854 | -0.22354 | -0.86932 | 0
8 | 762 | -0.15818 | 0.00458 | -0.08244 | -0.21584 | 2 | 3437.1789 | 0.080717 | -0.32064 | -0.76007 | 0
8 | 713 | -0.14757 | 0.00337 | -0.08062 | -0.20381 | 2 | 3438.883 | 0.080755 | -0.32043 | -0.76033 | 0
8 | 1440 | 0.12345 | -0.03129 | 0.19579 | 0.02544 | 2 | 7929.3861 | 0.69257 | -0.54644 | -1.1461 | 0
8 | 788 | 0.17318 | 0.00169 | -0.04927 | 0.05034 | 2 | 2492.3072 | -0.25045 | -0.21989 | -0.52966 | 0
8 | 765 | -0.18422 | 0.00233 | -0.09136 | 0.18029 | 2 | 843.6042 | -0.32644 | -0.34116 | -0.3324 | 0
8 | 1962 | 0.18422 | -0.00233 | 0.09136 | -0.18029 | 2 | 844.9494 | -0.32692 | -0.34075 | -0.33233 | 0
8 | 1432 | 0.23502 | -0.00239 | 0.07246 | -0.01433 | 2 | 5546.837 | -0.17527 | 0.25838 | 0.91689 | 0
8 | 681 | 0.1691 | 0.00233 | -0.07856 | 0.07453 | 2 | 1925.5512 | 0.41168 | 0.22791 | 0.36041 | 0
8 | 2060 | -0.19736 | -0.00524 | 0.14798 | -0.11407 | 2 | 1952.4024 | 0.43072 | 0.22105 | 0.34823 | 0
8 | 314 | 0.07611 | 0.00017 | -0.01872 | 0.03017 | 2 | 1952.3386 | 0.43073 | 0.22106 | 0.3482 | 0
8 | 1625 | 0.22462 | -0.00337 | 0.1044 | -0.0434 | 2 | 2032.5184 | 0.4555 | 0.21197 | 0.33252 | 0
8 | 374 | -0.11536 | -0.00103 | -0.06614 | -0.10661 | 2 | 2032.596 | 0.45554 | 0.21198 | 0.33247 | 0
8 | 933 | -0.25579 | 0.00845 | -0.09533 | -0.24228 | 2 | 2032.6014 | 0.45555 | 0.21198 | 0.33247 | 0
8 | 562 | 0.01596 | 0.00064 | 0.00974 | 0.25399 | 2 | 2031.994 | 0.45544 | 0.21212 | 0.33244 | 0
8 | 448 | 0.11718 | 0.00425 | -0.12145 | 0.09748 | 2 | 1443.7498 | 0.33564 | 0.3334 | 0.33095 | 0
8 | 501 | 0.01732 | 0.00427 | -0.12221 | 0.09889 | 2 | 1421.5311 | 0.33408 | 0.33233 | 0.33359 | 0
8 | 4650 | 0 | -1 | 0 | 0 | 2 | 1420.2522 | 0.33312 | 0.33376 | 0.33312 | 0
8 | 4975 | 0 | 0 | 0 | -1 | 2 | 1418.7929 | 0.33307 | 0.33329 | 0.33363 | 0
9 | 677 | -0.15819 | 0.00457 | -0.08212 | -0.21702 | 2 | 1421.1197 | 0.33382 | 0.33323 | 0.33295 | 0
9 | 620 | -0.14757 | 0.00336 | -0.08032 | -0.20488 | 2 | 1417.3355 | 0.33335 | 0.33323 | 0.33341 | 0
9 | 1344 | 0.1235 | -0.03126 | 0.19479 | 0.02626 | 2 | 1417.1138 | 0.33332 | 0.33329 | 0.33339 | 0
9 | 2081 | 0.18423 | -0.00232 | 0.09092 | -0.18321 | 2 | 1417.0935 | 0.33332 | 0.33329 | 0.33339 | 0
9 | 292 | 0.07611 | 0.00017 | -0.01871 | 0.03043 | 2 | 1417.362 | 0.33343 | 0.33328 | 0.33329 | 0
9 | 646 | 0.1691 | 0.00232 | -0.07849 | 0.07512 | 2 | 1417.0018 | 0.33333 | 0.33333 | 0.33333 | 0
9 | 2135 | -0.19735 | -0.00523 | 0.147 | -0.11532 | 2 | 7000.0125 | 5.7949e-17 | 1 | 1.5721e-16 | 0
9 | 1433 | 0.23502 | -0.00239 | 0.07214 | -0.0138 | 2 | 7000.0125 | 6.7129e-17 | 1 | -1.8073e-15 | 0
9 | 1651 | 0.22462 | -0.00337 | 0.10401 | -0.04302 | 2 | 4400.0028 | 7.8708e-15 | -1 | 9.2864e-15 | 0
9 | 386 | -0.11538 | -0.00105 | -0.0659 | -0.1174 | 2 | 4400.0028 | 9.4563e-17 | -1 | -7.5311e-17 | 0
9 | 1013 | -0.25578 | 0.00846 | -0.09477 | -0.24531 | 2 | 4400.0028 | 9.4563e-17 | -1 | -8.7202e-17 | 0
9 | 967 | -0.08183 | -0.00373 | -0.05031 | -0.24055 | 2 | 4789.8514 | 0.09286 | -0.22355 | -0.86931 | 0
9 | 562 | 0.01597 | 0.00065 | 0.00972 | 0.24288 | 2 | 4771.1613 | 0.092539 | -0.22474 | -0.8678 | 0
9 | 375 | 0.11717 | 0.00424 | -0.12066 | 0.09856 | 2 | 4794.215 | 0.092941 | -0.22325 | -0.86969 | 0
9 | 438 | 0.01732 | 0.00426 | -0.12141 | 0.09999 | 2 | 3442.81 | 0.081209 | -0.32039 | -0.76082 | 0
9 | 4975 | 0 | 0 | 0 | -1 | 2 | 3442.15 | 0.081202 | -0.32036 | -0.76084 | 0
9 | 4650 | 0 | -1 | 0 | 0 | 2 | 3442.2847 | 0.081205 | -0.32037 | -0.76083 | 0
9 | 708 | -0.36485 | -0.17465 | -0.26151 | 0 | 2 | 4400.0028 | 1.3307e-17 | -1 | 1.393e-16 | 0
9 | 705 | -0.36738 | -0.17024 | -0.26788 | 0 | 2 | 7000.0125 | 1.6639e-16 | 1 | -1.4172e-16 | 0
9 | 703 | -0.37384 | -0.19556 | -0.30486 | 0 | 2 | 3252.9841 | 0.013509 | -0.29603 | -0.71748 | 0
9 | 703 | -0.37393 | -0.19251 | -0.30342 | 0 | 2 | 3253.8853 | 0.01372 | -0.29611 | -0.71761 | 0
9 | 707 | -0.36687 | -0.18366 | -0.2737 | 0 | 2 | 3243.7576 | 0.014412 | -0.29752 | -0.71689 | 0
10 | 591 | -0.14757 | 0.00336 | -0.08024 | -0.20636 | 2 | 36730.4594 | 1.5243 | 2.0035 | -2.5278 | 0
10 | 1286 | 0.12351 | -0.03125 | 0.19484 | 0.02146 | 2 | 3242.2502 | 0.015549 | -0.29826 | -0.71729 | 0
10 | 270 | 0.07612 | 0.00018 | -0.01874 | 0.02924 | 2 | 7000.0125 | 2.6967e-15 | 1 | 4.6704e-15 | 0
10 | 612 | 0.16912 | 0.00233 | -0.07844 | 0.07265 | 2 | 4400.0028 | 2.684e-15 | -1 | 4.2638e-15 | 0
10 | 2186 | -0.19737 | -0.00524 | 0.14673 | -0.10743 | 2 | 7000.0125 | 2.9434e-17 | 1 | -9.5244e-17 | 0
10 | 1429 | 0.235 | -0.0024 | 0.07206 | -0.02068 | 2 | 4400.0028 | 3.4767e-15 | -1 | 2.3443e-15 | 0
10 | 1647 | 0.2246 | -0.00338 | 0.10389 | -0.05286 | 2 | 3926.3523 | 0.28059 | 0.068984 | 0.65042 | 0
10 | 374 | -0.11537 | -0.00104 | -0.06583 | -0.09787 | 2 | 5350.7465 | 0.45869 | -0.25809 | 0.7994 | 0
10 | 1054 | -0.25576 | 0.00847 | -0.09457 | -0.23682 | 2 | 5350.8174 | 0.4587 | -0.2581 | 0.7994 | 0
10 | 883 | -0.08182 | -0.00372 | -0.05026 | -0.25827 | 2 | 5343.354 | 0.45865 | -0.2571 | 0.79844 | 0
10 | 563 | 0.01597 | 0.00064 | 0.00971 | 0.27353 | 2 | 5347.0422 | 0.45898 | -0.2579 | 0.79892 | 0
10 | 389 | 0.01733 | 0.00427 | -0.12115 | 0.09293 | 2 | 5328.9587 | 0.45862 | -0.25513 | 0.79652 | 0
10 | 4975 | 0 | 0 | 0 | -1 | 2 | 7928.8479 | 0.69253 | -0.5464 | -1.1461 | 0
10 | 4650 | 0 | -1 | 0 | 0 | 2 | 7933.0966 | 0.69292 | -0.54671 | -1.1462 | 0
10 | 256 | -0.0976 | -0.12086 | -0.10763 | 0 | 2 | 13212.3885 | 1.3609 | -0.90827 | -1.4526 | 0
10 | 256 | -0.09894 | -0.12142 | -0.10962 | 0 | 2 | 13233.7883 | 1.3645 | -0.90813 | -1.4563 | 0
10 | 256 | -0.09848 | -0.12086 | -0.10775 | 0 | 2 | 7000.0125 | 5.3646e-16 | 1 | 3.2016e-16 | 0
10 | 256 | -0.09808 | -0.12119 | -0.10876 | 0 | 2 | 2499.3487 | -0.25056 | -0.21924 | -0.53021 | 0
10 | 357 | 0.03387 | -0.0868 | -0.20558 | 0 | 2 | 2491.4546 | -0.25059 | -0.21982 | -0.52958 | 0
10 | 356 | 0.0307 | -0.08513 | -0.20851 | 0 | 2 | 4450.0539 | -0.60556 | -0.40184 | 0.0073999 | 0
10 | 357 | 0.03357 | -0.08584 | -0.20606 | 0 | 2 | 2230.4026 | -0.31246 | -0.22369 | -0.46385 | 0
10 | 355 | 0.0045 | -0.09667 | -0.2265 | 0 | 2 | 2230.3287 | -0.31247 | -0.2237 | -0.46384 | 0
10 | 356 | 0.02557 | -0.08594 | -0.21239 | 0 | 2 | 1347.8655 | -0.25461 | -0.3321 | -0.41328 | 0
10 | 355 | 0.00801 | -0.09269 | -0.22469 | 0 | 2 | 3348.4312 | -0.59241 | -0.085144 | -0.32245 | 0
10 | 661 | -0.33912 | -0.1466 | -0.22738 | 0 | 2 | 3329.5374 | -0.59037 | -0.085797 | -0.32383 | 0
10 | 661 | -0.34287 | -0.16309 | -0.24987 | 0 | 2 | 3328.6471 | -0.59041 | -0.085776 | -0.32382 | 0
10 | 657 | -0.34939 | -0.17567 | -0.2798 | 0 | 2 | 3326.9174 | -0.59019 | -0.086021 | -0.32379 | 0
10 | 657 | -0.34382 | -0.14058 | -0.2404 | 0 | 2 | 3323.4025 | -0.58991 | -0.086226 | -0.32387 | 0
10 | 652 | -0.35782 | -0.18787 | -0.31623 | 0 | 2 | 926.5557 | -0.27559 | -0.39722 | -0.3272 | 0
10 | 651 | -0.35761 | -0.18132 | -0.31177 | 0 | 2 | 925.9487 | -0.27565 | -0.3971 | -0.32725 | 0
11 | 390 | -0.10079 | -0.00302 | -0.06059 | -0.13317 | 2 | 925.7801 | -0.27567 | -0.39707 | -0.32727 | 0
11 | 604 | -0.14755 | 0.00339 | -0.0806 | -0.20544 | 2 | 1969.1967 | -0.45592 | -0.21168 | -0.3324 | 0
11 | 1313 | 0.12349 | -0.03127 | 0.19604 | 0.02349 | 2 | 1964.5779 | -0.45533 | -0.21212 | -0.33255 | 0
11 | 271 | 0.07613 | 0.00018 | -0.01876 | 0.02974 | 2 | 1964.0367 | -0.45535 | -0.21216 | -0.33249 | 0
11 | 1437 | 0.23499 | -0.00241 | 0.07244 | -0.0175 | 2 | 1207.9414 | -0.36233 | -0.34045 | -0.29721 | 0
11 | 581 | 0.16914 | 0.00235 | -0.07867 | 0.07366 | 2 | 1201.9881 | -0.36175 | -0.34049 | -0.29776 | 0
11 | 2194 | -0.19739 | -0.00527 | 0.14779 | -0.11087 | 2 | 1201.9747 | -0.36175 | -0.34049 | -0.29776 | 0
11 | 644 | -0.11972 | -0.00038 | -0.06702 | 0.21381 | 2 | 1189.8236 | -0.36044 | -0.34066 | -0.2989 | 0
11 | 378 | -0.11535 | -0.00102 | -0.06611 | -0.10215 | 2 | 1173.6212 | -0.35902 | -0.34047 | -0.30051 | 0
11 | 1128 | -0.25576 | 0.00847 | -0.09527 | -0.23969 | 2 | 894.9105 | -0.33308 | -0.33447 | -0.33245 | 0
11 | 775 | -0.0818 | -0.0037 | -0.05044 | -0.25166 | 2 | 890.4102 | -0.33256 | -0.33503 | -0.33241 | 0
11 | 563 | 0.01597 | 0.00064 | 0.00975 | 0.26201 | 2 | 840.5778 | -0.32459 | -0.34317 | -0.33224 | 0
11 | 364 | 0.01735 | 0.00429 | -0.12202 | 0.09602 | 2 | 838.9369 | -0.32444 | -0.34315 | -0.33242 | 0
11 | 4650 | 0 | -1 | 0 | 0 | 2 | 839.1586 | -0.3245 | -0.34311 | -0.33239 | 0
11 | 4975 | 0 | 0 | 0 | -1 | 2 | 838.9612 | -0.3245 | -0.34303 | -0.33246 | 0
11 | 249 | -0.08781 | -0.11547 | -0.09793 | 0 | 2 | 845.0541 | -0.32693 | -0.34078 | -0.33229 | 0
11 | 247 | -0.09631 | -0.11908 | -0.1107 | 0 | 2 | 844.8777 | -0.3269 | -0.34077 | -0.33233 | 0
11 | 248 | -0.09909 | -0.11705 | -0.1046 | 0 | 2 | 3843.9616 | -0.037047 | 0.65665 | 0.38039 | 0
11 | 249 | -0.09337 | -0.11544 | -0.09864 | 0 | 2 | 3845.7186 | -0.037373 | 0.65683 | 0.38054 | 0
11 | 248 | -0.0907 | -0.11756 | -0.10506 | 0 | 2 | 3847.9945 | -0.037396 | 0.65695 | 0.38044 | 0
11 | 247 | -0.09907 | -0.11916 | -0.11135 | 0 | 2 | 4139.1423 | -0.058288 | 0.68329 | 0.375 | 0
11 | 247 | -0.09921 | -0.11861 | -0.10962 | 0 | 2 | 4400.0028 | -1.0645e-15 | -1 | 4.6206e-15 | 0
11 | 360 | 0.03431 | -0.08794 | -0.20718 | 0 | 2 | 5237.4796 | -0.1373 | 0.26403 | 0.87326 | 0
11 | 361 | 0.03338 | -0.08952 | -0.20753 | 0 | 2 | 5546.6672 | -0.17526 | 0.25836 | 0.9169 | 0
11 | 359 | 0.02949 | -0.08727 | -0.21118 | 0 | 2 | 5555.4278 | -0.17609 | 0.25827 | 0.91782 | 0
11 | 358 | 0.02258 | -0.08848 | -0.21638 | 0 | 2 | 8011.8615 | -0.41059 | 0.25556 | 1.155 | 0
11 | 329 | -0.01814 | -0.08934 | -0.21297 | 0 | 2 | 8015.1366 | -0.41077 | 0.25568 | 1.1551 | 0
11 | 329 | 0 | -0.08955 | -0.21436 | 0 | 2 | 8194.3335 | -0.42561 | 0.25364 | 1.172 | 0
11 | 333 | -0.04974 | -0.09816 | -0.2083 | 0 | 2 | 5952.7549 | -0.33576 | 0.38918 | 0.94658 | 0
11 | 330 | 0 | -0.09346 | -0.2134 | 0 | 2 | 5953.9585 | -0.33581 | 0.38924 | 0.94658 | 0
11 | 683 | -0.34862 | -0.15401 | -0.23255 | 0 | 2 | 5955.2168 | -0.33586 | 0.3893 | 0.94657 | 0
11 | 677 | -0.35452 | -0.14548 | -0.24838 | 0 | 2 | 5963.5086 | -0.33691 | 0.38933 | 0.94758 | 0
11 | 671 | -0.37285 | -0.20852 | -0.34828 | 0 | 2 | 5972.7115 | -0.33799 | 0.38939 | 0.94859 | 0
11 | 669 | -0.37334 | -0.20082 | -0.34562 | 0 | 2 | 3355.8697 | -0.2447 | -0.15971 | -0.59558 | 0
12 | 386 | -0.10081 | -0.00304 | -0.06058 | -0.13297 | 2 | 7000.0125 | -5.4163e-16 | 1 | -8.8358e-16 | 0
12 | 612 | -0.14755 | 0.00338 | -0.08057 | -0.20518 | 3 | 1417.0992 | 0.33328 | 0.33339 | 0.33333 | 0
12 | 1364 | 0.12349 | -0.03127 | 0.19619 | 0.02355 | 3 | 3518.2837 | 0.068845 | -0.316 | -0.75285 | 0
12 | 245 | 0.07613 | 0.00018 | -0.01871 | 0.02975 | 3 | 4940.1032 | 0.09423 | -0.2226 | -0.87163 | 0
12 | 538 | 0.16913 | 0.00234 | -0.07818 | 0.07368 | 3 | 3361.719 | 0.013299 | -0.29589 | -0.71741 | 0
12 | 2140 | -0.19739 | -0.00526 | 0.14812 | -0.11094 | 3 | 6999.9942 | 2.0635e-16 | 1 | 4.6708e-16 | 0
12 | 1444 | 0.23499 | -0.00241 | 0.07242 | -0.01744 | 3 | 13749.7212 | 1.3655 | -0.90788 | -1.4577 | 0
12 | 643 | -0.11973 | -0.00039 | -0.06701 | 0.21352 | 3 | 2277.8583 | -0.31234 | -0.22385 | -0.46381 | 0
12 | 354 | -0.11536 | -0.00103 | -0.06611 | -0.10416 | 3 | 2003.2616 | -0.45589 | -0.21175 | -0.33236 | 0
12 | 1128 | -0.25575 | 0.00848 | -0.09515 | -0.23982 | 3 | 837.7876 | -0.33304 | -0.33454 | -0.33241 | 0
12 | 733 | -0.08182 | -0.00372 | -0.05044 | -0.25166 | 3 | 4044.5881 | -0.036228 | 0.65559 | 0.38064 | 0
12 | 563 | 0.01597 | 0.00064 | 0.00975 | 0.2629 | 3 | 1882.2447 | 0.41193 | 0.22786 | 0.36021 | 0
12 | 368 | 0.01735 | 0.00428 | -0.12223 | 0.09608 | 3 | 1917.1002 | 0.43131 | 0.22065 | 0.34804 | 0
12 | 4650 | 0 | -1 | 0 | 0 | 3 | 1914.8142 | 0.4308 | 0.22107 | 0.34813 | 0
12 | 4975 | 0 | 0 | 0 | -1 | 3 | 2013.547 | 0.45647 | 0.21087 | 0.33266 | 0
12 | 249 | -0.08494 | -0.11473 | -0.09515 | 0 | 3 | 2011.6832 | 0.45652 | 0.21155 | 0.33193 | 0
12 | 247 | -0.09678 | -0.11965 | -0.11256 | 0 | 3 | 2006.4602 | 0.45589 | 0.21165 | 0.33246 | 0
12 | 248 | -0.1004 | -0.117 | -0.10456 | 0 | 3 | 2006.6033 | 0.45595 | 0.21165 | 0.3324 | 0
12 | 249 | -0.09294 | -0.1149 | -0.09681 | 0 | 3 | 2006.6411 | 0.45596 | 0.21165 | 0.33238 | 0
12 | 248 | -0.08943 | -0.11766 | -0.10516 | 0 | 3 | 1425.1945 | 0.33495 | 0.33133 | 0.33372 | 0
12 | 246 | -0.10017 | -0.11966 | -0.11307 | 0 | 3 | 1417.9767 | 0.3333 | 0.33318 | 0.33352 | 0
12 | 359 | 0.01243 | -0.095 | -0.22308 | 0 | 3 | 1417.4595 | 0.33336 | 0.33319 | 0.33344 | 0
12 | 360 | 0.02724 | -0.09008 | -0.21251 | 0 | 3 | 1417.2343 | 0.33325 | 0.3334 | 0.33334 | 0
12 | 360 | 0.02779 | -0.08937 | -0.21225 | 0 | 3 | 1416.939 | 0.33338 | 0.33327 | 0.33335 | 0
12 | 358 | 0.01253 | -0.09351 | -0.22336 | 0 | 3 | 1416.9571 | 0.33332 | 0.33337 | 0.33332 | 0
12 | 359 | 0.02479 | -0.08943 | -0.21462 | 0 | 3 | 1416.89 | 0.33338 | 0.33329 | 0.33333 | 0
12 | 359 | 0.02249 | -0.08982 | -0.21636 | 0 | 3 | 1416.8952 | 0.33334 | 0.33334 | 0.33332 | 0
12 | 684 | -0.3483 | -0.15299 | -0.23019 | 0 | 3 | 1416.8799 | 0.33335 | 0.33334 | 0.33332 | 0
12 | 678 | -0.35471 | -0.144 | -0.24754 | 0 | 3 | 1416.8727 | 0.33335 | 0.33333 | 0.33332 | 0
12 | 672 | -0.37307 | -0.20873 | -0.34851 | 0 | 3 | 1416.868 | 0.33335 | 0.33333 | 0.33332 | 0
12 | 670 | -0.37437 | -0.20245 | -0.3495 | 0 | 3 | 6999.9942 | 9.4194e-16 | 1 | 6.7004e-16 | 0
13 | 344 | -0.10081 | -0.00303 | -0.06063 | -0.133 | 3 | 4920.8314 | 0.093446 | -0.22364 | -0.86981 | 0
13 | 571 | -0.14757 | 0.00338 | -0.08065 | -0.20527 | 3 | 4927.3889 | 0.094018 | -0.22346 | -0.87055 | 0
13 | 1454 | 0.1235 | -0.03127 | 0.19674 | 0.02345 | 3 | 4922.638 | 0.093944 | -0.22374 | -0.8702 | 0
13 | 236 | 0.07613 | 0.00018 | -0.01875 | 0.02968 | 3 | 3550.4805 | 0.081156 | -0.32079 | -0.76036 | 0
13 | 488 | 0.16913 | 0.00235 | -0.07835 | 0.0735 | 3 | 3557.3765 | 0.081993 | -0.32064 | -0.76135 | 0
13 | 2267 | -0.19732 | -0.00525 | 0.14821 | -0.11079 | 3 | 3558.7384 | 0.082373 | -0.32076 | -0.76161 | 0
13 | 1498 | 0.235 | -0.00241 | 0.07251 | -0.01714 | 3 | 3558.8344 | 0.082374 | -0.32077 | -0.7616 | 0
13 | 652 | -0.11974 | -0.00039 | -0.06707 | 0.21787 | 3 | 3350.3967 | 0.010172 | -0.29511 | -0.71506 | 0
13 | 664 | -0.08182 | -0.00371 | -0.05048 | -0.25325 | 3 | 3363.3087 | 0.014613 | -0.29648 | -0.71813 | 0
13 | 563 | 0.01597 | 0.00064 | 0.00976 | 0.26558 | 3 | 37070.3897 | 1.5077 | 1.9876 | -2.4954 | 0
13 | 329 | -0.11537 | -0.00103 | -0.06617 | -0.10348 | 3 | 3356.8236 | 0.017013 | -0.29863 | -0.71838 | 0
13 | 4650 | 0 | -1 | 0 | 0 | 3 | 3608.8933 | 0.27931 | 0.073457 | 0.64724 | 0
13 | 249 | -0.09775 | -0.12063 | -0.11362 | 0 | 3 | 2996.3878 | 0.14974 | 0.53071 | 0.31955 | 0
13 | 250 | -0.10143 | -0.11793 | -0.10549 | 0 | 3 | 4400.0089 | 4.3718e-17 | -1 | 1.898e-16 | 0
13 | 248 | -0.10158 | -0.12081 | -0.11472 | 0 | 3 | 4772.9223 | 0.45762 | -0.25629 | 0.79867 | 0
13 | 250 | -0.09029 | -0.11861 | -0.10609 | 0 | 3 | 4772.8865 | 0.4584 | -0.25701 | 0.79861 | 0
13 | 252 | -0.08421 | -0.11524 | -0.09446 | 0 | 3 | 4765.7429 | 0.45824 | -0.25593 | 0.79768 | 0
13 | 251 | -0.09384 | -0.1158 | -0.09761 | 0 | 3 | 4752.5166 | 0.45811 | -0.25387 | 0.79576 | 0
13 | 359 | 0.03438 | -0.08501 | -0.20805 | 0 | 3 | 4741.6575 | 0.45811 | -0.2519 | 0.79379 | 0
13 | 358 | 0.02262 | -0.08696 | -0.21692 | 0 | 3 | 6999.9942 | 3.5735e-16 | 1 | 2.5879e-16 | 0
13 | 362 | 0.04934 | -0.0848 | -0.19622 | 0 | 3 | 8289.329 | 0.69411 | -0.54685 | -1.1473 | 0
13 | 362 | 0.04503 | -0.0885 | -0.19873 | 0 | 3 | 8290.0807 | 0.69418 | -0.5469 | -1.1473 | 0
13 | 344 | -0.07887 | -0.08924 | -0.21883 | 0 | 3 | 8295.1264 | 0.69465 | -0.54728 | -1.1474 | 0
13 | 344 | -0.09427 | -0.08916 | -0.21763 | 0 | 3 | 4400.0089 | 5.3863e-17 | -1 | -5.6677e-17 | 0
13 | 346 | 0 | -0.10047 | -0.22233 | 0 | 3 | 13747.0642 | 1.364 | -0.90788 | -1.4562 | 0
13 | 343 | 0 | -0.09153 | -0.22453 | 0 | 3 | 13728.2635 | 1.362 | -0.90653 | -1.4555 | 0
13 | 685 | -0.34657 | -0.14871 | -0.22125 | 0 | 3 | 2557.7057 | -0.2505 | -0.21934 | -0.53016 | 0
13 | 664 | -0.3828 | -0.21001 | -0.3828 | 0 | 3 | 2550.937 | -0.25047 | -0.2198 | -0.52973 | 0
13 | 677 | -0.35482 | -0.13238 | -0.24082 | 0 | 3 | 2544.6768 | -0.25078 | -0.22027 | -0.52895 | 0
13 | 669 | -0.3791 | -0.22627 | -0.3791 | 0 | 3 | 2281.0249 | -0.31299 | -0.22344 | -0.46358 | 0
14 | 360 | -0.1008 | -0.00302 | -0.0607 | -0.13208 | 3 | 3701.7435 | -0.61586 | -0.062802 | -0.32134 | 0
14 | 1316 | 0.1235 | -0.03127 | 0.19694 | 0.02346 | 3 | 3415.8346 | -0.59225 | -0.085931 | -0.32182 | 0
14 | 237 | 0.07613 | 0.00018 | -0.01877 | 0.02971 | 3 | 3391.697 | -0.58978 | -0.086423 | -0.3238 | 0
14 | 532 | 0.16914 | 0.00235 | -0.07862 | 0.07359 | 3 | 3389.6902 | -0.58964 | -0.086674 | -0.32369 | 0
14 | 2151 | -0.19733 | -0.00526 | 0.1484 | -0.11078 | 3 | 3388.9405 | -0.58959 | -0.086655 | -0.32375 | 0
14 | 1447 | 0.235 | -0.00241 | 0.07263 | -0.0174 | 3 | 3383.3178 | -0.58909 | -0.087116 | -0.3238 | 0
14 | 630 | -0.11973 | -0.00038 | -0.06716 | 0.20677 | 3 | 933.0248 | -0.27455 | -0.3976 | -0.32784 | 0
14 | 659 | -0.08181 | -0.0037 | -0.05053 | -0.25336 | 3 | 927.0448 | -0.27533 | -0.39741 | -0.32726 | 0
14 | 563 | 0.01597 | 0.00064 | 0.00977 | 0.26922 | 3 | 926.7731 | -0.27537 | -0.39736 | -0.32728 | 0
14 | 329 | -0.11536 | -0.00102 | -0.06625 | -0.09598 | 3 | 2004.7525 | -0.45593 | -0.21163 | -0.33245 | 0
14 | 347 | 0.0173 | 0.00429 | -0.12249 | 0.09594 | 3 | 2004.2043 | -0.45599 | -0.21167 | -0.33234 | 0
14 | 4650 | 0 | -1 | 0 | 0 | 3 | 1156.3134 | -0.3641 | -0.34047 | -0.29543 | 0
14 | 249 | -0.09799 | -0.12087 | -0.11391 | 0 | 3 | 1153.4911 | -0.36382 | -0.3405 | -0.29569 | 0
14 | 248 | -0.10197 | -0.1211 | -0.11519 | 0 | 3 | 1150.7187 | -0.36344 | -0.34063 | -0.29593 | 0
14 | 250 | -0.09043 | -0.11882 | -0.10629 | 0 | 3 | 1137.9149 | -0.36204 | -0.34081 | -0.29715 | 0
14 | 250 | -0.10171 | -0.11814 | -0.10567 | 0 | 3 | 842.0878 | -0.33352 | -0.33408 | -0.33239 | 0
14 | 253 | -0.07822 | -0.11384 | -0.08862 | 0 | 3 | 775.6571 | -0.32425 | -0.34346 | -0.3323 | 0
14 | 251 | -0.09403 | -0.11598 | -0.0977 | 0 | 3 | 774.7876 | -0.32422 | -0.34338 | -0.3324 | 0
14 | 359 | 0.01058 | -0.09573 | -0.22454 | 0 | 3 | 774.7108 | -0.32426 | -0.34331 | -0.33243 | 0
14 | 361 | 0.02845 | -0.08985 | -0.21177 | 0 | 3 | 782.8371 | -0.32672 | -0.34085 | -0.33243 | 0
14 | 361 | 0.02885 | -0.08903 | -0.21166 | 0 | 3 | 781.2039 | -0.32652 | -0.34112 | -0.33235 | 0
14 | 359 | 0.00913 | -0.09443 | -0.226 | 0 | 3 | 782.1649 | -0.3268 | -0.34088 | -0.33232 | 0
14 | 360 | 0.02522 | -0.08913 | -0.21452 | 0 | 3 | 781.9886 | -0.32676 | -0.3409 | -0.33233 | 0
14 | 360 | 0.02258 | -0.08958 | -0.21651 | 0 | 3 | 4044.7791 | -0.03623 | 0.65561 | 0.38062 | 0
14 | 684 | -0.34751 | -0.15141 | -0.22736 | 0 | 3 | 4051.5583 | -0.036281 | 0.6564 | 0.37988 | 0
14 | 677 | -0.35453 | -0.1411 | -0.24605 | 0 | 3 | 4045.1081 | -0.036232 | 0.65564 | 0.38059 | 0
14 | 682 | -0.35309 | -0.176 | -0.26084 | 0 | 3 | 4052.4156 | -0.036904 | 0.65632 | 0.38059 | 0
14 | 670 | -0.37496 | -0.21301 | -0.35836 | 0 | 3 | 4400.0089 | -8.9008e-16 | -1 | -8.0499e-16 | 0
14 | 667 | -0.37746 | -0.20786 | -0.36419 | 0 | 3 | 4347.659 | -0.058107 | 0.6831 | 0.375 | 0
15 | 413 | -0.10084 | -0.00305 | -0.06075 | -0.133 | 3 | 6999.9942 | -9.8563e-17 | 1 | 8.1084e-17 | 0
15 | 686 | -0.14759 | 0.00338 | -0.08082 | -0.2052 | 3 | 5393.9476 | -0.17417 | 0.25868 | 0.91549 | 0
15 | 1152 | 0.1235 | -0.03132 | 0.1972 | 0.02352 | 3 | 5411.7299 | -0.17594 | 0.2579 | 0.91805 | 0
15 | 264 | 0.07613 | 0.00018 | -0.01879 | 0.02974 | 3 | 5411.6817 | -0.17649 | 0.25842 | 0.91806 | 0
15 | 596 | 0.16912 | 0.00235 | -0.07868 | 0.07368 | 3 | 5412.1345 | -0.17649 | 0.25843 | 0.91806 | 0
15 | 2029 | -0.19731 | -0.00528 | 0.14841 | -0.11091 | 3 | 6999.9942 | -1.9955e-17 | 1 | -9.4194e-16 | 0
15 | 1387 | 0.23501 | -0.00242 | 0.07267 | -0.01743 | 3 | 7435.9452 | -0.25668 | 0.97185 | 0.28483 | 0
15 | 643 | -0.11977 | -0.00041 | -0.06721 | 0.21349 | 3 | 7443.7979 | -0.25755 | 0.97237 | 0.28518 | 0
15 | 390 | -0.1154 | -0.00105 | -0.0663 | -0.10419 | 3 | 6999.9942 | -2.5685e-15 | 1 | -5.875e-15 | 0
15 | 682 | -0.08186 | -0.00374 | -0.05059 | -0.25171 | 3 | 6999.9942 | -2.6899e-16 | 1 | 1.3401e-16 | 0
15 | 563 | 0.01598 | 0.00065 | 0.00978 | 0.26291 | 3 | 5929.5076 | -0.33778 | 0.38983 | 0.94794 | 0
15 | 441 | 0.11714 | 0.00428 | -0.12175 | 0.09471 | 3 | 5933.2476 | -0.33803 | 0.38953 | 0.9485 | 0
15 | 468 | 0.01729 | 0.0043 | -0.12251 | 0.09606 | 3 | 5933.218 | -0.33804 | 0.38955 | 0.94849 | 0
15 | 4650 | 0 | -1 | 0 | 0 | 3 | 5945.2573 | -0.33927 | 0.39028 | 0.94899 | 0
15 | 251 | -0.07389 | -0.11177 | -0.08405 | 0 | 3 | 4400.0089 | -4.8103e-16 | -1 | -5.2488e-16 | 0
15 | 251 | -0.07513 | -0.11157 | -0.08359 | 0 | 3 | 6999.9942 | -3.8648e-17 | 1 | -2.3985e-17 | 0
15 | 249 | -0.09291 | -0.11488 | -0.0967 | 0 | 3 | 3415.4414 | -0.24479 | -0.15988 | -0.59534 | 0
15 | 248 | -0.08938 | -0.11767 | -0.10512 | 0 | 3 | 4400.0089 | -5.5368e-15 | -1 | -6.1389e-15 | 0
15 | 251 | -0.07389 | -0.11241 | -0.08612 | 0 | 3 | 6999.9942 | -4.6466e-17 | 1 | -4.1562e-17 | 0
15 | 247 | -0.09679 | -0.11967 | -0.11259 | 0 | 4 | 4524.9786 | -0.63226 | -0.40621 | 0.038473 | 0
15 | 246 | -0.10042 | -0.11978 | -0.11343 | 0 | 4 | 3611.3132 | 0.011053 | -0.29963 | -0.71142 | 0
15 | 248 | -0.10044 | -0.11699 | -0.10452 | 0 | 4 | 2021.2318 | -0.45379 | -0.2137 | -0.33251 | 0
15 | 681 | -0.34974 | -0.15738 | -0.23974 | 0 | 4 | 6999.9996 | -5.6956e-16 | 1 | -3.4223e-16 | 0
15 | 677 | -0.35422 | -0.15348 | -0.25322 | 0 | 4 | 7297.9064 | 1.0753 | -0.025105 | -0.05021 | 0
15 | 680 | -0.35337 | -0.17264 | -0.26112 | 0 | 4 | 1801.9715 | 0.41057 | 0.22913 | 0.3603 | 0
15 | 674 | -0.36389 | -0.18926 | -0.30736 | 0 | 4 | 1841.1148 | 0.42975 | 0.2222 | 0.34804 | 0
15 | 673 | -0.36412 | -0.18517 | -0.30585 | 0 | 4 | 1841.0241 | 0.42984 | 0.22226 | 0.3479 | 0
16 | 1183 | 0.12247 | -0.03232 | 0.19578 | 0.0253 | 4 | 1942.2772 | 0.45473 | 0.2132 | 0.33207 | 0
16 | 252 | 0.07629 | 0.00034 | -0.01858 | 0.03062 | 4 | 1937.9952 | 0.45421 | 0.21344 | 0.33235 | 0
16 | 582 | 0.16963 | 0.00287 | -0.07784 | 0.0757 | 4 | 1935.8062 | 0.45387 | 0.21346 | 0.33267 | 0
16 | 1979 | -0.19804 | -0.006 | 0.14748 | -0.11604 | 4 | 1936.3295 | 0.45402 | 0.21349 | 0.3325 | 0
16 | 1402 | 0.23458 | -0.00285 | 0.07208 | -0.01434 | 4 | 1420.4187 | 0.3342 | 0.33247 | 0.33333 | 0
16 | 606 | -0.11931 | 5e-05 | -0.06663 | 0.19502 | 4 | 1417.7015 | 0.33338 | 0.33311 | 0.33351 | 0
16 | 352 | -0.11494 | -0.00058 | -0.06572 | -0.12035 | 4 | 1417.4353 | 0.33335 | 0.33319 | 0.33346 | 0
16 | 697 | -0.08148 | -0.00336 | -0.05012 | -0.23949 | 4 | 1417.2184 | 0.33326 | 0.33339 | 0.33334 | 0
16 | 474 | 0.11775 | 0.00488 | -0.12096 | 0.09916 | 4 | 1417.1211 | 0.33328 | 0.33339 | 0.33333 | 0
16 | 522 | 0.0179 | 0.0049 | -0.12171 | 0.1006 | 4 | 1416.9822 | 0.33331 | 0.33337 | 0.33331 | 0
16 | 4650 | 0 | -1 | 0 | 0 | 4 | 1417.0649 | 0.33337 | 0.33332 | 0.3333 | 0
16 | 4975 | 0 | 0 | 0 | -1 | 4 | 1416.9686 | 0.33334 | 0.33335 | 0.33331 | 0
16 | 235 | -0.08608 | -0.10809 | -0.09066 | 0 | 4 | 1416.935 | 0.33333 | 0.33335 | 0.33331 | 0
16 | 236 | -0.07038 | -0.10564 | -0.08062 | 0 | 4 | 6999.9996 | 4.9591e-18 | 1 | -1.7185e-16 | 0
16 | 234 | -0.08298 | -0.11051 | -0.09798 | 0 | 4 | 6999.9996 | 5.6465e-18 | 1 | 4.4828e-16 | 0
16 | 233 | -0.0894 | -0.11225 | -0.10445 | 0 | 4 | 6999.9996 | 6.7267e-16 | 1 | 3.4959e-16 | 0
16 | 232 | -0.09267 | -0.1124 | -0.10538 | 0 | 4 | 5180.3985 | 0.083317 | -0.22689 | -0.85643 | 0
16 | 234 | -0.09261 | -0.10993 | -0.09746 | 0 | 4 | 5194.7551 | 0.084489 | -0.22656 | -0.85793 | 0
16 | 708 | -0.36298 | -0.1703 | -0.2533 | 0 | 4 | 5203.3456 | 0.084614 | -0.22595 | -0.85866 | 0
16 | 704 | -0.36727 | -0.16586 | -0.26578 | 0 | 4 | 3824.8473 | 0.074381 | -0.32134 | -0.75304 | 0
16 | 707 | -0.36647 | -0.18503 | -0.27386 | 0 | 4 | 3824.867 | 0.074382 | -0.32134 | -0.75304 | 0
16 | 701 | -0.37582 | -0.20009 | -0.31513 | 0 | 4 | 3824.8782 | 0.074388 | -0.32137 | -0.75302 | 0
16 | 701 | -0.37557 | -0.19542 | -0.3116 | 0 | 4 | 3620.3141 | 0.0071778 | -0.29664 | -0.71054 | 0
17 | 1032 | 0.12298 | -0.03198 | 0.19574 | 0.02589 | 4 | 4048.9448 | 0.10268 | -0.58809 | -0.51459 | 0
17 | 247 | 0.07651 | 0.00025 | -0.01872 | 0.03061 | 4 | 4400.0059 | 1.4992e-14 | -1 | 1.7848e-14 | 0
17 | 618 | 0.16916 | 0.0026 | -0.07805 | 0.07532 | 4 | 3611.8569 | 0.010713 | -0.2993 | -0.71142 | 0
17 | 1909 | -0.1974 | -0.00565 | 0.14755 | -0.11552 | 4 | 6999.9996 | 1.7087e-16 | 1 | 6.874e-17 | 0
17 | 1373 | 0.23507 | -0.00263 | 0.07219 | -0.01382 | 4 | 46735.672 | 1.83 | 2.3715 | -3.2016 | 0
17 | 603 | -0.11962 | -0.00023 | -0.06685 | 0.19342 | 4 | 41241.7207 | 1.6272 | 2.1463 | -2.7735 | 0
17 | 375 | -0.11527 | -0.00088 | -0.06595 | -0.11944 | 4 | 3078.3829 | 0.148 | 0.53259 | 0.31942 | 0
17 | 707 | -0.08179 | -0.00361 | -0.05034 | -0.24052 | 4 | 3072.5316 | 0.14874 | 0.53194 | 0.31932 | 0
17 | 530 | 0.11719 | 0.00458 | -0.12102 | 0.09873 | 4 | 4264.7558 | 0.46243 | -0.27238 | 0.80995 | 0
17 | 583 | 0.01711 | 0.0046 | -0.12176 | 0.10017 | 4 | 4264.6541 | 0.4624 | -0.27236 | 0.80996 | 0
17 | 4975 | 0 | 0 | 0 | -1 | 4 | 4259.499 | 0.46237 | -0.27136 | 0.80899 | 0
17 | 4650 | 0 | -1 | 0 | 0 | 4 | 4234.6665 | 0.46239 | -0.26651 | 0.80411 | 0
17 | 235 | -0.08335 | -0.11095 | -0.09844 | 0 | 4 | 7982.1191 | 0.6277 | -0.52877 | -1.0989 | 0
17 | 237 | -0.06857 | -0.10581 | -0.07991 | 0 | 4 | 8150.2674 | 0.65039 | -0.53732 | -1.1131 | 0
17 | 234 | -0.08989 | -0.11272 | -0.10504 | 0 | 4 | 8201.6486 | 0.65646 | -0.53921 | -1.1173 | 0
17 | 233 | -0.09283 | -0.11269 | -0.10535 | 0 | 4 | 8227.4003 | 0.65938 | -0.54004 | -1.1193 | 0
17 | 235 | -0.09316 | -0.11035 | -0.09792 | 0 | 4 | 12734.0485 | 1.242 | -0.87273 | -1.3692 | 0
17 | 234 | -0.09327 | -0.11218 | -0.10378 | 0 | 4 | 12842.4744 | 1.2577 | -0.87183 | -1.3859 | 0
17 | 245 | -0.07062 | -0.10855 | -0.08102 | 0 | 4 | 12878.9943 | 1.2627 | -0.87288 | -1.3898 | 0
17 | 245 | -0.07139 | -0.10843 | -0.08072 | 0 | 4 | 12861.9823 | 1.2609 | -0.87165 | -1.3893 | 0
17 | 243 | -0.08908 | -0.11171 | -0.0937 | 0 | 4 | 6999.9996 | 4.6841e-16 | 1 | -9.3781e-17 | 0
17 | 242 | -0.09593 | -0.11363 | -0.10082 | 0 | 4 | 2731.7467 | -0.24944 | -0.22322 | -0.52735 | 0
17 | 706 | -0.3635 | -0.17276 | -0.25805 | 0 | 4 | 2742.9486 | -0.25109 | -0.22138 | -0.52753 | 0
17 | 703 | -0.36675 | -0.17035 | -0.26804 | 0 | 4 | 2739.5027 | -0.25129 | -0.22158 | -0.52713 | 0
17 | 705 | -0.36617 | -0.18376 | -0.27364 | 0 | 4 | 2738.6869 | -0.25139 | -0.22153 | -0.52709 | 0
17 | 702 | -0.37237 | -0.19337 | -0.30078 | 0 | 4 | 2735.6943 | -0.25156 | -0.22177 | -0.52668 | 0
17 | 701 | -0.37209 | -0.19007 | -0.29792 | 0 | 4 | 1454.07 | -0.20695 | -0.42023 | -0.37283 | 0
18 | 1091 | 0.12209 | -0.03198 | 0.19376 | 0.0219 | 4 | 4556.8279 | -0.63511 | -0.40658 | 0.04169 | 0
18 | 246 | 0.07665 | 0.00068 | -0.01814 | 0.02997 | 4 | 4470.2124 | -0.62663 | -0.40633 | 0.03296 | 0
18 | 564 | 0.16975 | 0.00368 | -0.07678 | 0.07427 | 4 | 2410.9436 | -0.31189 | -0.22527 | -0.46284 | 0
18 | 2096 | -0.19816 | -0.00705 | 0.14585 | -0.11033 | 4 | 2407.4403 | -0.31222 | -0.22543 | -0.46234 | 0
18 | 1429 | 0.23279 | -0.00337 | 0.07025 | -0.02106 | 4 | 3651.0454 | -0.60327 | -0.083201 | -0.31353 | 0
18 | 338 | -0.11303 | 0.00088 | -0.06399 | -0.10948 | 4 | 3561.642 | -0.59218 | -0.083417 | -0.3244 | 0
18 | 658 | -0.08193 | -0.00406 | -0.05003 | -0.24554 | 4 | 3548.706 | -0.59275 | -0.086788 | -0.32046 | 0
18 | 562 | 0.01597 | 0.00066 | 0.00965 | 0.25125 | 4 | 3535.1028 | -0.59024 | -0.085363 | -0.32439 | 0
18 | 418 | 0.01767 | 0.0058 | -0.12035 | 0.09538 | 4 | 3521.4015 | -0.58998 | -0.087716 | -0.32231 | 0
18 | 642 | -0.11658 | 0.00169 | -0.06443 | 0.21576 | 4 | 3500.9681 | -0.58765 | -0.088216 | -0.32413 | 0
18 | 4650 | 0 | -1 | 0 | 0 | 4 | 3497.3665 | -0.5874 | -0.088408 | -0.32419 | 0
18 | 266 | -0.09899 | -0.12775 | -0.11733 | 0 | 4 | 3494.4629 | -0.5872 | -0.08862 | -0.32418 | 0
18 | 266 | -0.10095 | -0.12748 | -0.11674 | 0 | 4 | 3487.9776 | -0.58657 | -0.089301 | -0.32413 | 0
18 | 267 | -0.10337 | -0.12465 | -0.10801 | 0 | 4 | 939.764 | -0.27312 | -0.39959 | -0.32729 | 0
18 | 266 | -0.10404 | -0.12694 | -0.11543 | 0 | 4 | 937.9511 | -0.27335 | -0.39963 | -0.32703 | 0
18 | 267 | -0.09045 | -0.12543 | -0.10869 | 0 | 4 | 937.0395 | -0.27348 | -0.39963 | -0.32689 | 0
18 | 268 | -0.0947 | -0.12222 | -0.099 | 0 | 4 | 937.0106 | -0.27353 | -0.39957 | -0.32689 | 0
18 | 268 | -0.08569 | -0.12237 | -0.09822 | 0 | 4 | 1335.4744 | -0.36625 | -0.34117 | -0.29258 | 0
18 | 356 | 0.01856 | -0.09056 | -0.2172 | 0 | 4 | 1335.6829 | -0.36631 | -0.3411 | -0.29258 | 0
18 | 356 | 0.02636 | -0.08779 | -0.21169 | 0 | 4 | 1319.9566 | -0.36472 | -0.34107 | -0.29421 | 0
18 | 356 | 0.0264 | -0.08812 | -0.21158 | 0 | 4 | 2024.2444 | -0.45414 | -0.21339 | -0.33247 | 0
18 | 356 | 0.01947 | -0.08958 | -0.21672 | 0 | 4 | 2023.6214 | -0.45407 | -0.21345 | -0.33248 | 0
18 | 356 | 0.02499 | -0.08773 | -0.21279 | 0 | 4 | 1274.5793 | -0.35974 | -0.34153 | -0.29873 | 0
18 | 356 | 0.02366 | -0.08795 | -0.21379 | 0 | 4 | 1000.8448 | -0.33319 | -0.33446 | -0.33235 | 0
18 | 664 | -0.35975 | -0.17754 | -0.30043 | 0 | 4 | 999.7071 | -0.33306 | -0.3346 | -0.33234 | 0
18 | 672 | -0.34534 | -0.15033 | -0.23457 | 0 | 4 | 941.5897 | -0.32367 | -0.34402 | -0.33231 | 0
18 | 668 | -0.34932 | -0.1456 | -0.24581 | 0 | 4 | 941.6128 | -0.3237 | -0.34399 | -0.33232 | 0
18 | 664 | -0.35997 | -0.18261 | -0.3041 | 0 | 4 | 946.8302 | -0.32562 | -0.34212 | -0.33226 | 0
19 | 581 | -0.14661 | 0.00979 | -0.0775 | -0.21062 | 4 | 947.7348 | -0.32592 | -0.34182 | -0.33226 | 0
19 | 1348 | 0.12195 | -0.03212 | 0.19311 | 0.02242 | 4 | 948.6752 | -0.32619 | -0.34157 | -0.33224 | 0
19 | 240 | 0.07666 | 0.0007 | -0.01811 | 0.03022 | 4 | 949.5165 | -0.32638 | -0.34139 | -0.33223 | 0
19 | 1547 | 0.23274 | -0.00342 | 0.07006 | -0.0208 | 4 | 949.3371 | -0.32636 | -0.34142 | -0.33222 | 0
19 | 470 | 0.1698 | 0.00373 | -0.07666 | 0.07485 | 4 | 4980.2553 | -0.050865 | 0.74605 | 0.30482 | 0
19 | 2368 | -0.19826 | -0.00714 | 0.14541 | -0.11143 | 4 | 4996.8237 | -0.051344 | 0.7489 | 0.30244 | 0
19 | 979 | -0.25406 | 0.00659 | -0.0939 | -0.24448 | 4 | 5003.3731 | -0.051394 | 0.74978 | 0.30161 | 0
19 | 663 | -0.08192 | -0.00405 | -0.04995 | -0.24002 | 4 | 5008.3129 | -0.05181 | 0.75034 | 0.30148 | 0
19 | 328 | -0.11301 | 0.00091 | -0.06386 | -0.11883 | 4 | 4400.0059 | -1.1422e-13 | -1 | 1.2591e-13 | 0
19 | 4650 | 0 | -1 | 0 | 0 | 4 | 6999.9996 | -8.9853e-17 | 1 | -9.9182e-17 | 0
19 | 4975 | 0 | 0 | 0 | -1 | 4 | 4400.0059 | -1.96e-16 | -1 | 5.6723e-18 | 0
19 | 260 | -0.09941 | -0.12105 | -0.10442 | 0 | 4 | 4872.058 | -0.16712 | 0.2578 | 0.90932 | 0
19 | 259 | -0.09524 | -0.12398 | -0.11322 | 0 | 4 | 4872.6421 | -0.16909 | 0.25969 | 0.9094 | 0
19 | 260 | -0.08717 | -0.12179 | -0.10506 | 0 | 4 | 4872.8814 | -0.16909 | 0.25969 | 0.9094 | 0
19 | 261 | -0.09122 | -0.11875 | -0.0959 | 0 | 4 | 6999.9996 | -1.8412e-16 | 1 | -1.0998e-15 | 0
19 | 261 | -0.08348 | -0.11908 | -0.09586 | 0 | 4 | 4168.8286 | -0.014818 | 0.63788 | 0.37694 | 0
19 | 259 | -0.0993 | -0.12327 | -0.11151 | 0 | 4 | 4170.9819 | -0.014888 | 0.63825 | 0.37664 | 0
19 | 259 | -0.09731 | -0.12386 | -0.11313 | 0 | 4 | 4171.9587 | -0.014924 | 0.63838 | 0.37655 | 0
19 | 357 | 0.03396 | -0.08426 | -0.2066 | 0 | 4 | 4400.0059 | -3.0179e-17 | -1 | -2.2715e-17 | 0
19 | 359 | 0.05052 | -0.08365 | -0.19359 | 0 | 4 | 4400.0059 | -3.7253e-13 | -1 | -4.4586e-13 | 0
19 | 355 | 0.02286 | -0.08599 | -0.215 | 0 | 4 | 5314.3758 | -0.30359 | 0.40743 | 0.89617 | 0
19 | 359 | 0.04369 | -0.0876 | -0.19805 | 0 | 4 | 5362.8358 | -0.32023 | 0.38966 | 0.93057 | 0
19 | 356 | 0 | -0.10242 | -0.22913 | 0 | 4 | 5368.4423 | -0.32189 | 0.38875 | 0.93314 | 0
19 | 341 | -0.07875 | -0.08859 | -0.21674 | 0 | 4 | 5371.3874 | -0.32209 | 0.38845 | 0.93364 | 0
19 | 312 | -0.08409 | -0.08077 | -0.19695 | 0 | 4 | 5375.5197 | -0.32287 | 0.38874 | 0.93413 | 0
19 | 311 | 0 | -0.08272 | -0.20314 | 0 | 4 | 5377.1165 | -0.32297 | 0.38886 | 0.93411 | 0
19 | 677 | -0.34361 | -0.14461 | -0.2203 | 0 | 4 | 5401.547 | -0.32554 | 0.38902 | 0.93652 | 0
19 | 669 | -0.35067 | -0.12569 | -0.23425 | 0 | 4 | 6999.9996 | -3.162e-15 | 1 | -2.3813e-15 | 0
19 | 675 | -0.34914 | -0.1708 | -0.25449 | 0 | 4 | 3604.0039 | -0.2455 | -0.16356 | -0.59094 | 0
19 | 669 | -0.3615 | -0.1968 | -0.31251 | 0 | 4 | 4400.0059 | -6.0746e-15 | -1 | -7.2039e-15 | 0
19 | 656 | -0.37881 | -0.20691 | -0.37881 | 0 | 4 | 4420.8073 | -0.032917 | 0.66194 | 0.37098 | 0
19 | 660 | -0.37623 | -0.21826 | -0.37623 | 0 | 4 | 1609.5601 | -0.18914 | -0.43246 | -0.3784 | 0
20 | 568 | -0.147 | 0.00941 | -0.07799 | -0.2113 | 5 | 1422.827 | 0.33253 | 0.33307 | 0.3344 | 0
20 | 1317 | 0.12244 | -0.03163 | 0.19363 | 0.02286 | 5 | 3744.4384 | 0.074749 | -0.32108 | -0.75367 | 0
20 | 246 | 0.07654 | 0.00058 | -0.01823 | 0.03008 | 5 | 1417.9122 | 0.33347 | 0.33331 | 0.33323 | 0
20 | 490 | 0.16946 | 0.0034 | -0.07722 | 0.07447 | 5 | 4400.0049 | 1.2961e-14 | -1 | 1.5395e-14 | 0
20 | 2388 | -0.19779 | -0.00668 | 0.14604 | -0.11087 | 5 | 3543.5772 | 0.0083383 | -0.29676 | -0.71158 | 0
20 | 1569 | 0.23301 | -0.00315 | 0.07044 | -0.02057 | 5 | 1008.2307 | -0.27167 | -0.39895 | -0.32938 | 0
20 | 943 | -0.25416 | 0.0065 | -0.09422 | -0.24439 | 5 | 931.2114 | -0.32377 | -0.34388 | -0.33234 | 0
20 | 714 | -0.08229 | -0.00442 | -0.05037 | -0.24047 | 5 | 6999.9904 | -3.5482e-15 | 1 | -2.6467e-15 | 0
20 | 328 | -0.11341 | 0.00052 | -0.06433 | -0.11704 | 5 | 12089.1915 | 1.2629 | -0.8726 | -1.3903 | 0
20 | 4650 | 0 | -1 | 0 | 0 | 5 | 12106.8186 | 1.2652 | -0.87395 | -1.3913 | 0
20 | 4975 | 0 | 0 | 0 | -1 | 5 | 1866.4081 | 0.41055 | 0.22925 | 0.3602 | 0
20 | 261 | -0.09124 | -0.11877 | -0.0959 | 0 | 5 | 1901.0556 | 0.42966 | 0.22231 | 0.34803 | 0
20 | 261 | -0.08639 | -0.11932 | -0.097 | 0 | 5 | 1900.6188 | 0.42957 | 0.2224 | 0.34804 | 0
20 | 261 | -0.08587 | -0.11966 | -0.09801 | 0 | 5 | 1995.2437 | 0.45414 | 0.21248 | 0.33337 | 0
20 | 259 | -0.09526 | -0.124 | -0.11324 | 0 | 5 | 1990.9667 | 0.45405 | 0.21336 | 0.33259 | 0
20 | 260 | -0.09943 | -0.12107 | -0.10443 | 0 | 5 | 1991.1795 | 0.45413 | 0.21335 | 0.33251 | 0
20 | 260 | -0.08718 | -0.12181 | -0.10507 | 0 | 5 | 1418.3108 | 0.33334 | 0.333 | 0.33366 | 0
20 | 258 | -0.09751 | -0.12399 | -0.1135 | 0 | 5 | 1417.6528 | 0.33321 | 0.33329 | 0.3335 | 0
20 | 259 | -0.09932 | -0.12329 | -0.11153 | 0 | 5 | 1418.5796 | 0.33375 | 0.33296 | 0.33329 | 0
20 | 356 | 0.02295 | -0.08593 | -0.21521 | 0 | 5 | 1417.6287 | 0.33328 | 0.33345 | 0.33328 | 0
20 | 354 | 0 | -0.0941 | -0.23144 | 0 | 5 | 1417.8633 | 0.3336 | 0.3331 | 0.3333 | 0
20 | 358 | 0.03421 | -0.08415 | -0.2067 | 0 | 5 | 1417.3456 | 0.33336 | 0.33337 | 0.33328 | 0
20 | 360 | 0.04802 | -0.08412 | -0.19573 | 0 | 5 | 1417.1987 | 0.33344 | 0.33321 | 0.33335 | 0
20 | 360 | 0.04292 | -0.08764 | -0.19892 | 0 | 5 | 1417.057 | 0.3334 | 0.33324 | 0.33336 | 0
20 | 350 | -0.19841 | -0.11079 | -0.20188 | 0 | 5 | 1417.1554 | 0.33332 | 0.33338 | 0.3333 | 0
20 | 341 | -0.08808 | -0.08837 | -0.21613 | 0 | 5 | 1416.8843 | 0.33333 | 0.33329 | 0.33338 | 0
20 | 341 | -0.07867 | -0.08849 | -0.21685 | 0 | 5 | 1416.8556 | 0.33334 | 0.33329 | 0.33337 | 0
20 | 350 | -0.16358 | -0.11195 | -0.20436 | 0 | 5 | 6999.9904 | 5.4476e-16 | 1 | -1.1522e-16 | 0
20 | 312 | -0.08441 | -0.08063 | -0.19702 | 0 | 5 | 6999.9904 | 5.7368e-16 | 1 | 5.9297e-16 | 0
20 | 313 | 0 | -0.0897 | -0.2015 | 0 | 5 | 4400.0049 | 7.9607e-16 | -1 | -6.8423e-16 | 0
20 | 658 | -0.37839 | -0.20865 | -0.37728 | 0 | 5 | 4400.0049 | 8.9476e-17 | -1 | 1.8027e-17 | 0
20 | 677 | -0.34497 | -0.1469 | -0.22529 | 0 | 5 | 5103.8698 | 0.085007 | -0.22639 | -0.85862 | 0
20 | 670 | -0.3511 | -0.12787 | -0.23593 | 0 | 5 | 5103.217 | 0.084999 | -0.22637 | -0.85863 | 0
20 | 662 | -0.37469 | -0.21265 | -0.36659 | 0 | 5 | 5099.7311 | 0.084946 | -0.22667 | -0.85828 | 0
20 | 676 | -0.34978 | -0.1697 | -0.25504 | 0 | 5 | 3741.6549 | 0.074354 | -0.32118 | -0.75317 | 0
20 | 670 | -0.36029 | -0.19142 | -0.30416 | 0 | 5 | 3747.8617 | 0.074802 | -0.32097 | -0.75383 | 0
21 | 671 | -0.147 | 0.00941 | -0.07837 | -0.2077 | 5 | 3744.4788 | 0.074752 | -0.3211 | -0.75366 | 0
21 | 1282 | 0.12244 | -0.03164 | 0.19509 | 0.02324 | 5 | 3535.137 | 0.0078144 | -0.29707 | -0.71074 | 0
21 | 2068 | 0.18603 | -0.00371 | 0.09134 | -0.16989 | 5 | 6999.9904 | 1.2968e-16 | 1 | 1.3257e-16 | 0
21 | 254 | 0.07654 | 0.00058 | -0.01831 | 0.02998 | 5 | 6999.9904 | 1.3932e-16 | 1 | 8.6776e-16 | 0
21 | 1533 | 0.23301 | -0.00315 | 0.07083 | -0.01821 | 5 | 3527.6083 | 0.010338 | -0.29907 | -0.71127 | 0
21 | 568 | 0.16946 | 0.0034 | -0.07759 | 0.07413 | 5 | 3527.3395 | 0.010781 | -0.29941 | -0.71137 | 0
21 | 2187 | -0.1978 | -0.00668 | 0.14692 | -0.11169 | 5 | 41618.3395 | 1.6745 | 2.1946 | -2.8691 | 0
21 | 1040 | -0.25416 | 0.0065 | -0.09487 | -0.24016 | 5 | 40150.8167 | 1.6181 | 2.1327 | -2.7508 | 0
21 | 785 | -0.08229 | -0.00441 | -0.05057 | -0.24719 | 5 | 3018.6182 | 0.14776 | 0.53308 | 0.31916 | 0
21 | 562 | 0.01604 | 0.00073 | 0.00975 | 0.25468 | 5 | 3018.4978 | 0.14775 | 0.53307 | 0.31918 | 0
21 | 329 | -0.11341 | 0.00052 | -0.06462 | -0.10196 | 5 | 6999.9904 | 3.3023e-17 | 1 | 5.0137e-17 | 0
21 | 379 | 0.01736 | 0.00549 | -0.12124 | 0.09665 | 5 | 4400.0049 | 4.6449e-15 | -1 | 5.5659e-15 | 0
21 | 4975 | 0 | 0 | 0 | -1 | 5 | 4334.4199 | 0.46257 | -0.27273 | 0.81016 | 0
21 | 4650 | 0 | -1 | 0 | 0 | 5 | 4330.4261 | 0.46212 | -0.27184 | 0.80972 | 0
21 | 270 | -0.09566 | -0.12318 | -0.09986 | 0 | 5 | 4324.5549 | 0.46204 | -0.27078 | 0.80875 | 0
21 | 270 | -0.09046 | -0.12376 | -0.101 | 0 | 5 | 4303.4949 | 0.46191 | -0.26673 | 0.80482 | 0
21 | 270 | -0.09017 | -0.12418 | -0.10232 | 0 | 5 | 6999.9904 | 3.929e-16 | 1 | 1.5571e-15 | 0
21 | 268 | -0.09999 | -0.12875 | -0.11833 | 0 | 5 | 7820.0132 | 0.64888 | -0.53623 | -1.1126 | 0
21 | 269 | -0.09138 | -0.12641 | -0.10962 | 0 | 5 | 7873.9902 | 0.65682 | -0.53945 | -1.1174 | 0
21 | 269 | -0.1044 | -0.12563 | -0.10894 | 0 | 5 | 7883.628 | 0.65767 | -0.53937 | -1.1183 | 0
21 | 268 | -0.10221 | -0.12863 | -0.11824 | 0 | 5 | 2674.398 | -0.24916 | -0.22324 | -0.5276 | 0
21 | 268 | -0.10438 | -0.128 | -0.11655 | 0 | 5 | 2684.4862 | -0.25126 | -0.22122 | -0.52752 | 0
21 | 359 | 0.03427 | -0.08734 | -0.20679 | 0 | 5 | 2680.8647 | -0.25101 | -0.22166 | -0.52733 | 0
21 | 358 | 0.02937 | -0.08662 | -0.21085 | 0 | 5 | 2681.1593 | -0.25126 | -0.22144 | -0.52731 | 0
21 | 360 | 0.0342 | -0.08888 | -0.20647 | 0 | 5 | 2679.9749 | -0.2513 | -0.22157 | -0.52712 | 0
21 | 357 | 0.02215 | -0.08796 | -0.21626 | 0 | 5 | 4608.2734 | -0.62634 | -0.40797 | 0.034311 | 0
21 | 357 | 0 | -0.09985 | -0.23095 | 0 | 5 | 4640.1685 | -0.63148 | -0.40607 | 0.037556 | 0
21 | 329 | -0.00546 | -0.08914 | -0.21382 | 0 | 5 | 2353.4543 | -0.31244 | -0.22519 | -0.46237 | 0
21 | 329 | 0 | -0.08916 | -0.21425 | 0 | 5 | 2352.4984 | -0.31254 | -0.22523 | -0.46222 | 0
21 | 330 | -0.00351 | -0.09254 | -0.21314 | 0 | 5 | 3424.5987 | -0.58816 | -0.088174 | -0.32367 | 0
21 | 330 | 0 | -0.0923 | -0.21348 | 0 | 5 | 3421.5498 | -0.58776 | -0.088058 | -0.32418 | 0
21 | 681 | -0.35422 | -0.1636 | -0.25602 | 0 | 5 | 3420.55 | -0.58773 | -0.088035 | -0.32423 | 0
21 | 680 | -0.35516 | -0.1609 | -0.25776 | 0 | 5 | 3417.9102 | -0.58752 | -0.088257 | -0.32422 | 0
21 | 680 | -0.35625 | -0.16939 | -0.2664 | 0 | 5 | 3412.8983 | -0.58704 | -0.088702 | -0.32426 | 0
21 | 681 | -0.35498 | -0.1669 | -0.26054 | 0 | 5 | 1003.5913 | -0.27282 | -0.40137 | -0.3258 | 0
21 | 679 | -0.35786 | -0.1717 | -0.27334 | 0 | 5 | 992.3686 | -0.27371 | -0.39936 | -0.32693 | 0
21 | 679 | -0.35808 | -0.17085 | -0.27363 | 0 | 5 | 992.244 | -0.27373 | -0.39936 | -0.32691 | 0
22 | 675 | -0.147 | 0.00941 | -0.07862 | -0.20596 | 5 | 1321.6597 | -0.36567 | -0.34104 | -0.29328 | 0
22 | 1290 | 0.12244 | -0.03164 | 0.19602 | 0.02336 | 5 | 1311.1683 | -0.36461 | -0.34105 | -0.29433 | 0
22 | 778 | -0.18603 | 0.00371 | -0.09175 | 0.17034 | 5 | 1306.7497 | -0.36416 | -0.34106 | -0.29477 | 0
22 | 1949 | 0.18603 | -0.00371 | 0.09175 | -0.17034 | 5 | 1265.6929 | -0.35981 | -0.34131 | -0.29888 | 0
22 | 260 | 0.07654 | 0.00058 | -0.01828 | 0.03002 | 5 | 1971.1464 | -0.45414 | -0.21333 | -0.33253 | 0
22 | 1523 | 0.23301 | -0.00315 | 0.07109 | -0.0181 | 5 | 1970.4322 | -0.45406 | -0.2134 | -0.33255 | 0
22 | 576 | 0.16946 | 0.0034 | -0.0773 | 0.0742 | 5 | 1969.1887 | -0.45391 | -0.21353 | -0.33256 | 0
22 | 2051 | -0.1978 | -0.00668 | 0.14807 | -0.11187 | 5 | 989.3071 | -0.33349 | -0.33413 | -0.33238 | 0
22 | 982 | -0.25416 | 0.0065 | -0.09528 | -0.24053 | 5 | 986.0776 | -0.33308 | -0.33457 | -0.33234 | 0
22 | 993 | -0.08229 | -0.00441 | -0.0507 | -0.24804 | 5 | 931.3553 | -0.32388 | -0.3438 | -0.33233 | 0
22 | 563 | 0.01604 | 0.00073 | 0.00978 | 0.25996 | 5 | 936.3251 | -0.32591 | -0.34182 | -0.33227 | 0
22 | 329 | -0.11341 | 0.00052 | -0.06482 | -0.09374 | 5 | 936.6181 | -0.32602 | -0.34172 | -0.33227 | 0
22 | 454 | 0.11743 | 0.00546 | -0.12139 | 0.09547 | 5 | 936.9139 | -0.3261 | -0.34164 | -0.33226 | 0
22 | 513 | 0.01736 | 0.00549 | -0.12212 | 0.0968 | 5 | 937.8545 | -0.32635 | -0.34142 | -0.33223 | 0
22 | 4975 | 0 | 0 | 0 | -1 | 5 | 937.8804 | -0.32636 | -0.34141 | -0.33223 | 0
22 | 4650 | 0 | -1 | 0 | 0 | 5 | 5316.6999 | -0.10603 | 0.80914 | 0.29689 | 0
22 | 271 | -0.09923 | -0.12668 | -0.10991 | 0 | 5 | 5316.9315 | -0.10604 | 0.80913 | 0.29691 | 0
22 | 271 | -0.09792 | -0.12676 | -0.10997 | 0 | 5 | 4937.4268 | -0.16954 | 0.25963 | 0.90991 | 0
22 | 271 | -0.09777 | -0.12648 | -0.10905 | 0 | 5 | 4937.6167 | -0.16954 | 0.25963 | 0.90991 | 0
22 | 271 | -0.09834 | -0.12643 | -0.10897 | 0 | 5 | 4956.0383 | -0.17076 | 0.25894 | 0.91181 | 0
22 | 271 | -0.09878 | -0.12699 | -0.11083 | 0 | 5 | 6999.9904 | -1.6246e-15 | 1 | -1.4607e-15 | 0
22 | 271 | -0.09919 | -0.12691 | -0.11063 | 0 | 5 | 5435.0875 | -0.32243 | 0.38876 | 0.93367 | 0
22 | 271 | -0.09908 | -0.12703 | -0.111 | 0 | 5 | 5432.1198 | -0.32234 | 0.38865 | 0.93369 | 0
23 | 668 | -0.147 | 0.0094 | -0.07869 | -0.20753 | 5 | 5432.373 | -0.32235 | 0.38866 | 0.93369 | 0
23 | 1377 | 0.12244 | -0.03163 | 0.19636 | 0.02372 | 5 | 5432.4214 | -0.32235 | 0.38866 | 0.93369 | 0
23 | 883 | -0.23931 | 0.0049 | -0.10879 | 0.0352 | 5 | 5433.2423 | -0.32238 | 0.3887 | 0.93368 | 0
23 | 753 | -0.18604 | 0.00371 | -0.09179 | 0.16933 | 5 | 6999.9904 | -3.1962e-17 | 1 | -8.2919e-17 | 0
23 | 1974 | 0.18604 | -0.00371 | 0.09179 | -0.16933 | 5 | 3548.9186 | -0.24571 | -0.16283 | -0.59146 | 0
23 | 1572 | 0.23302 | -0.00315 | 0.07116 | -0.01945 | 6 | 5665.7034 | -0.32861 | 0.38936 | 0.93925 | 0
23 | 519 | 0.16946 | 0.00339 | -0.07768 | 0.07494 | 6 | 1417.3342 | 0.33345 | 0.3332 | 0.33335 | 0
23 | 2151 | -0.19779 | -0.00668 | 0.14787 | -0.11227 | 6 | 1417.6287 | 0.33337 | 0.33338 | 0.33325 | 0
23 | 264 | 0.07654 | 0.00058 | -0.01835 | 0.0303 | 6 | 1417.4891 | 0.33335 | 0.33338 | 0.33327 | 0
23 | 859 | -0.25416 | 0.0065 | -0.0954 | -0.24617 | 6 | 1417.0013 | 0.33333 | 0.33333 | 0.33333 | 0
23 | 562 | 0.01604 | 0.00073 | 0.00979 | 0.24089 | 6 | 6999.9958 | 7.6824e-17 | 1 | 4.7843e-16 | 0
23 | 329 | -0.11341 | 0.00052 | -0.06486 | -0.10885 | 6 | 11682.813 | 1.2881 | -0.8815 | -1.4066 | 0
23 | 363 | 0.11743 | 0.00546 | -0.12126 | 0.09579 | 6 | 1922.9209 | -0.45472 | -0.21273 | -0.33255 | 0
23 | 430 | 0.01736 | 0.00549 | -0.12199 | 0.09711 | 6 | 1136.9668 | -0.36292 | -0.34039 | -0.29669 | 0
23 | 4650 | 0 | -1 | 0 | 0 | 6 | 835.9378 | -0.33311 | -0.33448 | -0.33241 | 0
23 | 4975 | 0 | 0 | 0 | -1 | 6 | 5597.7186 | -0.3151 | 0.39956 | 0.91554 | 0
24 | 658 | -0.147 | 0.00575 | -0.07893 | -0.20645 | 6 | 1955.7519 | 0.41171 | 0.22747 | 0.36082 | 0
24 | 1468 | 0.12244 | -0.03386 | 0.19683 | 0.02188 | 6 | 1981.8953 | 0.42991 | 0.22095 | 0.34914 | 0
24 | 803 | -0.23931 | 0.0025 | -0.10916 | 0.0365 | 6 | 1976.4798 | 0.42998 | 0.22193 | 0.34809 | 0
24 | 869 | -0.18604 | 0.00126 | -0.09215 | 0.16274 | 6 | 2058.4147 | 0.45469 | 0.21285 | 0.33246 | 0
24 | 2016 | 0.18604 | -0.00126 | 0.09215 | -0.16274 | 6 | 2058.153 | 0.45467 | 0.21282 | 0.33251 | 0
24 | 251 | 0.07654 | -0.00031 | -0.01835 | 0.02968 | 6 | 2057.3306 | 0.45453 | 0.21292 | 0.33254 | 0
24 | 472 | 0.16946 | 0.00122 | -0.07785 | 0.07352 | 6 | 1425.8972 | 0.3321 | 0.33315 | 0.33475 | 0
24 | 2221 | -0.19779 | -0.00412 | 0.14863 | -0.10937 | 6 | 1420.6695 | 0.33271 | 0.33339 | 0.3339 | 0
24 | 380 | 0.01736 | 0.0033 | -0.1226 | 0.09456 | 6 | 1418.2769 | 0.3334 | 0.33304 | 0.33356 | 0
24 | 698 | 0.01604 | 0.00146 | 0.00981 | 0.26877 | 6 | 1417.9513 | 0.33358 | 0.33309 | 0.33333 | 0
24 | 406 | -0.11341 | -0.00342 | -0.06505 | -0.09368 | 6 | 1417.3625 | 0.33339 | 0.3332 | 0.3334 | 0
24 | 855 | -0.25416 | 0.00875 | -0.09587 | -0.23896 | 6 | 1417.2853 | 0.33342 | 0.33321 | 0.33336 | 0
24 | 726 | -0.21784 | 0.00476 | -0.08775 | -0.1994 | 6 | 1417.3092 | 0.33344 | 0.33321 | 0.33335 | 0
24 | 936 | -0.08229 | -0.00828 | -0.05086 | -0.25242 | 6 | 1417.2602 | 0.33343 | 0.33322 | 0.33335 | 0
24 | 4650 | 0 | -1 | 0 | 0 | 6 | 1417.2558 | 0.3333 | 0.3334 | 0.3333 | 0
24 | 4975 | 0 | 0 | 0 | -1 | 6 | 1417.0168 | 0.33329 | 0.33338 | 0.33333 | 0
24 | 360 | 0.03101 | -0.08695 | -0.21043 | 0 | 6 | 1417.0097 | 0.33329 | 0.33338 | 0.33333 | 0
24 | 359 | 0.00806 | -0.09713 | -0.22618 | 0 | 6 | 4898.607 | 0.087452 | -0.22573 | -0.86173 | 0
24 | 358 | 0.00175 | -0.09683 | -0.23126 | 0 | 6 | 4903.5083 | 0.087523 | -0.22545 | -0.86207 | 0
24 | 360 | 0.0242 | -0.08821 | -0.21554 | 0 | 6 | 4914.0854 | 0.088149 | -0.22496 | -0.86318 | 0
24 | 359 | 0.01247 | -0.09245 | -0.22382 | 0 | 6 | 3560.1056 | 0.076844 | -0.32096 | -0.75589 | 0
24 | 362 | 0.03583 | -0.08922 | -0.20605 | 0 | 6 | 3559.3096 | 0.076836 | -0.32093 | -0.75591 | 0
24 | 362 | 0.04242 | -0.08653 | -0.20147 | 0 | 6 | 3557.4521 | 0.076807 | -0.32116 | -0.75565 | 0
[6 empty] | 6 | 3557.5656 | 0.076808 | -0.32117 | -0.75564 | 0
[6 empty] | 6 | 6999.9958 | 1.1547e-16 | 1 | -4.1494e-18 | 0
[6 empty] | 6 | 3358.435 | 0.0095215 | -0.29659 | -0.71293 | 0
[6 empty] | 6 | 3359.7198 | 0.0097238 | -0.29669 | -0.71303 | 0
[6 empty] | 6 | 6999.9958 | 1.4077e-15 | 1 | 4.0252e-15 | 0
[6 empty] | 6 | 3349.596 | 0.011501 | -0.29863 | -0.71288 | 0
[6 empty] | 6 | 3348.5682 | 0.011999 | -0.29897 | -0.71303 | 0
[6 empty] | 6 | 6999.9958 | 2.1299e-16 | 1 | 4.1172e-17 | 0
[6 empty] | 6 | 6999.9958 | 2.1299e-16 | 1 | -2.5577e-17 | 0
[6 empty] | 6 | 37998.0676 | 1.5826 | 2.0872 | -2.6698 | 0
[6 empty] | 6 | 37760.4335 | 1.5759 | 2.0743 | -2.6502 | 0
[6 empty] | 6 | 3032.1411 | 0.14068 | 0.54413 | 0.31519 | 0
[6 empty] | 6 | 2984.5469 | 0.14257 | 0.53861 | 0.31881 | 0
[6 empty] | 6 | 2984.0349 | 0.14256 | 0.53857 | 0.31887 | 0
[6 empty] | 6 | 4399.9855 | 4.6306e-16 | -1 | -4.4674e-15 | 0
[6 empty] | 6 | 4767.3882 | 0.46215 | -0.26915 | 0.807 | 0
[6 empty] | 6 | 4763.3406 | 0.46173 | -0.26825 | 0.80652 | 0
[6 empty] | 6 | 4756.0721 | 0.46154 | -0.2671 | 0.80556 | 0
[6 empty] | 6 | 4691.9812 | 0.4608 | -0.25586 | 0.79506 | 0
[6 empty] | 6 | 6999.9958 | 3.6894e-18 | 1 | 1.0995e-16 | 0
[6 empty] | 6 | 7449.6594 | 0.66146 | -0.53953 | -1.1219 | 0
[6 empty] | 6 | 7485.696 | 0.66644 | -0.54148 | -1.125 | 0
[6 empty] | 6 | 7535.944 | 0.67235 | -0.54256 | -1.1298 | 0
[6 empty] | 6 | 11675.9415 | 1.2873 | -0.8809 | -1.4064 | 0
[6 empty] | 6 | 11682.9097 | 1.2882 | -0.88152 | -1.4067 | 0
[6 empty] | 6 | 2566.8125 | -0.25068 | -0.22098 | -0.52834 | 0
[6 empty] | 6 | 2564.9862 | -0.25086 | -0.22107 | -0.52807 | 0
[6 empty] | 6 | 2566.0595 | -0.25107 | -0.22089 | -0.52804 | 0
[6 empty] | 6 | 2267.4045 | -0.31199 | -0.22449 | -0.46352 | 0
[6 empty] | 6 | 2268.7071 | -0.31239 | -0.22428 | -0.46333 | 0
[6 empty] | 6 | 982.7502 | -0.27378 | -0.39685 | -0.32938 | 0
[6 empty] | 6 | 969.387 | -0.27567 | -0.39727 | -0.32706 | 0
[6 empty] | 6 | 968.3141 | -0.27583 | -0.39703 | -0.32713 | 0
[6 empty] | 6 | 3335.5549 | -0.59062 | -0.087087 | -0.32229 | 0
[6 empty] | 6 | 3314.2599 | -0.5882 | -0.087559 | -0.32424 | 0
[6 empty] | 6 | 3311.3553 | -0.58799 | -0.087771 | -0.32424 | 0
[6 empty] | 6 | 3306.4116 | -0.58761 | -0.088218 | -0.32418 | 0
[6 empty] | 6 | 3296.4178 | -0.58664 | -0.089103 | -0.32426 | 0
[6 empty] | 6 | 1924.9318 | -0.45476 | -0.21255 | -0.33268 | 0
[6 empty] | 6 | 1920.1488 | -0.45446 | -0.21303 | -0.33252 | 0
[6 empty] | 6 | 1148.6307 | -0.36373 | -0.34075 | -0.29553 | 0
[6 empty] | 6 | 1135.6322 | -0.36273 | -0.34047 | -0.29681 | 0
[6 empty] | 6 | 1126.2858 | -0.36184 | -0.34038 | -0.29778 | 0
[6 empty] | 6 | 836.1822 | -0.33314 | -0.33445 | -0.33241 | 0
[6 empty] | 6 | 778.5292 | -0.32443 | -0.34317 | -0.3324 | 0
[6 empty] | 6 | 778.4884 | -0.32444 | -0.34316 | -0.3324 | 0
[6 empty] | 6 | 778.4786 | -0.32444 | -0.34315 | -0.33241 | 0
[6 empty] | 6 | 784.675 | -0.3268 | -0.34087 | -0.33234 | 0
[6 empty] | 6 | 784.9978 | -0.32689 | -0.34078 | -0.33232 | 0
[6 empty] | 6 | 785.1804 | -0.32693 | -0.34075 | -0.33231 | 0
[6 empty] | 6 | 6999.9958 | -4.8303e-17 | 1 | 6.5784e-17 | 0
[6 empty] | 6 | 4535.5902 | -0.040097 | 0.67277 | 0.36733 | 0
[6 empty] | 6 | 4506.5588 | -0.040897 | 0.66879 | 0.3721 | 0
[6 empty] | 6 | 4512.1115 | -0.041271 | 0.66937 | 0.3719 | 0
[6 empty] | 6 | 6999.9958 | -5.9343e-17 | 1 | -1.0995e-15 | 0
[6 empty] | 6 | 4399.9855 | -1.0132e-16 | -1 | -1.0812e-16 | 0
[6 empty] | 6 | 4399.9855 | -1.0132e-16 | -1 | -3.0735e-16 | 0
[6 empty] | 6 | 6999.9958 | -8.8325e-16 | 1 | -8.0505e-16 | 0
[6 empty] | 6 | 2648.9862 | -0.08056 | -0.31031 | -0.60913 | 0
[6 empty] | 6 | 5192.2438 | -0.17114 | 0.25915 | 0.91199 | 0
[6 empty] | 6 | 5192.2327 | -0.17112 | 0.25913 | 0.91199 | 0
[6 empty] | 6 | 5195.8627 | -0.17176 | 0.25927 | 0.91249 | 0
[6 empty] | 6 | 6999.9958 | -2.2219e-16 | 1 | -1.6699e-16 | 0
[6 empty] | 6 | 4399.9855 | -3.597e-15 | -1 | -4.175e-15 | 0
[6 empty] | 6 | 5645.9233 | -0.32636 | 0.38911 | 0.93726 | 0
[6 empty] | 6 | 5653.0071 | -0.32735 | 0.38907 | 0.93828 | 0
[6 empty] | 6 | 5653.0203 | -0.32735 | 0.38908 | 0.93828 | 0
[6 empty] | 6 | 5653.0116 | -0.32735 | 0.38908 | 0.93828 | 0
[6 empty] | 6 | 9347.6042 | -0.39727 | 1.1244 | 0.27287 | 0
[6 empty] | 6 | 5663.9946 | -0.32852 | 0.38925 | 0.93927 | 0
[6 empty] | 6 | 9379.5698 | -0.39994 | 1.1275 | 0.27244 | 0
[6 empty] | 6 | 4399.9855 | -4.2362e-16 | -1 | -1.0676e-15 | 0
[6 empty] | 6 | 4262.144 | -0.021888 | 0.64412 | 0.37776 | 0
[6 empty] | 6 | 3431.5635 | -0.2448 | -0.16199 | -0.59321 | 0
[6 empty] | 7 | 4400.0062 | 9.7947e-17 | -1 | 5.4721e-17 | 0
[6 empty] | 7 | 1744.5118 | -0.45199 | -0.21546 | -0.33254 | 0
[6 empty] | 7 | 1421.5718 | 0.33304 | 0.33392 | 0.33304 | 0
[6 empty] | 7 | 4400.0062 | 8.8563e-15 | -1 | 9.0909e-15 | 0
[6 empty] | 7 | 3013.0252 | 0.070855 | -0.3213 | -0.74956 | 0
[6 empty] | 7 | 7000.0167 | 2.8339e-16 | 1 | -9.6308e-16 | 0
[6 empty] | 7 | 5275.5415 | 0.464 | -0.27785 | 0.81384 | 0
[6 empty] | 7 | 3408.5771 | -0.27944 | -0.12588 | -0.59468 | 0
[6 empty] | 7 | 3465.4085 | -0.28647 | -0.11856 | -0.59497 | 0
[6 empty] | 7 | 1211.4302 | -0.36583 | -0.34101 | -0.29316 | 0
[6 empty] | 7 | 847.3146 | -0.33333 | -0.33435 | -0.33233 | 0
[6 empty] | 7 | 3591.387 | -0.045574 | 0.74381 | 0.30176 | 0
[6 empty] | 7 | 7067.6804 | 0.65802 | -0.53979 | -1.1182 | 0
[6 empty] | 7 | 11236.2394 | 1.2455 | -0.86588 | -1.3796 | 0
[6 empty] | 7 | 11340.5382 | 1.2604 | -0.87219 | -1.3882 | 0
[6 empty] | 7 | 11341.1635 | 1.2606 | -0.87223 | -1.3883 | 0
[6 empty] | 7 | 11514.5801 | 1.2827 | -0.88065 | -1.4021 | 0
[6 empty] | 7 | 2150.106 | 0.4521 | 0.21537 | 0.33253 | 0
[6 empty] | 7 | 2150.0722 | 0.45211 | 0.21537 | 0.33253 | 0
[6 empty] | 7 | 1436.1499 | 0.33511 | 0.33339 | 0.3315 | 0
[6 empty] | 7 | 1420.9325 | 0.33271 | 0.33339 | 0.3339 | 0
[6 empty] | 7 | 1417.605 | 0.33317 | 0.33351 | 0.33332 | 0
[6 empty] | 7 | 1419.9094 | 0.33371 | 0.33325 | 0.33303 | 0
[6 empty] | 7 | 1417.027 | 0.33327 | 0.33338 | 0.33334 | 0
[6 empty] | 7 | 1417.9864 | 0.3335 | 0.33328 | 0.33322 | 0
[6 empty] | 7 | 1417.0028 | 0.33333 | 0.33333 | 0.33333 | 0
[6 empty] | 7 | 1417.3807 | 0.33343 | 0.33329 | 0.33329 | 0
[6 empty] | 7 | 1417.3187 | 0.33342 | 0.33328 | 0.3333 | 0
[6 empty] | 7 | 4400.0062 | 6.5689e-18 | -1 | -1.0147e-16 | 0
[6 empty] | 7 | 4400.0062 | 8.2697e-17 | -1 | -4.129e-17 | 0
[6 empty] | 7 | 3003.0368 | 0.038209 | -0.39405 | -0.64416 | 0
[6 empty] | 7 | 4400.0062 | 1.0381e-15 | -1 | 1.9824e-15 | 0
[6 empty] | 7 | 5034.9872 | 0.079325 | -0.17059 | -0.90874 | 0
[6 empty] | 7 | 2870.3141 | 0.0051032 | -0.29707 | -0.70803 | 0
[6 empty] | 7 | 2870.2996 | 0.0053879 | -0.29723 | -0.70816 | 0
[6 empty] | 7 | 4255.7378 | 0.080085 | -0.22729 | -0.8528 | 0
[6 empty] | 7 | 4255.0191 | 0.080071 | -0.22724 | -0.85283 | 0
[6 empty] | 7 | 4252.145 | 0.080016 | -0.22741 | -0.8526 | 0
[6 empty] | 7 | 4263.3702 | 0.080231 | -0.22673 | -0.85351 | 0
[6 empty] | 7 | 4268.2532 | 0.080653 | -0.22667 | -0.85398 | 0
[6 empty] | 7 | 3904.4275 | 0.10737 | -0.59402 | -0.51335 | 0
[6 empty] | 7 | 3912.0696 | 0.10867 | -0.59352 | -0.51515 | 0
[6 empty] | 7 | 2992.1956 | 0.062807 | -0.31842 | -0.74439 | 0
[6 empty] | 7 | 3009.2424 | 0.070288 | -0.32109 | -0.7492 | 0
[6 empty] | 7 | 3008.9609 | 0.070282 | -0.32112 | -0.74917 | 0
[6 empty] | 7 | 3010.0085 | 0.070539 | -0.3212 | -0.74934 | 0
[6 empty] | 7 | 7000.0167 | 1.7048e-16 | 1 | -7.1401e-17 | 0
[6 empty] | 7 | 3020.767 | 0.072026 | -0.32201 | -0.75001 | 0
[6 empty] | 7 | 2862.5798 | 0.0080192 | -0.29947 | -0.70855 | 0
[6 empty] | 7 | 7000.0167 | 2.0369e-16 | 1 | 1.7435e-16 | 0
[6 empty] | 7 | 37627.947 | 1.5952 | 2.1118 | -2.7069 | 0
[6 empty] | 7 | 4400.0062 | 3.302e-16 | -1 | 2.088e-16 | 0
[6 empty] | 7 | 5270.9647 | 0.4636 | -0.27691 | 0.81331 | 0
[6 empty] | 7 | 3092.7679 | -0.24527 | -0.16403 | -0.5907 | 0
[6 empty] | 7 | 3447.288 | -0.28619 | -0.12011 | -0.5937 | 0
[6 empty] | 7 | 2284.6139 | -0.24758 | -0.22437 | -0.52805 | 0
[6 empty] | 7 | 2290.8501 | -0.24945 | -0.22271 | -0.52784 | 0
[6 empty] | 7 | 2288.0704 | -0.25076 | -0.22231 | -0.52693 | 0
[6 empty] | 7 | 2285.3932 | -0.25155 | -0.22218 | -0.52627 | 0
[6 empty] | 7 | 2285.6165 | -0.2517 | -0.2221 | -0.5262 | 0
[6 empty] | 7 | 2010.7237 | -0.31203 | -0.22626 | -0.46171 | 0
[6 empty] | 7 | 2009.5209 | -0.3122 | -0.22632 | -0.46148 | 0
[6 empty] | 7 | 1959.5462 | -0.33949 | -0.22403 | -0.43649 | 0
[6 empty] | 7 | 1762.5325 | -0.45367 | -0.21364 | -0.33269 | 0
[6 empty] | 7 | 1208.9958 | -0.36559 | -0.34104 | -0.29337 | 0
[6 empty] | 7 | 1746.3094 | -0.45216 | -0.21525 | -0.3326 | 0
[6 empty] | 7 | 1204.7116 | -0.36516 | -0.34107 | -0.29377 | 0
[6 empty] | 7 | 1197.1426 | -0.36434 | -0.3412 | -0.29446 | 0
[6 empty] | 7 | 894.3262 | -0.31071 | -0.35351 | -0.33577 | 0
[6 empty] | 7 | 892.1704 | -0.31098 | -0.35326 | -0.33576 | 0
[6 empty] | 7 | 841.6158 | -0.31991 | -0.34073 | -0.33936 | 0
[6 empty] | 7 | 845.2354 | -0.33302 | -0.33463 | -0.33235 | 0
[6 empty] | 7 | 798.0658 | -0.32336 | -0.34393 | -0.33271 | 0
[6 empty] | 7 | 798.1171 | -0.32389 | -0.34398 | -0.33212 | 0
[6 empty] | 7 | 796.4948 | -0.32369 | -0.34403 | -0.33228 | 0
[6 empty] | 7 | 796.1087 | -0.32372 | -0.34394 | -0.33234 | 0
[6 empty] | 7 | 805.4568 | -0.32657 | -0.34141 | -0.33202 | 0
[6 empty] | 7 | 802.3634 | -0.32606 | -0.34167 | -0.33227 | 0
[6 empty] | 7 | 803.6814 | -0.32643 | -0.34133 | -0.33224 | 0
[6 empty] | 7 | 803.4272 | -0.32639 | -0.34138 | -0.33223 | 0
[6 empty] | 7 | 7000.0167 | -5.5903e-16 | 1 | -1.3948e-15 | 0
[6 empty] | 7 | 7000.0167 | -5.8117e-15 | 1 | -1.5775e-14 | 0
[6 empty] | 7 | 7000.0167 | -7.6382e-15 | 1 | -2.0037e-14 | 0
[6 empty] | 7 | 3591.5034 | -0.045575 | 0.74382 | 0.30175 | 0
[6 empty] | 7 | 5462.1705 | -0.16545 | 0.25991 | 0.90555 | 0
[6 empty] | 7 | 5458.3293 | -0.16533 | 0.26036 | 0.90497 | 0
[6 empty] | 7 | 5463.0574 | -0.1661 | 0.26055 | 0.90555 | 0
[6 empty] | 7 | 4400.0062 | -2.2111e-15 | -1 | -2.4105e-15 | 0
[6 empty] | 7 | 7764.4265 | -0.37922 | 0.26014 | 1.1191 | 0
[6 empty] | 7 | 7873.0279 | -0.38819 | 0.2591 | 1.1291 | 0
[6 empty] | 7 | 5849.4729 | -0.31408 | 0.38703 | 0.92705 | 0
[6 empty] | 7 | 5850.4732 | -0.31474 | 0.38769 | 0.92706 | 0
[6 empty] | 7 | 5850.6588 | -0.31477 | 0.38773 | 0.92705 | 0
[6 empty] | 7 | 5852.3061 | -0.31486 | 0.38783 | 0.92703 | 0
[6 empty] | 7 | 2612.7656 | -0.10799 | -0.26405 | -0.62796 | 0
[6 empty] | 8 | 1673.3136 | 0.33273 | 0.33324 | 0.33403 | 0
[6 empty] | 8 | 3225.3995 | 0.06871 | -0.15711 | -0.9116 | 0
[6 empty] | 8 | 2066.6845 | 0.070819 | -0.28283 | -0.78798 | 0
[6 empty] | 8 | 3441.1484 | 0.17443 | -0.20687 | -0.96756 | 0
[6 empty] | 8 | 4227.7752 | 0.22509 | -0.15877 | -1.0663 | 0
[6 empty] | 8 | 1181.6088 | -0.3024 | -0.23033 | -0.46727 | 0
[6 empty] | 8 | 1181.5444 | -0.30259 | -0.23027 | -0.46714 | 0
[6 empty] | 8 | 763.1754 | -0.32359 | -0.34438 | -0.33203 | 0
[6 empty] | 8 | 768.5269 | -0.33291 | -0.33494 | -0.33215 | 0
[6 empty] | 8 | 2281.474 | -0.26639 | -0.11716 | -0.61644 | 0
[6 empty] | 8 | 2281.0265 | -0.26665 | -0.11714 | -0.61621 | 0
[6 empty] | 8 | 11931.0337 | 1.3849 | -0.90438 | -1.4806 | 0
[6 empty] | 8 | 12015.1988 | 1.3952 | -0.91154 | -1.4837 | 0
[6 empty] | 8 | 12005.1805 | 1.3946 | -0.91081 | -1.4838 | 0
[6 empty] | 8 | 12012.3566 | 1.3956 | -0.91132 | -1.4843 | 0
[6 empty] | 8 | 3627.6416 | 0.35268 | 0.53138 | 0.11594 | 0
[6 empty] | 8 | 4200.2587 | 0.60888 | 0.069759 | 0.32136 | 0
[6 empty] | 8 | 4161.6861 | 0.60481 | 0.072675 | 0.32252 | 0
[6 empty] | 8 | 2520.7932 | 0.44798 | 0.21808 | 0.33394 | 0
[6 empty] | 8 | 2518.2517 | 0.44783 | 0.21838 | 0.33379 | 0
[6 empty] | 8 | 2515.1115 | 0.4476 | 0.21875 | 0.33365 | 0
[6 empty] | 8 | 1673.8768 | 0.33241 | 0.33352 | 0.33408 | 0
[6 empty] | 8 | 1685.0976 | 0.33586 | 0.33083 | 0.33331 | 0
[6 empty] | 8 | 1674.0697 | 0.33341 | 0.33408 | 0.33251 | 0
[6 empty] | 8 | 1668.9845 | 0.33243 | 0.33428 | 0.33328 | 0
[6 empty] | 8 | 1671.1709 | 0.33376 | 0.33347 | 0.33277 | 0
[6 empty] | 8 | 1670.587 | 0.33372 | 0.33343 | 0.33285 | 0
[6 empty] | 8 | 1668.5933 | 0.33309 | 0.33338 | 0.33353 | 0
[6 empty] | 8 | 1669.1206 | 0.33362 | 0.33334 | 0.33303 | 0
[6 empty] | 8 | 1667.3312 | 0.33306 | 0.33359 | 0.33335 | 0
[6 empty] | 8 | 1669.2211 | 0.33368 | 0.33299 | 0.33333 | 0
[6 empty] | 8 | 1668.3952 | 0.33355 | 0.33329 | 0.33316 | 0
[6 empty] | 8 | 1668.1955 | 0.33352 | 0.33332 | 0.33316 | 0
[6 empty] | 8 | 1668.0795 | 0.3335 | 0.33315 | 0.33335 | 0
[6 empty] | 8 | 1667.6727 | 0.33341 | 0.33321 | 0.33337 | 0
[6 empty] | 8 | 1666.9868 | 0.33324 | 0.3334 | 0.33335 | 0
[6 empty] | 8 | 1667.0014 | 0.33333 | 0.33333 | 0.33333 | 0
[6 empty] | 8 | 4399.9947 | 6.1273e-16 | -1 | 1.0627e-15 | 0
[6 empty] | 8 | 3227.8813 | 0.06835 | -0.1568 | -0.91155 | 0
[6 empty] | 8 | 3291.1535 | 0.080038 | -0.15803 | -0.922 | 0
[6 empty] | 8 | 1733.8576 | 0.060021 | -0.31648 | -0.74354 | 0
[6 empty] | 8 | 2065.3897 | 0.070228 | -0.28273 | -0.7875 | 0
[6 empty] | 8 | 2066.7491 | 0.07082 | -0.28283 | -0.78799 | 0
[6 empty] | 8 | 1740.5223 | 0.066797 | -0.31877 | -0.74803 | 0
[6 empty] | 8 | 1742.0918 | 0.06733 | -0.31876 | -0.74857 | 0
[6 empty] | 8 | 1742.1699 | 0.067332 | -0.31874 | -0.74859 | 0
[6 empty] | 8 | 1742.3865 | 0.067337 | -0.31877 | -0.74856 | 0
[6 empty] | 8 | 1742.4561 | 0.067339 | -0.31871 | -0.74863 | 0
[6 empty] | 8 | 1742.5721 | 0.067342 | -0.31871 | -0.74863 | 0
[6 empty] | 8 | 1742.712 | 0.067346 | -0.3187 | -0.74864 | 0
[6 empty] | 8 | 3354.2904 | 0.16907 | -0.21237 | -0.9567 | 0
[6 empty] | 8 | 3375.7669 | 0.17039 | -0.21102 | -0.95937 | 0
[6 empty] | 8 | 4199.7356 | 0.22281 | -0.15986 | -1.0629 | 0
[6 empty] | 8 | 4241.1859 | 0.22621 | -0.15819 | -1.068 | 0
[6 empty] | 8 | 4399.9947 | 2.2977e-16 | -1 | 5.2178e-17 | 0
[6 empty] | 8 | 4399.9947 | 2.8147e-16 | -1 | 3.1115e-16 | 0
[6 empty] | 8 | 5058.2498 | 0.27708 | 0.074566 | 0.64835 | 0
[6 empty] | 8 | 1703.3456 | 0.0017071 | -0.29435 | -0.70735 | 0
[6 empty] | 8 | 7288.3557 | 0.46118 | -0.26624 | 0.80505 | 0
[6 empty] | 8 | 7292.9513 | 0.46337 | -0.2683 | 0.80493 | 0
[6 empty] | 8 | 7270.5491 | 0.46305 | -0.26613 | 0.80308 | 0
[6 empty] | 8 | 2193.8954 | 0.14525 | 0.53612 | 0.31863 | 0
[6 empty] | 8 | 2192.3402 | 0.14557 | 0.53574 | 0.31869 | 0
[6 empty] | 8 | 2191.96 | 0.14568 | 0.5356 | 0.31871 | 0
[6 empty] | 8 | 6844.2778 | 0.72653 | -0.5533 | -1.1732 | 0
[6 empty] | 8 | 1414.4864 | -0.22888 | -0.22761 | -0.54352 | 0
[6 empty] | 8 | 1413.0244 | -0.23283 | -0.22606 | -0.5411 | 0
[6 empty] | 8 | 1411.3321 | -0.23381 | -0.22589 | -0.54031 | 0
[6 empty] | 8 | 1182.8981 | -0.30137 | -0.23059 | -0.46804 | 0
[6 empty] | 8 | 1181.5012 | -0.30247 | -0.23032 | -0.46722 | 0
[6 empty] | 8 | 1275.4632 | -0.36454 | -0.34224 | -0.29322 | 0
[6 empty] | 8 | 1215.3746 | -0.36088 | -0.34128 | -0.29784 | 0
[6 empty] | 8 | 768.3309 | -0.33274 | -0.33511 | -0.33215 | 0
[6 empty] | 8 | 768.825 | -0.33316 | -0.33469 | -0.33215 | 0
[6 empty] | 8 | 768.8392 | -0.33317 | -0.33469 | -0.33214 | 0
[6 empty] | 8 | 1088.0156 | -0.44773 | -0.21857 | -0.3337 | 0
[6 empty] | 8 | 1087.7148 | -0.44768 | -0.21866 | -0.33366 | 0
[6 empty] | 8 | 4399.9947 | -5.6486e-16 | -1 | -3.5806e-16 | 0
[6 empty] | 8 | 4399.9947 | -6.7017e-16 | -1 | -7.4677e-16 | 0
[6 empty] | 8 | 3307.1959 | -0.063732 | 0.76893 | 0.2948 | 0
[6 empty] | 8 | 3309.0964 | -0.064059 | 0.76923 | 0.29482 | 0
[6 empty] | 8 | 3309.8887 | -0.06408 | 0.76931 | 0.29477 | 0
[6 empty] | 8 | 6954.5978 | -0.14398 | 0.25383 | 0.89015 | 0
[6 empty] | 8 | 6959.9801 | -0.14786 | 0.25657 | 0.89128 | 0
[6 empty] | 8 | 6954.7476 | -0.14774 | 0.25699 | 0.89075 | 0
[6 empty] | 8 | 6966.6494 | -0.14801 | 0.25623 | 0.89179 | 0
[6 empty] | 8 | 9397.8635 | -0.34827 | 0.25062 | 1.0977 | 0
[6 empty] | 8 | 9396.4099 | -0.34908 | 0.25144 | 1.0976 | 0
[6 empty] | 8 | 7216.3918 | -0.28898 | 0.37834 | 0.91063 | 0
[6 empty] | 8 | 7216.8206 | -0.289 | 0.37838 | 0.91063 | 0
[6 empty] | 8 | 7222.27 | -0.28988 | 0.37868 | 0.91121 | 0
[6 empty] | 8 | 7222.9119 | -0.28992 | 0.37872 | 0.9112 | 0
[6 empty] | 8 | 7222.7208 | -0.28991 | 0.37871 | 0.9112 | 0
[6 empty] | 8 | 4399.9947 | -2.4222e-16 | -1 | 1.6802e-16 | 0
[6 empty] | 8 | 4399.9947 | -3.3892e-15 | -1 | -6.606e-15 | 0
[6 empty] | 8 | 4399.9947 | -3.528e-17 | -1 | -8.1378e-17 | 0
[6 empty] | 8 | 4399.9947 | -3.6524e-17 | -1 | 2.5802e-17 | 0
[6 empty] | 8 | 2274.967 | -0.26671 | -0.11782 | -0.61547 | 0
[6 empty] | 8 | 1300.3049 | -0.18281 | -0.27018 | -0.54701 | 0
[6 empty] | 8 | 1609.7058 | -0.22269 | -0.20801 | -0.5693 | 0
[6 empty] | 8 | 1416.3986 | -0.20386 | -0.23848 | -0.55766 | 0
[6 empty] | 9 | 794.5003 | -0.3317 | -0.33477 | -0.33353 | 0
[6 empty] | 9 | 1999.9741 | 0.31762 | 0.39767 | 0.28471 | 0
[6 empty] | 9 | 1884.6303 | 0.30319 | 0.39473 | 0.30208 | 0
[6 empty] | 9 | 1668.9476 | 0.33329 | 0.33315 | 0.33356 | 0
[6 empty] | 9 | 3008.9415 | 0.046057 | -0.13977 | -0.90629 | 0
[6 empty] | 9 | 1537.1822 | 0.062101 | -0.33109 | -0.73101 | 0
[6 empty] | 9 | 3054.7908 | 0.16977 | -0.19974 | -0.97002 | 0
[6 empty] | 9 | 4849.1897 | 0.2784 | 0.07538 | 0.64622 | 0
[6 empty] | 9 | 2202.0392 | -0.26433 | -0.10847 | -0.6272 | 0
[6 empty] | 9 | 1283.1479 | -0.38734 | -0.32371 | -0.28896 | 0
[6 empty] | 9 | 1376.2685 | -0.40806 | -0.30833 | -0.28361 | 0
[6 empty] | 9 | 1079.7872 | -0.46081 | -0.21149 | -0.3277 | 0
[6 empty] | 9 | 1014.671 | -0.44692 | -0.21995 | -0.33313 | 0
[6 empty] | 9 | 9621.0592 | -0.3401 | 0.25248 | 1.0876 | 0
[6 empty] | 9 | 7415.0399 | -0.28265 | 0.37923 | 0.90342 | 0
[6 empty] | 9 | 1999.2975 | 0.15128 | 0.53806 | 0.31066 | 0
[6 empty] | 9 | 1935.1513 | 0.14685 | 0.53386 | 0.31929 | 0
[6 empty] | 9 | 1934.9293 | 0.14692 | 0.5338 | 0.31928 | 0
[6 empty] | 9 | 1934.31 | 0.14724 | 0.53348 | 0.31928 | 0
[6 empty] | 9 | 1930.0874 | 0.14988 | 0.5307 | 0.31943 | 0
[6 empty] | 9 | 11014.8333 | 1.3506 | -0.89525 | -1.4553 | 0
[6 empty] | 9 | 11045.4596 | 1.3544 | -0.89769 | -1.4567 | 0
[6 empty] | 9 | 11041.9522 | 1.3541 | -0.89741 | -1.4567 | 0
[6 empty] | 9 | 3251.1073 | 0.35297 | 0.52992 | 0.11711 | 0
[6 empty] | 9 | 5217.4649 | 0.66306 | 0.49899 | -0.16205 | 0
[6 empty] | 9 | 4213.3004 | 0.60781 | 0.070704 | 0.32149 | 0
[6 empty] | 9 | 4200.3256 | 0.60645 | 0.072015 | 0.32154 | 0
[6 empty] | 9 | 3594.3289 | 0.48731 | 0.44945 | 0.063242 | 0
[6 empty] | 9 | 2638.9661 | 0.44708 | 0.21977 | 0.33315 | 0
[6 empty] | 9 | 2635.3018 | 0.44662 | 0.22008 | 0.3333 | 0
[6 empty] | 9 | 2634.0923 | 0.44649 | 0.22018 | 0.33333 | 0
[6 empty] | 9 | 2006.1055 | 0.31805 | 0.3981 | 0.28385 | 0
[6 empty] | 9 | 1996.1668 | 0.31743 | 0.39732 | 0.28525 | 0
[6 empty] | 9 | 1746.6891 | 0.27055 | 0.4047 | 0.32474 | 0
[6 empty] | 9 | 1746.0607 | 0.27099 | 0.40423 | 0.32477 | 0
[6 empty] | 9 | 1667.9771 | 0.33231 | 0.3345 | 0.33319 | 0
[6 empty] | 9 | 1671.0302 | 0.33388 | 0.33278 | 0.33333 | 0
[6 empty] | 9 | 1669.2894 | 0.33345 | 0.33299 | 0.33356 | 0
[6 empty] | 9 | 1669.6425 | 0.33373 | 0.33298 | 0.33329 | 0
[6 empty] | 9 | 1669.2894 | 0.3337 | 0.33308 | 0.33322 | 0
[6 empty] | 9 | 1667.9145 | 0.33336 | 0.33319 | 0.33345 | 0
[6 empty] | 9 | 1667.9438 | 0.33351 | 0.33321 | 0.33328 | 0
[6 empty] | 9 | 1666.9999 | 0.33333 | 0.33333 | 0.33333 | 0
[6 empty] | 9 | 1666.8471 | 0.33331 | 0.33338 | 0.33331 | 0
[6 empty] | 9 | 1667.0344 | 0.33338 | 0.33334 | 0.33329 | 0
[6 empty] | 9 | 1666.9674 | 0.33336 | 0.33334 | 0.33329 | 0
[6 empty] | 9 | 1666.8311 | 0.33333 | 0.33336 | 0.33331 | 0
[6 empty] | 9 | 1666.9426 | 0.33336 | 0.33335 | 0.33329 | 0
[6 empty] | 9 | 1666.8246 | 0.33333 | 0.33336 | 0.33331 | 0
[6 empty] | 9 | 1408.8632 | 0.017731 | -0.31106 | -0.70667 | 0
[6 empty] | 9 | 4400 | 5.8991e-16 | -1 | 9.4279e-16 | 0
[6 empty] | 9 | 1753.2988 | 0.025437 | -0.27314 | -0.7523 | 0
[6 empty] | 9 | 1421.9957 | 0.022052 | -0.31087 | -0.71118 | 0
[6 empty] | 9 | 3002.7592 | 0.04374 | -0.13952 | -0.90422 | 0
[6 empty] | 9 | 3008.7702 | 0.045416 | -0.13945 | -0.90597 | 0
[6 empty] | 9 | 1454.8366 | 0.029901 | -0.30946 | -0.72044 | 0
[6 empty] | 9 | 2454.0256 | 0.057622 | -0.20706 | -0.85056 | 0
[6 empty] | 9 | 1676.1525 | 0.042809 | -0.28889 | -0.75392 | 0
[6 empty] | 9 | 1711.8168 | 0.043916 | -0.28532 | -0.7586 | 0
[6 empty] | 9 | 1616.1621 | 0.042013 | -0.29547 | -0.74654 | 0
[6 empty] | 9 | 1480.2859 | 0.041299 | -0.31095 | -0.73035 | 0
[6 empty] | 9 | 1476.775 | 0.041588 | -0.3115 | -0.73009 | 0
[6 empty] | 9 | 1476.6416 | 0.041585 | -0.31152 | -0.73007 | 0
[6 empty] | 9 | 1480.2158 | 0.043289 | -0.31202 | -0.73127 | 0
[6 empty] | 9 | 4400 | 1.301e-16 | -1 | 4.3716e-18 | 0
[6 empty] | 9 | 3276.2275 | 0.099289 | -0.13411 | -0.96518 | 0
[6 empty] | 9 | 3292.4879 | 0.099715 | -0.13261 | -0.96711 | 0
[6 empty] | 9 | 3268.9863 | 0.099097 | -0.13488 | -0.96422 | 0
[6 empty] | 9 | 3302.2639 | 0.10067 | -0.13192 | -0.96876 | 0
[6 empty] | 9 | 1917.496 | 0.067258 | -0.27378 | -0.79348 | 0
[6 empty] | 9 | 1960.8186 | 0.068918 | -0.26966 | -0.79926 | 0
[6 empty] | 9 | 1502.7905 | 0.057943 | -0.31901 | -0.73894 | 0
[6 empty] | 9 | 1544.1768 | 0.061677 | -0.33471 | -0.72697 | 0
[6 empty] | 9 | 1545.1508 | 0.061901 | -0.33488 | -0.72703 | 0
[6 empty] | 9 | 4400 | 1.7434e-16 | -1 | 5.6884e-18 | 0
[6 empty] | 9 | 1559.9793 | 0.062767 | -0.31312 | -0.74965 | 0
[6 empty] | 9 | 4400 | 1.775e-16 | -1 | 7.2685e-16 | 0
[6 empty] | 9 | 1562.1666 | 0.06359 | -0.31335 | -0.75024 | 0
[6 empty] | 9 | 1563.5456 | 0.063823 | -0.31331 | -0.75051 | 0
[6 empty] | 9 | 1515.2617 | 0.062913 | -0.31967 | -0.74324 | 0
[6 empty] | 9 | 1514.9314 | 0.063092 | -0.31995 | -0.74314 | 0
[6 empty] | 9 | 1515.0461 | 0.063095 | -0.31993 | -0.74317 | 0
[6 empty] | 9 | 1515.4255 | 0.063104 | -0.31981 | -0.74329 | 0
[6 empty] | 9 | 1555.0543 | 0.070297 | -0.32251 | -0.74779 | 0
[6 empty] | 9 | 1563.8856 | 0.071949 | -0.32304 | -0.74891 | 0
[6 empty] | 9 | 4400 | 2.1015e-17 | -1 | 3.5289e-16 | 0
[6 empty] | 9 | 1609.1605 | 0.079087 | -0.31926 | -0.75982 | 0
[6 empty] | 9 | 1611.2325 | 0.079359 | -0.31921 | -0.76015 | 0
[6 empty] | 9 | 1615.4276 | 0.080105 | -0.31922 | -0.76089 | 0
[6 empty] | 9 | 1619.3313 | 0.080648 | -0.31925 | -0.7614 | 0
[6 empty] | 9 | 1620.1637 | 0.080878 | -0.31932 | -0.76156 | 0
[6 empty] | 9 | 2766.607 | 0.0092178 | 0.68778 | 0.303 | 0
[6 empty] | 9 | 1641.8533 | 0.085023 | -0.32966 | -0.75537 | 0
[6 empty] | 9 | 1643.4245 | 0.085287 | -0.3297 | -0.75558 | 0
[6 empty] | 9 | 2762.3284 | 0.009713 | 0.68724 | 0.30305 | 0
[6 empty] | 9 | 3031.8954 | 0.16279 | -0.19839 | -0.9644 | 0
[6 empty] | 9 | 2768.3218 | 0.011 | 0.6877 | 0.3013 | 0
[6 empty] | 9 | 3079.2981 | 0.17126 | -0.19784 | -0.97342 | 0
[6 empty] | 9 | 2748.5833 | 0.01184 | 0.68543 | 0.30273 | 0
[6 empty] | 9 | 2744.3601 | 0.011839 | 0.68497 | 0.30319 | 0
[6 empty] | 9 | 2743.6327 | 0.011941 | 0.68487 | 0.30318 | 0
[6 empty] | 9 | 3763.7967 | 0.2219 | -0.14754 | -1.0744 | 0
[6 empty] | 9 | 3764.4642 | 0.22193 | -0.14756 | -1.0744 | 0
[6 empty] | 9 | 3772.3086 | 0.22314 | -0.14745 | -1.0757 | 0
[6 empty] | 9 | 3204.7124 | 0.19978 | -0.20353 | -0.99626 | 0
[6 empty] | 9 | 3981.5144 | 0.26012 | -0.14882 | -1.1113 | 0
[6 empty] | 9 | 3992.6579 | 0.26119 | -0.14836 | -1.1128 | 0
[6 empty] | 9 | 3994.8546 | 0.26174 | -0.14844 | -1.1133 | 0
[6 empty] | 9 | 4067.7722 | 0.26904 | -0.14587 | -1.1232 | 0
[6 empty] | 9 | 6955.8218 | 0.46733 | -0.27678 | 0.80945 | 0
[6 empty] | 9 | 6950.8878 | 0.46699 | -0.27589 | 0.8089 | 0
[6 empty] | 9 | 6949.8497 | 0.46689 | -0.27582 | 0.80894 | 0
[6 empty] | 9 | 5494.6684 | 0.37976 | -0.060341 | -1.3194 | 0
[6 empty] | 9 | 5786.1975 | 0.4025 | -0.043212 | -1.3593 | 0
[6 empty] | 9 | 5882.5447 | 0.40991 | -0.037511 | -1.3724 | 0
[6 empty] | 9 | 1476.0339 | 0.013253 | -0.30017 | -0.71308 | 0
[6 empty] | 9 | 1408.2545 | 0.017272 | -0.31083 | -0.70644 | 0
[6 empty] | 9 | 2203.4711 | -0.26432 | -0.10828 | -0.6274 | 0
[6 empty] | 9 | 2202.3099 | -0.26431 | -0.10848 | -0.62722 | 0
[6 empty] | 9 | 1445.6494 | -0.22381 | -0.2097 | -0.56649 | 0
[6 empty] | 9 | 1089.5328 | -0.18547 | -0.27112 | -0.5434 | 0
[6 empty] | 9 | 1251.9211 | -0.20476 | -0.2397 | -0.55554 | 0
[6 empty] | 9 | 1258.6122 | -0.22699 | -0.22992 | -0.54308 | 0
[6 empty] | 9 | 1257.5922 | -0.23384 | -0.22733 | -0.53883 | 0
[6 empty] | 9 | 1256.0511 | -0.23514 | -0.22702 | -0.53785 | 0
[6 empty] | 9 | 1020.4493 | -0.30221 | -0.23185 | -0.46595 | 0
[6 empty] | 9 | 1020.4813 | -0.30315 | -0.23147 | -0.46539 | 0
[6 empty] | 9 | 1019.8085 | -0.30322 | -0.23153 | -0.46525 | 0
[6 empty] | 9 | 1018.1748 | -0.3046 | -0.2315 | -0.4639 | 0
[6 empty] | 9 | 1281.5623 | -0.38724 | -0.32367 | -0.2891 | 0
[6 empty] | 9 | 810.0437 | -0.31785 | -0.3447 | -0.33745 | 0
[6 empty] | 9 | 801.7955 | -0.32217 | -0.34483 | -0.333 | 0
[6 empty] | 9 | 800.5533 | -0.32306 | -0.34496 | -0.33198 | 0
[6 empty] | 9 | 800.1874 | -0.32308 | -0.34489 | -0.33202 | 0
[6 empty] | 9 | 799.4038 | -0.3239 | -0.34405 | -0.33205 | 0
[6 empty] | 9 | 794.773 | -0.32987 | -0.33801 | -0.33211 | 0
[6 empty] | 9 | 799.3809 | -0.33245 | -0.33628 | -0.33127 | 0
[6 empty] | 9 | 798.6651 | -0.33234 | -0.33631 | -0.33135 | 0
[6 empty] | 9 | 799.0456 | -0.33245 | -0.33625 | -0.3313 | 0
[6 empty] | 9 | 797.8555 | -0.33216 | -0.33636 | -0.33148 | 0
[6 empty] | 9 | 797.8832 | -0.33224 | -0.33624 | -0.33152 | 0
[6 empty] | 9 | 793.4465 | -0.33139 | -0.33455 | -0.33406 | 0
[6 empty] | 9 | 793.4454 | -0.3314 | -0.33454 | -0.33406 | 0
[6 empty] | 9 | 793.5061 | -0.33147 | -0.33446 | -0.33407 | 0
[6 empty] | 9 | 793.8087 | -0.33169 | -0.33415 | -0.33416 | 0
[6 empty] | 9 | 796.8198 | -0.33351 | -0.33135 | -0.33514 | 0
[6 empty] | 9 | 816.8573 | -0.34321 | -0.32464 | -0.33215 | 0
[6 empty] | 9 | 818.8717 | -0.34435 | -0.32344 | -0.33221 | 0
[6 empty] | 9 | 1022.5517 | -0.43458 | -0.24097 | -0.32444 | 0
[6 empty] | 9 | 1024.0392 | -0.43535 | -0.24021 | -0.32444 | 0
[6 empty] | 9 | 1112.7527 | -0.46266 | -0.21643 | -0.32091 | 0
[6 empty] | 9 | 1108.1269 | -0.46213 | -0.21668 | -0.32119 | 0
[6 empty] | 9 | 1108.5918 | -0.46226 | -0.21655 | -0.32118 | 0
[6 empty] | 9 | 1107.8057 | -0.46205 | -0.21674 | -0.32121 | 0
[6 empty] | 9 | 1075.9962 | -0.45489 | -0.20565 | -0.33946 | 0
[6 empty] | 9 | 1075.1655 | -0.45472 | -0.20575 | -0.33953 | 0
[6 empty] | 9 | 1079.9145 | -0.46083 | -0.21146 | -0.32771 | 0
[6 empty] | 9 | 947.9781 | -0.41873 | -0.22222 | -0.35905 | 0
[6 empty] | 9 | 948.5941 | -0.41901 | -0.22212 | -0.35888 | 0
[6 empty] | 9 | 948.918 | -0.41915 | -0.22207 | -0.35878 | 0
[6 empty] | 9 | 1014.0258 | -0.44692 | -0.21977 | -0.3333 | 0
[6 empty] | 9 | 1013.198 | -0.44665 | -0.21976 | -0.33359 | 0
[6 empty] | 9 | 1013.6513 | -0.44683 | -0.21981 | -0.33336 | 0
[6 empty] | 9 | 4400 | -6.3204e-18 | -1 | -2.0752e-16 | 0
[6 empty] | 9 | 4400 | -9.1119e-16 | -1 | -8.5852e-16 | 0
[6 empty] | 9 | 7046.5663 | -0.14329 | 0.25806 | 0.88523 | 0
[6 empty] | 9 | 7058.3005 | -0.14422 | 0.25783 | 0.88639 | 0
[6 empty] | 9 | 7057.8408 | -0.14421 | 0.25781 | 0.8864 | 0
[6 empty] | 9 | 7058.7739 | -0.14491 | 0.25852 | 0.88639 | 0
[6 empty] | 9 | 9593.6364 | -0.33908 | 0.2536 | 1.0855 | 0
[6 empty] | 9 | 7414.682 | -0.28195 | 0.37854 | 0.90341 | 0
[6 empty] | 9 | 7415.1596 | -0.28267 | 0.37926 | 0.90341 | 0
[6 empty] | 9 | 7415.3384 | -0.28267 | 0.37927 | 0.90341 | 0
[6 empty] | 9 | 4400 | -2.7599e-16 | -1 | -1.6064e-16 | 0
[6 empty] | 9 | 2971.5644 | -0.014868 | 0.71312 | 0.30175 | 0
[6 empty] | 9 | 4400 | -3.5974e-16 | -1 | -3.5552e-16 | 0
[6 empty] | 10 | 1667.2875 | 0.33338 | 0.33326 | 0.33336 | 0
[6 empty] | 10 | 1502.8316 | 0.29112 | 0.38598 | 0.3229 | 0
[6 empty] | 10 | 10901.4754 | -0.41298 | 0.24413 | 1.1689 | 0
[6 empty] | 10 | 2250.4336 | 0.39675 | 0.41288 | 0.19037 | 0
[6 empty] | 10 | 1673.231 | 0.31909 | 0.39188 | 0.28903 | 0
[6 empty] | 10 | 1668.0139 | 0.33348 | 0.33319 | 0.33333 | 0
[6 empty] | 10 | 4631.8764 | 0.27896 | 0.079883 | 0.64116 | 0
[6 empty] | 10 | 1302.9949 | -0.38558 | -0.33229 | -0.28213 | 0
[6 empty] | 10 | 744.1687 | -0.30554 | -0.34274 | -0.35172 | 0
[6 empty] | 10 | 712.2369 | -0.33208 | -0.33672 | -0.33119 | 0
[6 empty] | 10 | 1020.2015 | -0.45683 | -0.20953 | -0.33364 | 0
[6 empty] | 10 | 7454.3143 | -0.15507 | 0.24729 | 0.90778 | 0
[6 empty] | 10 | 7553.6802 | -0.17172 | 0.25481 | 0.91691 | 0
[6 empty] | 10 | 4077.2212 | -0.15698 | 0.86942 | 0.28756 | 0
[6 empty] | 10 | 4080.1083 | -0.15745 | 0.86966 | 0.28779 | 0
[6 empty] | 10 | 1946.7853 | -0.022232 | -0.20983 | -0.76794 | 0
[6 empty] | 10 | 2965.2498 | 0.25252 | 0.26728 | 0.4802 | 0
[6 empty] | 10 | 1900.5918 | 0.15369 | 0.53584 | 0.31047 | 0
[6 empty] | 10 | 1839.8718 | 0.14893 | 0.53154 | 0.31953 | 0
[6 empty] | 10 | 1839.488 | 0.14893 | 0.53149 | 0.31958 | 0
[6 empty] | 10 | 1839.3305 | 0.14896 | 0.53145 | 0.31959 | 0
[6 empty] | 10 | 11619.6894 | 1.5542 | -0.96358 | -1.5906 | 0
[6 empty] | 10 | 11602.8687 | 1.552 | -0.96225 | -1.5898 | 0
[6 empty] | 10 | 4021.9043 | 0.5953 | 0.08294 | 0.32176 | 0
[6 empty] | 10 | 4015.8285 | 0.59452 | 0.083536 | 0.32195 | 0
[6 empty] | 10 | 4014.2694 | 0.59432 | 0.083501 | 0.32218 | 0
[6 empty] | 10 | 4011.5167 | 0.59391 | 0.083803 | 0.32229 | 0
[6 empty] | 10 | 4006.2623 | 0.59339 | 0.084419 | 0.32219 | 0
[6 empty] | 10 | 3561.4462 | 0.57487 | 0.45415 | -0.029015 | 0
[6 empty] | 10 | 3549.9363 | 0.57333 | 0.45377 | -0.027096 | 0
[6 empty] | 10 | 3504.3649 | 0.56718 | 0.45231 | -0.019494 | 0
[6 empty] | 10 | 3377.4135 | 0.54993 | 0.44832 | 0.0017483 | 0
[6 empty] | 10 | 1841.8802 | 0.28992 | 0.33834 | 0.37174 | 0
[6 empty] | 10 | 2410.1081 | 0.42023 | 0.41398 | 0.16579 | 0
[6 empty] | 10 | 2332.7318 | 0.40802 | 0.41539 | 0.17659 | 0
[6 empty] | 10 | 1742.7742 | 0.29087 | 0.34702 | 0.36211 | 0
[6 empty] | 10 | 1741.2111 | 0.29083 | 0.34721 | 0.36196 | 0
[6 empty] | 10 | 1739.7178 | 0.29062 | 0.34757 | 0.36181 | 0
[6 empty] | 10 | 1625.7033 | 0.30039 | 0.40119 | 0.29842 | 0
[6 empty] | 10 | 1667.5518 | 0.31837 | 0.39156 | 0.29007 | 0
[6 empty] | 10 | 1661.8731 | 0.32055 | 0.38437 | 0.29507 | 0
[6 empty] | 10 | 1659.6847 | 0.32006 | 0.38478 | 0.29517 | 0
[6 empty] | 10 | 1660.5043 | 0.32068 | 0.383 | 0.29632 | 0
[6 empty] | 10 | 1586.1644 | 0.30572 | 0.38946 | 0.30482 | 0
[6 empty] | 10 | 1583.1777 | 0.30519 | 0.38945 | 0.30536 | 0
[6 empty] | 10 | 1672.5302 | 0.33408 | 0.33371 | 0.33221 | 0
[6 empty] | 10 | 1667.7601 | 0.33336 | 0.3332 | 0.33344 | 0
[6 empty] | 10 | 1667.0021 | 0.33333 | 0.33333 | 0.33333 | 0
[6 empty] | 10 | 1666.1371 | 0.3332 | 0.33359 | 0.33322 | 0
[6 empty] | 10 | 1664.9171 | 0.33293 | 0.33396 | 0.3331 | 0
[6 empty] | 10 | 1479.0486 | 0.27786 | 0.39837 | 0.32378 | 0
[6 empty] | 10 | 1472.2398 | 0.27619 | 0.3979 | 0.32591 | 0
[6 empty] | 10 | 1469.5165 | 0.27611 | 0.39837 | 0.32552 | 0
[6 empty] | 10 | 1469.4951 | 0.2761 | 0.39838 | 0.32552 | 0
[6 empty] | 10 | 1469.5728 | 0.27618 | 0.39834 | 0.32549 | 0
[6 empty] | 10 | 1470.4578 | 0.27668 | 0.39798 | 0.32534 | 0
[6 empty] | 10 | 1577.1807 | 0.31081 | 0.36197 | 0.32722 | 0
[6 empty] | 10 | 1496.209 | 0.28818 | 0.38841 | 0.32341 | 0
[6 empty] | 10 | 1504.4704 | 0.29104 | 0.38556 | 0.3234 | 0
[6 empty] | 10 | 1512.6282 | 0.29451 | 0.38263 | 0.32285 | 0
[6 empty] | 10 | 1507.36 | 0.29311 | 0.38434 | 0.32255 | 0
[6 empty] | 10 | 1435.6684 | 0.02223 | -0.2888 | -0.73342 | 0
[6 empty] | 10 | 1421.7667 | 0.023273 | -0.29089 | -0.73238 | 0
[6 empty] | 10 | 1398.8924 | 0.023596 | -0.29377 | -0.72983 | 0
[6 empty] | 10 | 1406.6364 | 0.023689 | -0.29287 | -0.73082 | 0
[6 empty] | 10 | 1393.2858 | 0.024119 | -0.29476 | -0.72936 | 0
[6 empty] | 10 | 1395.2656 | 0.024144 | -0.29449 | -0.72965 | 0
[6 empty] | 10 | 1425.5652 | 0.02492 | -0.2912 | -0.73372 | 0
[6 empty] | 10 | 1397.1823 | 0.02634 | -0.29555 | -0.73079 | 0
[6 empty] | 10 | 1309.9013 | 0.00034548 | -0.30253 | -0.69781 | 0
[6 empty] | 10 | 3094.1558 | 0.072266 | -0.11946 | -0.95281 | 0
[6 empty] | 10 | 3138.4275 | 0.081427 | -0.1184 | -0.96302 | 0
[6 empty] | 10 | 1311.3135 | 4.8964e-17 | -0.29855 | -0.70145 | 0
[6 empty] | 10 | 4489.4024 | 0.14995 | -0.0070627 | -1.1429 | 0
[6 empty] | 10 | 1309.9242 | 6.3865e-17 | -0.30075 | -0.69925 | 0
[6 empty] | 10 | 1605.524 | 0.086547 | -0.36505 | -0.7215 | 0
[6 empty] | 10 | 1608.4668 | 0.087112 | -0.36553 | -0.72158 | 0
[6 empty] | 10 | 1567.3566 | 0.088995 | -0.34614 | -0.74285 | 0
[6 empty] | 10 | 1566.4921 | 0.089179 | -0.34533 | -0.74384 | 0
[6 empty] | 10 | 1687.0015 | 0.096167 | -0.29603 | -0.80014 | 0
[6 empty] | 10 | 1703.9813 | 0.097833 | -0.29482 | -0.80301 | 0
[6 empty] | 10 | 1607.2514 | 0.094305 | -0.3066 | -0.78771 | 0
[6 empty] | 10 | 1668.2075 | 0.10196 | -0.3632 | -0.73875 | 0
[6 empty] | 10 | 4400.0078 | 2.5072e-16 | -1 | 1.1006e-16 | 0
[6 empty] | 10 | 1705.5849 | 0.12732 | -0.31802 | -0.80931 | 0
[6 empty] | 10 | 1698.9919 | 0.12787 | -0.33092 | -0.79696 | 0
[6 empty] | 10 | 1703.7853 | 0.12886 | -0.33124 | -0.79761 | 0
[6 empty] | 10 | 1747.7891 | 0.13643 | -0.33544 | -0.80099 | 0
[6 empty] | 10 | 6240.7991 | 0.42611 | 0.067409 | -1.4935 | 0
[6 empty] | 10 | 6277.6403 | 0.43058 | 0.069468 | -1.5 | 0
[6 empty] | 10 | 4386.4943 | 0.3197 | -0.08183 | -1.2379 | 0
[6 empty] | 10 | 4378.2462 | 0.31915 | -0.082705 | -1.2364 | 0
[6 empty] | 10 | 4382.4379 | 0.31943 | -0.082269 | -1.2372 | 0
[6 empty] | 10 | 4420.0732 | 0.32186 | -0.079314 | -1.2425 | 0
[6 empty] | 10 | 1886.2031 | 0.16034 | -0.31694 | -0.8434 | 0
[6 empty] | 10 | 1886.7608 | 0.16037 | -0.31747 | -0.8429 | 0
[6 empty] | 10 | 1887.6631 | 0.16069 | -0.31762 | -0.84307 | 0
[6 empty] | 10 | 1895.1911 | 0.16145 | -0.31649 | -0.84496 | 0
[6 empty] | 10 | 1905.8654 | 0.16241 | -0.31562 | -0.8468 | 0
[6 empty] | 10 | 1956.3832 | 0.1723 | -0.35396 | -0.81834 | 0
[6 empty] | 10 | 1957.0331 | 0.17234 | -0.35396 | -0.81838 | 0
[6 empty] | 10 | 4535.3531 | 0.27909 | 0.08908 | 0.63183 | 0
[6 empty] | 10 | 6235.1599 | 0.45741 | -0.23573 | 0.77831 | 0
[6 empty] | 10 | 6235.6492 | 0.45806 | -0.23634 | 0.77828 | 0
[6 empty] | 10 | 6235.6242 | 0.45806 | -0.23634 | 0.77828 | 0
[6 empty] | 10 | 6218.4845 | 0.45786 | -0.23447 | 0.77661 | 0
[6 empty] | 10 | 5496.08 | 0.51304 | -0.072127 | -1.4409 | 0
[6 empty] | 10 | 5513.7503 | 0.51521 | -0.071086 | -1.4441 | 0
[6 empty] | 10 | 2026.7938 | 0.13252 | 0.5584 | 0.30908 | 0
[6 empty] | 10 | 1982.7259 | 0.13859 | 0.55174 | 0.30967 | 0
[6 empty] | 10 | 4400.0078 | 4.6048e-16 | -1 | 1.0463e-16 | 0
[6 empty] | 10 | 1311.3135 | 1.8464e-16 | -0.29855 | -0.70145 | 0
[6 empty] | 10 | 1037.3969 | -0.15936 | -0.26887 | -0.57178 | 0
[6 empty] | 10 | 1955.6346 | -0.26663 | -0.11588 | -0.61749 | 0
[6 empty] | 10 | 1940.1647 | -0.26712 | -0.11752 | -0.61536 | 0
[6 empty] | 10 | 1016.6732 | -0.17366 | -0.26602 | -0.56032 | 0
[6 empty] | 10 | 1188.3842 | -0.20197 | -0.23324 | -0.56479 | 0
[6 empty] | 10 | 974.0767 | -0.17958 | -0.32438 | -0.49604 | 0
[6 empty] | 10 | 959.1326 | -0.1876 | -0.3253 | -0.4871 | 0
[6 empty] | 10 | 962.8095 | -0.30084 | -0.22406 | -0.4751 | 0
[6 empty] | 10 | 957.8234 | -0.30113 | -0.22458 | -0.47428 | 0
[6 empty] | 10 | 957.6922 | -0.30125 | -0.22458 | -0.47416 | 0
[6 empty] | 10 | 1310.5055 | -0.38623 | -0.33227 | -0.2815 | 0
[6 empty] | 10 | 1467.9651 | -0.42107 | -0.30648 | -0.27244 | 0
[6 empty] | 10 | 714.8872 | -0.32068 | -0.34362 | -0.3357 | 0
[6 empty] | 10 | 713.213 | -0.32114 | -0.34301 | -0.33585 | 0
[6 empty] | 10 | 708.0778 | -0.32403 | -0.34355 | -0.33241 | 0
[6 empty] | 10 | 707.8456 | -0.32417 | -0.34356 | -0.33227 | 0
[6 empty] | 10 | 707.7694 | -0.32428 | -0.34359 | -0.33213 | 0
[6 empty] | 10 | 707.543 | -0.32478 | -0.3431 | -0.33212 | 0
[6 empty] | 10 | 707.5667 | -0.32611 | -0.34186 | -0.33203 | 0
[6 empty] | 10 | 705.5192 | -0.32933 | -0.33851 | -0.33215 | 0
[6 empty] | 10 | 706.0927 | -0.32956 | -0.33839 | -0.33205 | 0
[6 empty] | 10 | 710.6701 | -0.33143 | -0.33719 | -0.33138 | 0
[6 empty] | 10 | 712.2283 | -0.33208 | -0.33673 | -0.33119 | 0
[6 empty] | 10 | 712.6685 | -0.33224 | -0.3366 | -0.33116 | 0
[6 empty] | 10 | 712.5623 | -0.33221 | -0.33662 | -0.33117 | 0
[6 empty] | 10 | 705.712 | -0.33068 | -0.33362 | -0.3357 | 0
[6 empty] | 10 | 705.6258 | -0.33078 | -0.3337 | -0.33552 | 0
[6 empty] | 10 | 705.6325 | -0.33081 | -0.33359 | -0.3356 | 0
[6 empty] | 10 | 709.2532 | -0.33259 | -0.3308 | -0.33661 | 0
[6 empty] | 10 | 709.3078 | -0.33261 | -0.33077 | -0.33662 | 0
[6 empty] | 10 | 1031.7563 | -0.43545 | -0.24593 | -0.31862 | 0
[6 empty] | 10 | 1033.2345 | -0.43593 | -0.2455 | -0.31857 | 0
[6 empty] | 10 | 1182.7613 | -0.48341 | -0.2039 | -0.3127 | 0
[6 empty] | 10 | 1182.2622 | -0.48334 | -0.20393 | -0.31273 | 0
[6 empty] | 10 | 1182.3144 | -0.48336 | -0.20391 | -0.31273 | 0
[6 empty] | 10 | 1182.2958 | -0.48335 | -0.20392 | -0.31273 | 0
[6 empty] | 10 | 905.0736 | -0.40841 | -0.21427 | -0.37733 | 0
[6 empty] | 10 | 904.8737 | -0.40836 | -0.2143 | -0.37735 | 0
[6 empty] | 10 | 904.5368 | -0.40841 | -0.21444 | -0.37716 | 0
[6 empty] | 10 | 1129.7731 | -0.47172 | -0.18461 | -0.34366 | 0
[6 empty] | 10 | 1128.379 | -0.47175 | -0.18507 | -0.34318 | 0
[6 empty] | 10 | 1130.5688 | -0.48003 | -0.19616 | -0.32381 | 0
[6 empty] | 10 | 1130.0816 | -0.47995 | -0.19618 | -0.32387 | 0
[6 empty] | 10 | 1018.2648 | -0.4559 | -0.21094 | -0.33316 | 0
[6 empty] | 10 | 1018.3759 | -0.45623 | -0.20971 | -0.33406 | 0
[6 empty] | 10 | 1023.6857 | -0.45781 | -0.20907 | -0.33312 | 0
[6 empty] | 10 | 1021.2605 | -0.45712 | -0.20969 | -0.33319 | 0
[6 empty] | 10 | 1021.8386 | -0.45732 | -0.20951 | -0.33318 | 0
[6 empty] | 10 | 1022.4324 | -0.45753 | -0.20927 | -0.3332 | 0
[6 empty] | 10 | 4400.0078 | -6.0706e-17 | -1 | -2.0137e-16 | 0
[6 empty] | 10 | 2515.0087 | -0.040711 | -0.13591 | -0.82338 | 0
[6 empty] | 10 | 2506.1914 | -0.040898 | -0.13673 | -0.82237 | 0
[6 empty] | 10 | 2502.8962 | -0.041459 | -0.13688 | -0.82166 | 0
[6 empty] | 10 | 4400.0078 | -8.0941e-16 | -1 | -1.5201e-15 | 0
[6 empty] | 10 | 1314.6723 | -0.036413 | -0.28069 | -0.6829 | 0
[6 empty] | 10 | 1314.6955 | -0.036782 | -0.28055 | -0.68267 | 0
[6 empty] | 10 | 7545.8729 | -0.1681 | 0.2518 | 0.9163 | 0
[6 empty] | 10 | 7559.3882 | -0.17186 | 0.25432 | 0.91754 | 0
[6 empty] | 10 | 7567.6086 | -0.17206 | 0.25393 | 0.91813 | 0
[6 empty] | 10 | 4400.0078 | -1.2585e-16 | -1 | -1.8656e-16 | 0
[6 empty] | 10 | 1231.3339 | -0.045149 | -0.29074 | -0.66411 | 0
[6 empty] | 10 | 2354.6778 | -0.08389 | -0.13693 | -0.77918 | 0
[6 empty] | 10 | 2325.7626 | -0.084465 | -0.14011 | -0.77543 | 0
[6 empty] | 10 | 2341.8301 | -0.086636 | -0.13741 | -0.77595 | 0
[6 empty] | 10 | 4400.0078 | -1.5053e-16 | -1 | -1.4165e-16 | 0
[6 empty] | 10 | 1326.8641 | -5.9929e-16 | -0.29368 | -0.70632 | 0
[6 empty] | 10 | 10914.7271 | -0.41451 | 0.24443 | 1.1701 | 0
[6 empty] | 10 | 8266.6718 | -0.33625 | 0.38244 | 0.9538 | 0
[6 empty] | 10 | 4047.8372 | -0.15297 | 0.86495 | 0.28802 | 0
[6 empty] | 10 | 8271.2047 | -0.3372 | 0.38342 | 0.95378 | 0
[6 empty] | 10 | 8278.4063 | -0.33826 | 0.38376 | 0.95449 | 0
[6 empty] | 10 | 8297.6489 | -0.33984 | 0.38393 | 0.9559 | 0
[6 empty] | 10 | 4064.2953 | -0.15539 | 0.86745 | 0.28793 | 0
[6 empty] | 10 | 4075.3269 | -0.15689 | 0.86914 | 0.28776 | 0
[6 empty] | 10 | 4079.9033 | -0.15744 | 0.86967 | 0.28777 | 0
[6 empty] | 10 | 4081.2481 | -0.1575 | 0.86997 | 0.28753 | 0
[6 empty] | 10 | 4087.3554 | -0.15811 | 0.87079 | 0.28732 | 0
[6 empty] | 10 | 1154.5767 | -0.08883 | -0.28298 | -0.62819 | 0
[6 empty] | 10 | 4400.0078 | -2.7688e-16 | -1 | -5.2316e-16 | 0
[6 empty] | 10 | 4400.0078 | -3.3512e-16 | -1 | -4.6344e-16 | 0
[6 empty] | 10 | 1356.2788 | -0.0013395 | -0.28915 | -0.70951 | 0
[6 empty] | 10 | 1326.8641 | -1.3607e-15 | -0.29368 | -0.70632 | 0
[6 empty] | 10 | 1357.2423 | -1.4306e-15 | -0.28956 | -0.71044 | 0
[6 empty] | 10 | 1950.2071 | -0.022936 | -0.2091 | -0.76797 | 0
[6 empty] | 10 | 1048.7702 | -0.15154 | -0.27046 | -0.57799 | 0
[6 empty] | 10 | 1048.1266 | -0.15193 | -0.27039 | -0.57768 | 0
[6 empty] | 11 | 1566.6906 | 0.080927 | -0.30331 | -0.77762 | 0
[6 empty] | 11 | 4157.4031 | 0.27766 | -0.088922 | -1.1887 | 0
[6 empty] | 11 | 5309.2686 | 0.47755 | -0.079972 | -1.3976 | 0
[6 empty] | 11 | 732.9647 | -0.33015 | -0.33326 | -0.33659 | 0
[6 empty] | 11 | 11084.6534 | 1.4628 | -0.93293 | -1.5299 | 0
[6 empty] | 11 | 3519.8503 | 0.5934 | 0.46427 | -0.057671 | 0
[6 empty] | 11 | 1617.8055 | 0.32604 | 0.34255 | 0.33141 | 0
[6 empty] | 11 | 1351.2376 | 0.010764 | -0.29123 | -0.71954 | 0
[6 empty] | 11 | 1939.6394 | 0.16584 | -0.35695 | -0.8089 | 0
[6 empty] | 11 | 1878.3521 | -0.26106 | -0.1174 | -0.62154 | 0
[6 empty] | 11 | 944.5959 | -0.20871 | -0.25764 | -0.53366 | 0
[6 empty] | 11 | 1278.4849 | -0.38143 | -0.33701 | -0.28155 | 0
[6 empty] | 11 | 811.5898 | -0.28092 | -0.33865 | -0.38043 | 0
[6 empty] | 11 | 883.8612 | -0.30172 | -0.22743 | -0.47086 | 0
[6 empty] | 11 | 741.0306 | -0.32386 | -0.3441 | -0.33204 | 0
[6 empty] | 11 | 740.8516 | -0.32511 | -0.343 | -0.33189 | 0
[6 empty] | 11 | 736.539 | -0.32928 | -0.33846 | -0.33226 | 0
[6 empty] | 11 | 735.3274 | -0.32923 | -0.33762 | -0.33315 | 0
[6 empty] | 11 | 733.2175 | -0.33011 | -0.33379 | -0.3361 | 0
[6 empty] | 11 | 738.0243 | -0.33273 | -0.33087 | -0.33641 | 0
[6 empty] | 11 | 1011.4659 | -0.42906 | -0.25401 | -0.31693 | 0
[6 empty] | 11 | 967.3504 | -0.44062 | -0.21438 | -0.345 | 0
[6 empty] | 11 | 959.1132 | -0.43807 | -0.21525 | -0.34668 | 0
[6 empty] | 11 | 2080.3798 | -0.17192 | -0.1281 | -0.69998 | 0
[6 empty] | 11 | 11062.7409 | 1.4599 | -0.93115 | -1.5287 | 0
[6 empty] | 11 | 11079.1933 | 1.4622 | -0.93249 | -1.5297 | 0
[6 empty] | 11 | 4151.9354 | 0.6004 | 0.077204 | 0.3224 | 0
[6 empty] | 11 | 4145.2293 | 0.59955 | 0.077843 | 0.3226 | 0
[6 empty] | 11 | 4145.25 | 0.59956 | 0.077842 | 0.3226 | 0
[6 empty] | 11 | 4138.3671 | 0.59872 | 0.078477 | 0.3228 | 0
[6 empty] | 11 | 3904.9668 | 0.60956 | 0.50188 | -0.11144 | 0
[6 empty] | 11 | 3886.1166 | 0.60813 | 0.50057 | -0.1087 | 0
[6 empty] | 11 | 3873.3499 | 0.60884 | 0.49841 | -0.10725 | 0
[6 empty] | 11 | 3510.2896 | 0.59257 | 0.46364 | -0.056213 | 0
[6 empty] | 11 | 3501.6011 | 0.59136 | 0.46342 | -0.054777 | 0
[6 empty] | 11 | 1644.3801 | 0.2893 | 0.3478 | 0.3629 | 0
[6 empty] | 11 | 1643.836 | 0.2893 | 0.34786 | 0.36284 | 0
[6 empty] | 11 | 1643.2186 | 0.28944 | 0.3479 | 0.36267 | 0
[6 empty] | 11 | 2163.4255 | 0.40645 | 0.41338 | 0.18017 | 0
[6 empty] | 11 | 2115.1214 | 0.39982 | 0.41091 | 0.18926 | 0
[6 empty] | 11 | 2071.5847 | 0.39289 | 0.41493 | 0.19217 | 0
[6 empty] | 11 | 2033.4184 | 0.3876 | 0.41361 | 0.19879 | 0
[6 empty] | 11 | 2022.3895 | 0.38608 | 0.41316 | 0.20076 | 0
[6 empty] | 11 | 1668.11 | 0.33345 | 0.33318 | 0.33338 | 0
[6 empty] | 11 | 1667.931 | 0.33347 | 0.3332 | 0.33333 | 0
[6 empty] | 11 | 1667.929 | 0.33347 | 0.3332 | 0.33333 | 0
[6 empty] | 11 | 1667.1907 | 0.33341 | 0.33331 | 0.33328 | 0
[6 empty] | 11 | 1666.491 | 0.33331 | 0.33341 | 0.33328 | 0
[6 empty] | 11 | 1665.8615 | 0.33321 | 0.3335 | 0.33329 | 0
[6 empty] | 11 | 1665.5594 | 0.33317 | 0.33354 | 0.33329 | 0
[6 empty] | 11 | 1546.8427 | 0.32105 | 0.38654 | 0.2924 | 0
[6 empty] | 11 | 1536.2048 | 0.31848 | 0.39383 | 0.28769 | 0
[6 empty] | 11 | 1541.3911 | 0.32026 | 0.38656 | 0.29318 | 0
[6 empty] | 11 | 1541.0197 | 0.3202 | 0.38647 | 0.29333 | 0
[6 empty] | 11 | 1541.0496 | 0.32021 | 0.38651 | 0.29328 | 0
[6 empty] | 11 | 1529.6513 | 0.31734 | 0.39376 | 0.2889 | 0
[6 empty] | 11 | 1458.2643 | 0.30513 | 0.39165 | 0.30322 | 0
[6 empty] | 11 | 1457.0073 | 0.30493 | 0.39145 | 0.30362 | 0
[6 empty] | 11 | 1404.7618 | 0.29156 | 0.3834 | 0.32504 | 0
[6 empty] | 11 | 1343.1948 | 0.27425 | 0.40076 | 0.32499 | 0
[6 empty] | 11 | 1354.5511 | 0.27752 | 0.39986 | 0.32262 | 0
[6 empty] | 11 | 1342.5766 | 0.27432 | 0.40057 | 0.3251 | 0
[6 empty] | 11 | 1403.6451 | 0.29183 | 0.3835 | 0.32467 | 0
[6 empty] | 11 | 1342.429 | 0.27436 | 0.40054 | 0.3251 | 0
[6 empty] | 11 | 1343.3693 | 0.27464 | 0.40053 | 0.32482 | 0
[6 empty] | 11 | 1342.4245 | 0.27441 | 0.40056 | 0.32503 | 0
[6 empty] | 11 | 1342.3512 | 0.27441 | 0.40053 | 0.32506 | 0
[6 empty] | 11 | 1342.3621 | 0.27441 | 0.40053 | 0.32506 | 0
[6 empty] | 11 | 1391.2876 | 0.29229 | 0.38552 | 0.32219 | 0
[6 empty] | 11 | 1389.7642 | 0.29208 | 0.38589 | 0.32203 | 0
[6 empty] | 11 | 1389.6832 | 0.29206 | 0.38588 | 0.32205 | 0
[6 empty] | 11 | 4400.0048 | 7.5428e-17 | -1 | 6.1495e-17 | 0
[6 empty] | 11 | 1317.3697 | 0.00026818 | -0.29033 | -0.70994 | 0
[6 empty] | 11 | 3118.6118 | 0.074714 | -0.11468 | -0.96004 | 0
[6 empty] | 11 | 3119.8495 | 0.075088 | -0.11472 | -0.96037 | 0
[6 empty] | 11 | 4400.0048 | 1.2828e-15 | -1 | 1.105e-15 | 0
[6 empty] | 11 | 4308.9692 | 0.14235 | -0.013068 | -1.1293 | 0
[6 empty] | 11 | 4309.4946 | 0.14236 | -0.013023 | -1.1293 | 0
[6 empty] | 11 | 1558.8739 | 0.0734 | -0.36937 | -0.70403 | 0
[6 empty] | 11 | 1507.5119 | 0.071388 | -0.34869 | -0.7227 | 0
[6 empty] | 11 | 1559.7097 | 0.073431 | -0.3695 | -0.70393 | 0
[6 empty] | 11 | 1547.0184 | 0.07409 | -0.36362 | -0.71047 | 0
[6 empty] | 11 | 1519.3595 | 0.075455 | -0.35046 | -0.72499 | 0
[6 empty] | 11 | 4400.0048 | 1.9602e-16 | -1 | 3.6513e-16 | 0
[6 empty] | 11 | 1644.36 | 0.082543 | -0.29285 | -0.78969 | 0
[6 empty] | 11 | 1646.0103 | 0.08261 | -0.29269 | -0.78992 | 0
[6 empty] | 11 | 4400.0048 | 2.1043e-16 | -1 | 2.1331e-16 | 0
[6 empty] | 11 | 1598.19 | 0.09841 | -0.3417 | -0.75671 | 0
[6 empty] | 11 | 1684.1214 | 0.12046 | -0.31708 | -0.80339 | 0
[6 empty] | 11 | 1672.3821 | 0.12004 | -0.33328 | -0.78676 | 0
[6 empty] | 11 | 1675.2126 | 0.1204 | -0.33107 | -0.78933 | 0
[6 empty] | 11 | 1348.7205 | 0.010287 | -0.2913 | -0.71899 | 0
[6 empty] | 11 | 5696.6044 | 0.36652 | 0.043582 | -1.4101 | 0
[6 empty] | 11 | 5667.7874 | 0.36478 | 0.041136 | -1.4059 | 0
[6 empty] | 11 | 5669.0508 | 0.36485 | 0.041265 | -1.4061 | 0
[6 empty] | 11 | 4134.3268 | 0.27487 | -0.090271 | -1.1846 | 0
[6 empty] | 11 | 4152.7092 | 0.27737 | -0.089285 | -1.1881 | 0
[6 empty] | 11 | 4166.2181 | 0.2782 | -0.088186 | -1.19 | 0
[6 empty] | 11 | 1355.2972 | 0.011099 | -0.29091 | -0.72019 | 0
[6 empty] | 11 | 1861.6425 | 0.15213 | -0.31548 | -0.83664 | 0
[6 empty] | 11 | 1857.8599 | 0.15187 | -0.31588 | -0.83598 | 0
[6 empty] | 11 | 1861.7827 | 0.15282 | -0.31711 | -0.83571 | 0
[6 empty] | 11 | 1863.2731 | 0.15292 | -0.31598 | -0.83694 | 0
[6 empty] | 11 | 1933.8373 | 0.16495 | -0.35533 | -0.80962 | 0
[6 empty] | 11 | 1935.147 | 0.16528 | -0.35635 | -0.80894 | 0
[6 empty] | 11 | 2229.952 | 0.13606 | 0.58213 | 0.28181 | 0
[6 empty] | 11 | 6500.0025 | 0.45927 | -0.25176 | 0.79249 | 0
[6 empty] | 11 | 6499.4866 | 0.45923 | -0.25174 | 0.79251 | 0
[6 empty] | 11 | 6467.407 | 0.45871 | -0.24795 | 0.78924 | 0
[6 empty] | 11 | 1316.5029 | 1.424e-16 | -0.29034 | -0.70966 | 0
[6 empty] | 11 | 1965.5829 | 0.13719 | 0.55459 | 0.30821 | 0
[6 empty] | 11 | 1961.4137 | 0.13716 | 0.55417 | 0.30867 | 0
[6 empty] | 11 | 1957.824 | 0.13766 | 0.55361 | 0.30873 | 0
[6 empty] | 11 | 1957.3219 | 0.13778 | 0.55351 | 0.30871 | 0
[6 empty] | 11 | 4400.0048 | 4.2806e-16 | -1 | 9.8969e-16 | 0
[6 empty] | 11 | 1317.2191 | 0.00016056 | -0.2903 | -0.70986 | 0
[6 empty] | 11 | 1887.9727 | 0.14764 | 0.53358 | 0.31878 | 0
[6 empty] | 11 | 1886.8277 | 0.14784 | 0.53327 | 0.31889 | 0
[6 empty] | 11 | 1864.9795 | -0.26588 | -0.11709 | -0.61703 | 0
[6 empty] | 11 | 1864.5288 | -0.26628 | -0.11706 | -0.61666 | 0
[6 empty] | 11 | 1860.669 | -0.2664 | -0.1175 | -0.61609 | 0
[6 empty] | 11 | 998.899 | -0.17372 | -0.27585 | -0.55043 | 0
[6 empty] | 11 | 1091.3151 | -0.20182 | -0.23637 | -0.56181 | 0
[6 empty] | 11 | 1100.2135 | -0.2032 | -0.23474 | -0.56205 | 0
[6 empty] | 11 | 1115.1061 | -0.2335 | -0.2221 | -0.54441 | 0
[6 empty] | 11 | 939.219 | -0.21202 | -0.25702 | -0.53097 | 0
[6 empty] | 11 | 938.951 | -0.21251 | -0.25682 | -0.53067 | 0
[6 empty] | 11 | 832.509 | -0.26892 | -0.33773 | -0.39335 | 0
[6 empty] | 11 | 1456.9966 | -0.42104 | -0.30779 | -0.27117 | 0
[6 empty] | 11 | 1277.8211 | -0.3814 | -0.33698 | -0.28162 | 0
[6 empty] | 11 | 902.5821 | -0.30085 | -0.22534 | -0.47381 | 0
[6 empty] | 11 | 884.0148 | -0.30082 | -0.22773 | -0.47146 | 0
[6 empty] | 11 | 883.8484 | -0.30105 | -0.22766 | -0.47128 | 0
[6 empty] | 11 | 798.7616 | -0.2908 | -0.34178 | -0.36742 | 0
[6 empty] | 11 | 777.554 | -0.30054 | -0.3228 | -0.37666 | 0
[6 empty] | 11 | 774.6261 | -0.3023 | -0.32278 | -0.37492 | 0
[6 empty] | 11 | 773.7989 | -0.30297 | -0.32144 | -0.37559 | 0
[6 empty] | 11 | 744.3885 | -0.32163 | -0.34378 | -0.33458 | 0
[6 empty] | 11 | 742.5951 | -0.32272 | -0.34391 | -0.33338 | 0
[6 empty] | 11 | 741.5027 | -0.32346 | -0.34405 | -0.33249 | 0
[6 empty] | 11 | 741.2119 | -0.32385 | -0.34413 | -0.33201 | 0
[6 empty] | 11 | 740.99 | -0.32381 | -0.34407 | -0.33212 | 0
[6 empty] | 11 | 740.6414 | -0.32408 | -0.3437 | -0.33222 | 0
[6 empty] | 11 | 736.8648 | -0.32856 | -0.33934 | -0.3321 | 0
[6 empty] | 11 | 737.2039 | -0.32939 | -0.33869 | -0.33192 | 0
[6 empty] | 11 | 737.8478 | -0.32968 | -0.33856 | -0.33176 | 0
[6 empty] | 11 | 735.8095 | -0.3291 | -0.33827 | -0.33263 | 0
[6 empty] | 11 | 735.578 | -0.32911 | -0.33806 | -0.33283 | 0
[6 empty] | 11 | 741.2139 | -0.33135 | -0.33754 | -0.33111 | 0
[6 empty] | 11 | 742.0989 | -0.33163 | -0.33742 | -0.33096 | 0
[6 empty] | 11 | 742.5474 | -0.33178 | -0.33733 | -0.33089 | 0
[6 empty] | 11 | 742.6318 | -0.33181 | -0.33731 | -0.33089 | 0
[6 empty] | 11 | 742.7335 | -0.33185 | -0.33727 | -0.33088 | 0
[6 empty] | 11 | 732.961 | -0.33016 | -0.33324 | -0.33661 | 0
[6 empty] | 11 | 739.6389 | -0.33233 | -0.33461 | -0.33306 | 0
[6 empty] | 11 | 739.1881 | -0.3322 | -0.33452 | -0.33328 | 0
[6 empty] | 11 | 739.625 | -0.33237 | -0.33451 | -0.33312 | 0
[6 empty] | 11 | 734.0109 | -0.331 | -0.33159 | -0.33741 | 0
[6 empty] | 11 | 741.3339 | -0.33333 | -0.33333 | -0.33333 | 0
[6 empty] | 11 | 734.6276 | -0.33136 | -0.33074 | -0.33789 | 0
[6 empty] | 11 | 1011.9366 | -0.42919 | -0.25391 | -0.3169 | 0
[6 empty] | 11 | 1176.9671 | -0.48171 | -0.20803 | -0.31026 | 0
[6 empty] | 11 | 1177.5928 | -0.48197 | -0.20777 | -0.31026 | 0
[6 empty] | 11 | 1177.573 | -0.48197 | -0.20777 | -0.31027 | 0
[6 empty] | 11 | 1176.1345 | -0.48185 | -0.20763 | -0.31052 | 0
[6 empty] | 11 | 1116.6508 | -0.46841 | -0.18581 | -0.34577 | 0
[6 empty] | 11 | 1113.3673 | -0.46775 | -0.18623 | -0.34601 | 0
[6 empty] | 11 | 1119.4965 | -0.4781 | -0.19876 | -0.32314 | 0
[6 empty] | 11 | 1119.1003 | -0.47805 | -0.19885 | -0.32311 | 0
[6 empty] | 11 | 852.7752 | -0.39431 | -0.21931 | -0.38638 | 0
[6 empty] | 11 | 852.9257 | -0.39438 | -0.21928 | -0.38634 | 0
[6 empty] | 11 | 853.9345 | -0.3948 | -0.21916 | -0.38604 | 0
[6 empty] | 11 | 995.8154 | -0.44769 | -0.22153 | -0.33078 | 0
[6 empty] | 11 | 997.0819 | -0.44835 | -0.22078 | -0.33087 | 0
[6 empty] | 11 | 1000.4513 | -0.44951 | -0.21971 | -0.33078 | 0
[6 empty] | 11 | 967.9906 | -0.43908 | -0.22537 | -0.33555 | 0
[6 empty] | 11 | 1022.2631 | -0.45693 | -0.21291 | -0.33017 | 0
[6 empty] | 11 | 1029.945 | -0.45966 | -0.2097 | -0.33064 | 0
[6 empty] | 11 | 1011.4841 | -0.45427 | -0.20962 | -0.33611 | 0
[6 empty] | 11 | 958.6461 | -0.43757 | -0.2175 | -0.34493 | 0
[6 empty] | 11 | 2569.7648 | -0.031184 | -0.12969 | -0.83912 | 0
[6 empty] | 11 | 1316.9093 | -1.8097e-16 | -0.29027 | -0.70973 | 0
[6 empty] | 11 | 2570.3858 | -0.031482 | -0.12943 | -0.83909 | 0
[6 empty] | 11 | 4400.0048 | -6.0534e-17 | -1 | -1.105e-16 | 0
[6 empty] | 11 | 1313.3019 | -0.0033431 | -0.28928 | -0.70737 | 0
[6 empty] | 11 | 7383.275 | -0.15837 | 0.25508 | 0.90329 | 0
[6 empty] | 11 | 7383.7737 | -0.15839 | 0.2551 | 0.90329 | 0
[6 empty] | 11 | 7389.9181 | -0.15922 | 0.25531 | 0.90391 | 0
[6 empty] | 11 | 4400.0048 | -1.2155e-16 | -1 | -1.6719e-16 | 0
[6 empty] | 11 | 3160.3996 | -0.099848 | -0.042243 | -0.85791 | 0
[6 empty] | 11 | 3681.3757 | -0.10452 | 0.81357 | 0.29095 | 0
[6 empty] | 11 | 3693.8101 | -0.10622 | 0.81552 | 0.2907 | 0
[6 empty] | 11 | 3695.5143 | -0.1066 | 0.81575 | 0.29085 | 0
[6 empty] | 11 | 3705.9966 | -0.10726 | 0.81716 | 0.29011 | 0
[6 empty] | 11 | 3714.6447 | -0.10886 | 0.81835 | 0.29051 | 0
[6 empty] | 11 | 4400.0048 | -1.5854e-16 | -1 | -1.5998e-16 | 0
[6 empty] | 11 | 1301.1799 | -5.5493e-17 | -0.31459 | -0.68541 | 0
[6 empty] | 11 | 3816.5129 | -0.12134 | 0.83129 | 0.29005 | 0
[6 empty] | 11 | 2951.4129 | -0.11713 | -0.057745 | -0.82512 | 0
[6 empty] | 11 | 10380.5164 | -0.37819 | 0.24847 | 1.1297 | 0
[6 empty] | 11 | 10381.4141 | -0.37823 | 0.24849 | 1.1297 | 0
[6 empty] | 11 | 7953.2376 | -0.31111 | 0.38058 | 0.93053 | 0
[6 empty] | 11 | 7959.6271 | -0.31137 | 0.38014 | 0.93123 | 0
[6 empty] | 11 | 7959.687 | -0.31137 | 0.38014 | 0.93123 | 0
[6 empty] | 11 | 7960.4898 | -0.3114 | 0.38019 | 0.93122 | 0
[6 empty] | 11 | 1301.0125 | -8.8879e-05 | -0.31459 | -0.68532 | 0
[6 empty] | 11 | 2048.3163 | -0.16732 | -0.13381 | -0.69887 | 0
[6 empty] | 11 | 2078.7019 | -0.17323 | -0.12776 | -0.69901 | 0
[6 empty] | 11 | 1167.5828 | -0.11495 | -0.26144 | -0.6236 | 0
[6 empty] | 11 | 1161.8311 | -0.11884 | -0.26061 | -0.62055 | 0
[6 empty] | 11 | 2557.0777 | -0.23922 | -0.055138 | -0.70564 | 0
[6 empty] | 11 | 1316.5029 | -1.4843e-16 | -0.29034 | -0.70966 | 0
[6 empty] | 12 | 1275.1693 | 0.27438 | 0.40046 | 0.32516 | 0
[6 empty] | 12 | 1275.2129 | -0.38059 | -0.33829 | -0.28112 | 0
[6 empty] | 12 | 4190.3289 | 0.60016 | 0.077477 | 0.32237 | 0
[6 empty] | 12 | 4187.7311 | 0.60003 | 0.077815 | 0.32215 | 0
[6 empty] | 12 | 2049.9292 | 0.39992 | 0.41718 | 0.1829 | 0
[6 empty] | 12 | 2024.6379 | 0.39655 | 0.41615 | 0.18731 | 0
[6 empty] | 12 | 1668.0374 | 0.33348 | 0.33319 | 0.33333 | 0
[6 empty] | 12 | 1665.3141 | 0.33324 | 0.33354 | 0.33322 | 0
[6 empty] | 12 | 1450.9714 | 0.32018 | 0.38682 | 0.29299 | 0
[6 empty] | 12 | 1380.2658 | 0.30408 | 0.39154 | 0.30437 | 0
[6 empty] | 12 | 1575.7873 | 0.075091 | -0.35257 | -0.72252 | 0
[6 empty] | 12 | 1632.8733 | 0.081246 | -0.30176 | -0.77949 | 0
[6 empty] | 12 | 1766.2248 | 0.12443 | -0.31673 | -0.8077 | 0
[6 empty] | 12 | 4073.4931 | 0.26891 | -0.11169 | -1.1572 | 0
[6 empty] | 12 | 1004.6939 | -0.17917 | -0.26787 | -0.55295 | 0
[6 empty] | 12 | 1465.0535 | -0.42282 | -0.30773 | -0.26945 | 0
[6 empty] | 12 | 733.298 | -0.32892 | -0.33842 | -0.33266 | 0
[6 empty] | 12 | 738.7765 | -0.3329 | -0.33436 | -0.33274 | 0
[6 empty] | 12 | 1010.9721 | -0.42871 | -0.25509 | -0.3162 | 0
[6 empty] | 12 | 1007.2494 | -0.42767 | -0.25589 | -0.31644 | 0
[6 empty] | 12 | 1185.5473 | -0.48418 | -0.20739 | -0.30844 | 0
[6 empty] | 12 | 1116.91 | -0.46887 | -0.18495 | -0.34619 | 0
[6 empty] | 12 | 1026.7508 | -0.45822 | -0.21261 | -0.32917 | 0
[6 empty] | 12 | 7262.8897 | -0.15817 | 0.25509 | 0.90308 | 0
[6 empty] | 12 | 3339.8096 | -0.086164 | 0.79345 | 0.29272 | 0
[6 empty] | 12 | 10140.329 | -0.37799 | 0.24755 | 1.1304 | 0
[6 empty] | 12 | 10319.6717 | 1.4655 | -0.93481 | -1.5307 | 0
[6 empty] | 12 | 10309.9433 | 1.4646 | -0.93398 | -1.5306 | 0
[6 empty] | 12 | 10503.5043 | 1.494 | -0.943 | -1.551 | 0
[6 empty] | 12 | 4257.1987 | 0.60482 | 0.070087 | 0.32509 | 0
[6 empty] | 12 | 4187.7492 | 0.60003 | 0.077815 | 0.32216 | 0
[6 empty] | 12 | 3907.9297 | 0.62564 | 0.49968 | -0.12532 | 0
[6 empty] | 12 | 3861.707 | 0.62083 | 0.4973 | -0.11813 | 0
[6 empty] | 12 | 3658.0443 | 0.61755 | 0.47285 | -0.090405 | 0
[6 empty] | 12 | 3592.4677 | 0.60812 | 0.47124 | -0.079366 | 0
[6 empty] | 12 | 3582.1905 | 0.60712 | 0.47063 | -0.07775 | 0
[6 empty] | 12 | 2815.586 | 0.49305 | 0.45119 | 0.055764 | 0
[6 empty] | 12 | 2202.6769 | 0.42203 | 0.41785 | 0.16012 | 0
[6 empty] | 12 | 2168.2853 | 0.41726 | 0.41704 | 0.1657 | 0
[6 empty] | 12 | 2050.4904 | 0.39981 | 0.41733 | 0.18286 | 0
[6 empty] | 12 | 1600.8118 | 0.28928 | 0.3478 | 0.36292 | 0
[6 empty] | 12 | 1599.9144 | 0.28928 | 0.3479 | 0.36282 | 0
[6 empty] | 12 | 1599.6396 | 0.28931 | 0.34792 | 0.36277 | 0
[6 empty] | 12 | 1732.9142 | 0.34844 | 0.4105 | 0.24107 | 0
[6 empty] | 12 | 1668.0416 | 0.33348 | 0.33319 | 0.33333 | 0
[6 empty] | 12 | 1665.0047 | 0.33312 | 0.33359 | 0.33329 | 0
[6 empty] | 12 | 1665.4431 | 0.33326 | 0.33352 | 0.33322 | 0
[6 empty] | 12 | 1665.5302 | 0.33328 | 0.33353 | 0.33318 | 0
[6 empty] | 12 | 1450.7244 | 0.31843 | 0.39374 | 0.28783 | 0
[6 empty] | 12 | 1450.4619 | 0.3184 | 0.39369 | 0.28791 | 0
[6 empty] | 12 | 1451.732 | 0.32037 | 0.38639 | 0.29324 | 0
[6 empty] | 12 | 1450.6546 | 0.32011 | 0.38694 | 0.29295 | 0
[6 empty] | 12 | 1451.0908 | 0.32023 | 0.38632 | 0.29345 | 0
[6 empty] | 12 | 1388.0231 | 0.30583 | 0.39153 | 0.30264 | 0
[6 empty] | 12 | 1345.2531 | 0.29141 | 0.38309 | 0.3255 | 0
[6 empty] | 12 | 1280.6874 | 0.2731 | 0.40196 | 0.32494 | 0
[6 empty] | 12 | 1342.8348 | 0.29156 | 0.38341 | 0.32504 | 0
[6 empty] | 12 | 1278.5254 | 0.27458 | 0.39986 | 0.32556 | 0
[6 empty] | 12 | 1276.6537 | 0.27496 | 0.40045 | 0.32459 | 0
[6 empty] | 12 | 1274.6112 | 0.27439 | 0.40054 | 0.32507 | 0
[6 empty] | 12 | 1274.6786 | 0.27449 | 0.40049 | 0.32502 | 0
[6 empty] | 12 | 1275.1045 | 0.27468 | 0.40036 | 0.32497 | 0
[6 empty] | 12 | 1326.336 | 0.2922 | 0.38575 | 0.32205 | 0
[6 empty] | 12 | 1325.8829 | 0.2921 | 0.38582 | 0.32208 | 0
[6 empty] | 12 | 1324.2469 | 0.29171 | 0.38622 | 0.32207 | 0
[6 empty] | 12 | 4400.0022 | 4.8259e-17 | -1 | 2.0881e-16 | 0
[6 empty] | 12 | 1695.0895 | 0.023473 | -0.26295 | -0.76052 | 0
[6 empty] | 12 | 4400.0022 | 5.1507e-17 | -1 | 1.457e-16 | 0
[6 empty] | 12 | 1371.0044 | 0.020544 | -0.30773 | -0.71281 | 0
[6 empty] | 12 | 1414.4041 | 0.027491 | -0.29944 | -0.72805 | 0
[6 empty] | 12 | 1416.791 | 0.027906 | -0.29934 | -0.72856 | 0
[6 empty] | 12 | 1415.5274 | 0.028453 | -0.29988 | -0.72858 | 0
[6 empty] | 12 | 3030.8862 | 0.073914 | -0.12712 | -0.9468 | 0
[6 empty] | 12 | 1437.9058 | 0.040874 | -0.30449 | -0.73639 | 0
[6 empty] | 12 | 3044.1082 | 0.076721 | -0.12691 | -0.94981 | 0
[6 empty] | 12 | 3057.7311 | 0.078834 | -0.12635 | -0.95248 | 0
[6 empty] | 12 | 1335.1084 | 4.0711e-16 | -0.29845 | -0.70155 | 0
[6 empty] | 12 | 3094.2021 | 0.083322 | -0.12444 | -0.95888 | 0
[6 empty] | 12 | 1322.202 | 0.00043059 | -0.30292 | -0.69751 | 0
[6 empty] | 12 | 1321.4308 | 4.3215e-16 | -0.30276 | -0.69724 | 0
[6 empty] | 12 | 1354.2564 | 5.8412e-17 | -0.29369 | -0.70631 | 0
[6 empty] | 12 | 1575.0011 | 0.074855 | -0.35243 | -0.72242 | 0
[6 empty] | 12 | 1632.1471 | 0.080789 | -0.30158 | -0.77921 | 0
[6 empty] | 12 | 1536.678 | 0.076711 | -0.33373 | -0.74298 | 0
[6 empty] | 12 | 1632.9004 | 0.081032 | -0.30165 | -0.77939 | 0
[6 empty] | 12 | 1535.5808 | 0.077088 | -0.33287 | -0.74422 | 0
[6 empty] | 12 | 1557.2353 | 0.079635 | -0.31174 | -0.7679 | 0
[6 empty] | 12 | 1606.0586 | 0.096171 | -0.31777 | -0.7784 | 0
[6 empty] | 12 | 1603.7489 | 0.097212 | -0.32662 | -0.77059 | 0
[6 empty] | 12 | 4400.0022 | 2.2413e-16 | -1 | 1.2668e-16 | 0
[6 empty] | 12 | 1765.0997 | 0.12391 | -0.31651 | -0.8074 | 0
[6 empty] | 12 | 1764.7915 | 0.12412 | -0.3167 | -0.80742 | 0
[6 empty] | 12 | 5466.9317 | 0.34959 | 0.0090476 | -1.3586 | 0
[6 empty] | 12 | 5504.1883 | 0.35244 | 0.011707 | -1.3641 | 0
[6 empty] | 12 | 4094.4835 | 0.26921 | -0.10938 | -1.1598 | 0
[6 empty] | 12 | 4068.203 | 0.2681 | -0.11202 | -1.1561 | 0
[6 empty] | 12 | 1876.329 | 0.14922 | -0.34929 | -0.79993 | 0
[6 empty] | 12 | 1876.2926 | 0.14921 | -0.34948 | -0.79973 | 0
[6 empty] | 12 | 1876.3718 | 0.14921 | -0.34948 | -0.79973 | 0
[6 empty] | 12 | 4725.4163 | 0.38262 | -0.10993 | -1.2727 | 0
[6 empty] | 12 | 7058.8323 | 0.47251 | -0.28839 | 0.81588 | 0
[6 empty] | 12 | 6733.085 | 0.45905 | -0.25182 | 0.79277 | 0
[6 empty] | 12 | 6726.5996 | 0.45857 | -0.25093 | 0.79236 | 0
[6 empty] | 12 | 1947.4223 | 0.13682 | 0.5545 | 0.30868 | 0
[6 empty] | 12 | 1946.0846 | 0.13703 | 0.55422 | 0.30874 | 0
[6 empty] | 12 | 1912.6293 | 0.14699 | 0.53446 | 0.31854 | 0
[6 empty] | 12 | 1911.1934 | 0.14733 | 0.53392 | 0.31874 | 0
[6 empty] | 12 | 1362.9897 | 0.017727 | -0.30634 | -0.71139 | 0
[6 empty] | 12 | 1055.5028 | -0.14839 | -0.27379 | -0.57782 | 0
[6 empty] | 12 | 1049.2394 | -0.15188 | -0.27322 | -0.5749 | 0
[6 empty] | 12 | 1854.7731 | -0.26542 | -0.11478 | -0.61979 | 0
[6 empty] | 12 | 1853.6637 | -0.26542 | -0.11495 | -0.61963 | 0
[6 empty] | 12 | 1100.368 | -0.20276 | -0.23594 | -0.56131 | 0
[6 empty] | 12 | 886.2339 | -0.30151 | -0.22738 | -0.47111 | 0
[6 empty] | 12 | 885.289 | -0.30137 | -0.22765 | -0.47099 | 0
[6 empty] | 12 | 885.3694 | -0.30169 | -0.22746 | -0.47085 | 0
[6 empty] | 12 | 1276.3897 | -0.38109 | -0.33785 | -0.28107 | 0
[6 empty] | 12 | 820.4448 | -0.28154 | -0.34201 | -0.37645 | 0
[6 empty] | 12 | 755.4998 | -0.31552 | -0.34411 | -0.34037 | 0
[6 empty] | 12 | 738.5432 | -0.32388 | -0.34406 | -0.33206 | 0
[6 empty] | 12 | 738.3459 | -0.3239 | -0.34398 | -0.33212 | 0
[6 empty] | 12 | 738.3843 | -0.32392 | -0.34402 | -0.33207 | 0
[6 empty] | 12 | 737.8462 | -0.32419 | -0.34344 | -0.33237 | 0
[6 empty] | 12 | 737.5661 | -0.32487 | -0.3431 | -0.33203 | 0
[6 empty] | 12 | 737.2916 | -0.3259 | -0.34218 | -0.33192 | 0
[6 empty] | 12 | 734.668 | -0.32666 | -0.33999 | -0.33334 | 0
[6 empty] | 12 | 734.4535 | -0.32828 | -0.33965 | -0.33207 | 0
[6 empty] | 12 | 734.9173 | -0.32934 | -0.33884 | -0.33182 | 0
[6 empty] | 12 | 735.0832 | -0.32942 | -0.3388 | -0.33178 | 0
[6 empty] | 12 | 732.6708 | -0.32898 | -0.33777 | -0.33325 | 0
[6 empty] | 12 | 732.24 | -0.329 | -0.33733 | -0.33367 | 0
[6 empty] | 12 | 742.2528 | -0.33182 | -0.33754 | -0.33064 | 0
[6 empty] | 12 | 738.2196 | -0.33111 | -0.33774 | -0.33115 | 0
[6 empty] | 12 | 738.336 | -0.33116 | -0.33771 | -0.33113 | 0
[6 empty] | 12 | 739.8472 | -0.33178 | -0.33732 | -0.33089 | 0
[6 empty] | 12 | 731.1918 | -0.32957 | -0.33503 | -0.3354 | 0
[6 empty] | 12 | 739.313 | -0.33167 | -0.33737 | -0.33096 | 0
[6 empty] | 12 | 739.0321 | -0.33187 | -0.33676 | -0.33137 | 0
[6 empty] | 12 | 730.7109 | -0.33017 | -0.3332 | -0.33663 | 0
[6 empty] | 12 | 730.7178 | -0.33018 | -0.33318 | -0.33664 | 0
[6 empty] | 12 | 735.9546 | -0.33202 | -0.33382 | -0.33415 | 0
[6 empty] | 12 | 737.4814 | -0.33247 | -0.33421 | -0.33332 | 0
[6 empty] | 12 | 731.8519 | -0.33128 | -0.33082 | -0.33791 | 0
[6 empty] | 12 | 732.218 | -0.33157 | -0.33013 | -0.3383 | 0
[6 empty] | 12 | 733.8871 | -0.33254 | -0.3285 | -0.33896 | 0
[6 empty] | 12 | 1186.107 | -0.48424 | -0.20736 | -0.3084 | 0
[6 empty] | 12 | 1185.0943 | -0.484 | -0.20757 | -0.30844 | 0
[6 empty] | 12 | 1182.1688 | -0.48383 | -0.20717 | -0.309 | 0
[6 empty] | 12 | 1116.7939 | -0.46886 | -0.18498 | -0.34615 | 0
[6 empty] | 12 | 847.8046 | -0.39298 | -0.21951 | -0.38751 | 0
[6 empty] | 12 | 847.7307 | -0.39308 | -0.21952 | -0.38739 | 0
[6 empty] | 12 | 847.6765 | -0.3931 | -0.21956 | -0.38734 | 0
[6 empty] | 12 | 1118.1307 | -0.47787 | -0.19893 | -0.3232 | 0
[6 empty] | 12 | 1117.8454 | -0.47782 | -0.19895 | -0.32323 | 0
[6 empty] | 12 | 991.6671 | -0.4462 | -0.22355 | -0.33025 | 0
[6 empty] | 12 | 992.1338 | -0.44644 | -0.22329 | -0.33028 | 0
[6 empty] | 12 | 963.7811 | -0.4375 | -0.22739 | -0.33511 | 0
[6 empty] | 12 | 1033.9774 | -0.46089 | -0.20897 | -0.33014 | 0
[6 empty] | 12 | 1014.5319 | -0.45526 | -0.20853 | -0.33621 | 0
[6 empty] | 12 | 946.64 | -0.43413 | -0.21587 | -0.34999 | 0
[6 empty] | 12 | 948.1411 | -0.43469 | -0.21577 | -0.34954 | 0
[6 empty] | 12 | 4400.0022 | -5.6147e-17 | -1 | -6.5892e-17 | 0
[6 empty] | 12 | 1353.8515 | -0.00032463 | -0.29358 | -0.70609 | 0
[6 empty] | 12 | 7268.4459 | -0.15829 | 0.25461 | 0.90368 | 0
[6 empty] | 12 | 7275.9313 | -0.15846 | 0.25422 | 0.90425 | 0
[6 empty] | 12 | 3263.7561 | -0.07405 | 0.78046 | 0.29359 | 0
[6 empty] | 12 | 3283.0993 | -0.077187 | 0.78376 | 0.29343 | 0
[6 empty] | 12 | 3334.7625 | -0.085422 | 0.79259 | 0.29283 | 0
[6 empty] | 12 | 3341.3882 | -0.086212 | 0.79363 | 0.29258 | 0
[6 empty] | 12 | 3343.9627 | -0.086585 | 0.79406 | 0.29252 | 0
[6 empty] | 12 | 3372.6803 | -0.090443 | 0.79787 | 0.29257 | 0
[6 empty] | 12 | 3374.191 | -0.090488 | 0.79807 | 0.29241 | 0
[6 empty] | 12 | 3563.7459 | -0.10109 | 0.8227 | 0.27839 | 0
[6 empty] | 12 | 4400.0022 | -1.5963e-16 | -1 | -1.87e-16 | 0
[6 empty] | 12 | 1266.8938 | -0.058959 | -0.27798 | -0.66306 | 0
[6 empty] | 12 | 2298.1337 | -0.095599 | -0.13384 | -0.77056 | 0
[6 empty] | 12 | 1266.7497 | -0.059124 | -0.27792 | -0.66295 | 0
[6 empty] | 12 | 2291.7335 | -0.097292 | -0.13378 | -0.76893 | 0
[6 empty] | 12 | 2281.7032 | -0.1002 | -0.13379 | -0.76601 | 0
[6 empty] | 12 | 10129.9223 | -0.37665 | 0.2473 | 1.1294 | 0
[6 empty] | 12 | 7744.1266 | -0.30999 | 0.37976 | 0.93023 | 0
[6 empty] | 12 | 7735.0221 | -0.30962 | 0.38073 | 0.92888 | 0
[6 empty] | 12 | 7757.5685 | -0.31126 | 0.37971 | 0.93155 | 0
[6 empty] | 12 | 7758.0593 | -0.31128 | 0.37974 | 0.93155 | 0
[6 empty] | 12 | 2105.995 | -0.016891 | -0.193 | -0.79011 | 0
[6 empty] | 12 | 2094.3012 | -0.017558 | -0.19415 | -0.7883 | 0
[6 empty] | 12 | 1335.1084 | -1.3253e-16 | -0.29845 | -0.70155 | 0
[6 empty] | 12 | 2529.7769 | -0.026043 | -0.13718 | -0.83678 | 0
[6 empty] | 12 | 4400.0022 | -4.1716e-17 | -1 | 1.8561e-17 | 0
[6 empty] | 12 | 1078.1778 | -0.13572 | -0.27619 | -0.58809 | 0
[6 empty] | 12 | 2524.6763 | -0.028259 | -0.13691 | -0.83483 | 0
[6 empty] | 12 | 4400.0022 | -4.5196e-16 | -1 | -6.9604e-16 | 0
[6 empty] | 13 | 2287.1006 | 0.24765 | -0.37902 | -0.86863 | 0
[6 empty] | 13 | 3484.5902 | 0.60188 | 0.50893 | -0.11081 | 0
[6 empty] | 13 | 3029.6414 | 0.58067 | 0.45873 | -0.039391 | 0
[6 empty] | 13 | 2993.7365 | 0.57725 | 0.45603 | -0.033275 | 0
[6 empty] | 13 | 1330.5473 | 0.32241 | 0.38551 | 0.29208 | 0
[6 empty] | 13 | 1307.1058 | 0.31857 | 0.39327 | 0.28816 | 0
[6 empty] | 13 | 4145.7873 | 0.13839 | 0.017445 | -1.1558 | 0
[6 empty] | 13 | 2190.2949 | 0.23315 | -0.3863 | -0.84686 | 0
[6 empty] | 13 | 731.2794 | -0.32392 | -0.34407 | -0.332 | 0
[6 empty] | 13 | 1131.551 | -0.47461 | -0.17543 | -0.34997 | 0
[6 empty] | 13 | 1211.5109 | -0.49166 | -0.20583 | -0.30251 | 0
[6 empty] | 13 | 1210.1812 | -0.49156 | -0.2057 | -0.30273 | 0
[6 empty] | 13 | 720.4051 | -0.32832 | -0.33579 | -0.33589 | 0
[6 empty] | 13 | 732.2689 | -0.33131 | -0.33826 | -0.33043 | 0
[6 empty] | 13 | 724.3944 | -0.33198 | -0.32907 | -0.33895 | 0
[6 empty] | 13 | 851.2961 | -0.3958 | -0.20849 | -0.39571 | 0
[6 empty] | 13 | 750.3907 | -0.352 | -0.29138 | -0.35662 | 0
[6 empty] | 13 | 3203.1406 | -0.092321 | 0.80059 | 0.29173 | 0
[6 empty] | 13 | 3239.731 | -0.097204 | 0.8059 | 0.2913 | 0
[6 empty] | 13 | 2519.8589 | -0.02931 | -0.10653 | -0.86416 | 0
[6 empty] | 13 | 4525.4431 | 0.48638 | 0.70681 | -0.19318 | 0
[6 empty] | 13 | 10041.6355 | 1.4734 | -0.93693 | -1.5365 | 0
[6 empty] | 13 | 10049.9829 | 1.475 | -0.93666 | -1.5383 | 0
[6 empty] | 13 | 10244.5378 | 1.5058 | -0.94664 | -1.5592 | 0
[6 empty] | 13 | 4371.1041 | 0.60043 | 0.077231 | 0.32234 | 0
[6 empty] | 13 | 4369.3013 | 0.60019 | 0.077199 | 0.32261 | 0
[6 empty] | 13 | 4369.4212 | 0.60019 | 0.077199 | 0.32261 | 0
[6 empty] | 13 | 1525.7428 | 0.28982 | 0.34709 | 0.36309 | 0
[6 empty] | 13 | 1524.1597 | 0.28969 | 0.34727 | 0.36303 | 0
[6 empty] | 13 | 1521.4868 | 0.28957 | 0.34759 | 0.36283 | 0
[6 empty] | 13 | 1518.0572 | 0.2895 | 0.34801 | 0.36249 | 0
[6 empty] | 13 | 1671.222 | 0.33358 | 0.33283 | 0.33358 | 0
[6 empty] | 13 | 1670.3282 | 0.3337 | 0.33299 | 0.33332 | 0
[6 empty] | 13 | 1669.3314 | 0.33355 | 0.33306 | 0.33339 | 0
[6 empty] | 13 | 1669.2435 | 0.33373 | 0.3332 | 0.33307 | 0
[6 empty] | 13 | 1684.6566 | 0.37823 | 0.40278 | 0.21899 | 0
[6 empty] | 13 | 1550.7209 | 0.357 | 0.40335 | 0.23966 | 0
[6 empty] | 13 | 1530.2773 | 0.35376 | 0.40332 | 0.24292 | 0
[6 empty] | 13 | 1527.2441 | 0.35316 | 0.40331 | 0.24353 | 0
[6 empty] | 13 | 1527.2051 | 0.35327 | 0.40322 | 0.2435 | 0
[6 empty] | 13 | 1509.6595 | 0.34915 | 0.40338 | 0.24748 | 0
[6 empty] | 13 | 1319.4981 | 0.32065 | 0.38603 | 0.29331 | 0
[6 empty] | 13 | 1317.6222 | 0.32035 | 0.38617 | 0.29348 | 0
[6 empty] | 13 | 1307.2637 | 0.31859 | 0.39332 | 0.28809 | 0
[6 empty] | 13 | 1315.3964 | 0.31981 | 0.38619 | 0.294 | 0
[6 empty] | 13 | 1253.7276 | 0.30506 | 0.39096 | 0.30398 | 0
[6 empty] | 13 | 1252.3593 | 0.30469 | 0.39097 | 0.30434 | 0
[6 empty] | 13 | 1154.9653 | 0.27463 | 0.40033 | 0.32505 | 0
[6 empty] | 13 | 1215.5764 | 0.29229 | 0.38565 | 0.32206 | 0
[6 empty] | 13 | 1215.4957 | 0.29227 | 0.38565 | 0.32209 | 0
[6 empty] | 13 | 1215.2468 | 0.29219 | 0.38567 | 0.32214 | 0
[6 empty] | 13 | 1154.2833 | 0.27482 | 0.40009 | 0.32509 | 0
[6 empty] | 13 | 1154.2695 | 0.27483 | 0.40008 | 0.32509 | 0
[6 empty] | 13 | 1154.3939 | 0.27489 | 0.39999 | 0.32511 | 0
[6 empty] | 13 | 1155.094 | 0.27515 | 0.39981 | 0.32504 | 0
[6 empty] | 13 | 1324.7608 | 0.00020782 | -0.27833 | -0.72188 | 0
[6 empty] | 13 | 1289.368 | 0.00021094 | -0.33434 | -0.66587 | 0
[6 empty] | 13 | 1333.7322 | 0.0030903 | -0.27867 | -0.72442 | 0
[6 empty] | 13 | 3058.8254 | 0.083159 | -0.095301 | -0.98786 | 0
[6 empty] | 13 | 4400.0007 | 1.046e-16 | -1 | -1.875e-17 | 0
[6 empty] | 13 | 4171.4689 | 0.14165 | 0.019066 | -1.1607 | 0
[6 empty] | 13 | 4400.0007 | 1.3846e-17 | -1 | -3.0773e-17 | 0
[6 empty] | 13 | 1539.2485 | 0.071282 | -0.38725 | -0.68403 | 0
[6 empty] | 13 | 1539.3233 | 0.071486 | -0.38716 | -0.68433 | 0
[6 empty] | 13 | 1518.759 | 0.072344 | -0.37778 | -0.69457 | 0
[6 empty] | 13 | 1501.1089 | 0.073468 | -0.36927 | -0.70419 | 0
[6 empty] | 13 | 1651.8357 | 0.083049 | -0.2819 | -0.80115 | 0
[6 empty] | 13 | 1625.3985 | 0.082967 | -0.28585 | -0.79712 | 0
[6 empty] | 13 | 1577.2085 | 0.082107 | -0.29252 | -0.78958 | 0
[6 empty] | 13 | 4400.0007 | 1.901e-16 | -1 | 1.7752e-16 | 0
[6 empty] | 13 | 4400.0007 | 1.9141e-16 | -1 | 5.7726e-16 | 0
[6 empty] | 13 | 4400.0007 | 2.1788e-16 | -1 | 5.5122e-17 | 0
[6 empty] | 13 | 4400.0007 | 2.2439e-16 | -1 | -5.165e-17 | 0
[6 empty] | 13 | 5374.0439 | 0.36058 | 0.060949 | -1.4215 | 0
[6 empty] | 13 | 5422.4088 | 0.36429 | 0.065433 | -1.4297 | 0
[6 empty] | 13 | 5547.4128 | 0.37418 | 0.076508 | -1.4507 | 0
[6 empty] | 13 | 5582.5093 | 0.37772 | 0.078907 | -1.4566 | 0
[6 empty] | 13 | 5655.0597 | 0.38565 | 0.083809 | -1.4695 | 0
[6 empty] | 13 | 5734.2176 | 0.39408 | 0.088901 | -1.483 | 0
[6 empty] | 13 | 1361.2058 | 0.011903 | -0.27974 | -0.73216 | 0
[6 empty] | 13 | 1362.2204 | 0.012074 | -0.2797 | -0.73238 | 0
[6 empty] | 13 | 1787.1563 | 0.15242 | -0.31551 | -0.83691 | 0
[6 empty] | 13 | 1754.0356 | 0.14871 | -0.34942 | -0.7993 | 0
[6 empty] | 13 | 7129.4537 | 0.45788 | -0.25112 | 0.79324 | 0
[6 empty] | 13 | 1324.1032 | 1.2908e-17 | -0.27831 | -0.72169 | 0
[6 empty] | 13 | 1915.2508 | 0.17632 | -0.31462 | -0.8617 | 0
[6 empty] | 13 | 1981.6525 | 0.18859 | -0.3142 | -0.87439 | 0
[6 empty] | 13 | 1992.6877 | 0.19109 | -0.31765 | -0.87344 | 0
[6 empty] | 13 | 2016.5285 | 0.19401 | -0.31315 | -0.88086 | 0
[6 empty] | 13 | 1780.3115 | 0.13635 | 0.55617 | 0.30748 | 0
[6 empty] | 13 | 1814.0761 | 0.14036 | 0.55844 | 0.3012 | 0
[6 empty] | 13 | 1771.0737 | 0.13644 | 0.55506 | 0.3085 | 0
[6 empty] | 13 | 9227.0956 | 0.90916 | 0.21343 | -2.1226 | 0
[6 empty] | 13 | 1766.8179 | 0.13716 | 0.55428 | 0.30856 | 0
[6 empty] | 13 | 2190.3121 | 0.23314 | -0.38647 | -0.84668 | 0
[6 empty] | 13 | 2190.3673 | 0.23315 | -0.38648 | -0.84667 | 0
[6 empty] | 13 | 1765.7018 | 0.13738 | 0.55406 | 0.30857 | 0
[6 empty] | 13 | 2195.7937 | 0.2339 | -0.38679 | -0.84711 | 0
[6 empty] | 13 | 1759.1142 | 0.1388 | 0.55245 | 0.30875 | 0
[6 empty] | 13 | 1073.1163 | -0.1565 | -0.36227 | -0.48123 | 0
[6 empty] | 13 | 1828.017 | -0.27358 | -0.088347 | -0.63808 | 0
[6 empty] | 13 | 1827.4549 | -0.27357 | -0.088326 | -0.63811 | 0
[6 empty] | 13 | 1816.2081 | -0.2734 | -0.089894 | -0.6367 | 0
[6 empty] | 13 | 990.1348 | -0.17219 | -0.29427 | -0.53354 | 0
[6 empty] | 13 | 936.0191 | -0.22438 | -0.22458 | -0.55105 | 0
[6 empty] | 13 | 935.713 | -0.22455 | -0.22455 | -0.55091 | 0
[6 empty] | 13 | 933.4442 | -0.23249 | -0.22165 | -0.54586 | 0
[6 empty] | 13 | 854.824 | -0.25674 | -0.25674 | -0.48653 | 0
[6 empty] | 13 | 854.7631 | -0.25677 | -0.25675 | -0.48648 | 0
[6 empty] | 13 | 882.6904 | -0.30691 | -0.21258 | -0.48052 | 0
[6 empty] | 13 | 1492.5011 | -0.42841 | -0.30796 | -0.26364 | 0
[6 empty] | 13 | 881.8469 | -0.30781 | -0.21261 | -0.47958 | 0
[6 empty] | 13 | 1253.72 | -0.37521 | -0.34761 | -0.27718 | 0
[6 empty] | 13 | 1253.7774 | -0.37536 | -0.34745 | -0.27719 | 0
[6 empty] | 13 | 832.8582 | -0.2997 | -0.247 | -0.4533 | 0
[6 empty] | 13 | 825.9581 | -0.31818 | -0.24125 | -0.44057 | 0
[6 empty] | 13 | 779.2727 | -0.31818 | -0.28571 | -0.3961 | 0
[6 empty] | 13 | 752.2915 | -0.30936 | -0.34187 | -0.34877 | 0
[6 empty] | 13 | 730.1755 | -0.32208 | -0.33061 | -0.34731 | 0
[6 empty] | 13 | 731.219 | -0.32394 | -0.34406 | -0.33201 | 0
[6 empty] | 13 | 730.3777 | -0.32405 | -0.34378 | -0.33218 | 0
[6 empty] | 13 | 730.3851 | -0.32406 | -0.34379 | -0.33216 | 0
[6 empty] | 13 | 730.4683 | -0.32407 | -0.34384 | -0.33209 | 0
[6 empty] | 13 | 729.8012 | -0.32426 | -0.3433 | -0.33243 | 0
[6 empty] | 13 | 1133.2088 | -0.47466 | -0.17491 | -0.35043 | 0
[6 empty] | 13 | 724.0579 | -0.32562 | -0.334 | -0.34039 | 0
[6 empty] | 13 | 1211.2736 | -0.49157 | -0.20593 | -0.3025 | 0
[6 empty] | 13 | 1211.3823 | -0.49167 | -0.2058 | -0.30253 | 0
[6 empty] | 13 | 728.1804 | -0.3261 | -0.34188 | -0.33203 | 0
[6 empty] | 13 | 723.2338 | -0.32609 | -0.33591 | -0.338 | 0
[6 empty] | 13 | 722.0595 | -0.32677 | -0.33535 | -0.33788 | 0
[6 empty] | 13 | 726.58 | -0.32743 | -0.34052 | -0.33204 | 0
[6 empty] | 13 | 727.1557 | -0.3284 | -0.33987 | -0.33173 | 0
[6 empty] | 13 | 722.6686 | -0.32827 | -0.33776 | -0.33397 | 0
[6 empty] | 13 | 722.1969 | -0.32823 | -0.33746 | -0.33431 | 0
[6 empty] | 13 | 727.6827 | -0.32954 | -0.33903 | -0.33143 | 0
[6 empty] | 13 | 720.4346 | -0.32828 | -0.3358 | -0.33592 | 0
[6 empty] | 13 | 807.5001 | -0.37739 | -0.2206 | -0.40201 | 0
[6 empty] | 13 | 720.577 | -0.32866 | -0.33518 | -0.33616 | 0
[6 empty] | 13 | 730.8092 | -0.33103 | -0.33828 | -0.33069 | 0
[6 empty] | 13 | 731.9826 | -0.33142 | -0.33813 | -0.33045 | 0
[6 empty] | 13 | 732.2042 | -0.3315 | -0.33807 | -0.33042 | 0
[6 empty] | 13 | 732.8004 | -0.33175 | -0.33786 | -0.33038 | 0
[6 empty] | 13 | 990.7161 | -0.42137 | -0.26746 | -0.31117 | 0
[6 empty] | 13 | 990.6489 | -0.42135 | -0.26747 | -0.31117 | 0
[6 empty] | 13 | 721.1551 | -0.32936 | -0.33411 | -0.33653 | 0
[6 empty] | 13 | 728.5862 | -0.33133 | -0.33581 | -0.33286 | 0
[6 empty] | 13 | 806.9494 | -0.37816 | -0.22063 | -0.40122 | 0
[6 empty] | 13 | 732.3335 | -0.33333 | -0.33333 | -0.33333 | 0
[6 empty] | 13 | 728.5963 | -0.33524 | -0.32296 | -0.3418 | 0
[6 empty] | 13 | 850.0944 | -0.39552 | -0.20868 | -0.3958 | 0
[6 empty] | 13 | 746.8479 | -0.34929 | -0.29651 | -0.3542 | 0
[6 empty] | 13 | 1132.6237 | -0.48602 | -0.19403 | -0.31994 | 0
[6 empty] | 13 | 1132.2874 | -0.48596 | -0.19406 | -0.31998 | 0
[6 empty] | 13 | 759.0689 | -0.35832 | -0.27987 | -0.36181 | 0
[6 empty] | 13 | 1077.4284 | -0.47494 | -0.20057 | -0.32448 | 0
[6 empty] | 13 | 1028.6705 | -0.46087 | -0.19922 | -0.33991 | 0
[6 empty] | 13 | 1054.3841 | -0.46662 | -0.21099 | -0.32238 | 0
[6 empty] | 13 | 804.8189 | -0.39006 | -0.2196 | -0.39033 | 0
[6 empty] | 13 | 804.5432 | -0.39027 | -0.21985 | -0.38988 | 0
[6 empty] | 13 | 974.2928 | -0.43919 | -0.23634 | -0.32447 | 0
[6 empty] | 13 | 975.5473 | -0.43981 | -0.23565 | -0.32454 | 0
[6 empty] | 13 | 822.5247 | -0.39728 | -0.21923 | -0.38349 | 0
[6 empty] | 13 | 958.6254 | -0.43478 | -0.23616 | -0.32906 | 0
[6 empty] | 13 | 827.7093 | -0.39906 | -0.21886 | -0.38208 | 0
[6 empty] | 13 | 873.5409 | -0.41124 | -0.22707 | -0.36169 | 0
[6 empty] | 13 | 928.7351 | -0.42579 | -0.23733 | -0.33688 | 0
[6 empty] | 13 | 4400.0007 | -6.9879e-17 | -1 | 4.2361e-17 | 0
[6 empty] | 13 | 4400.0007 | -8.073e-16 | -1 | -1.1675e-15 | 0
[6 empty] | 13 | 4400.0007 | -9.0278e-17 | -1 | -1.8099e-16 | 0
[6 empty] | 13 | 7725.8601 | -0.15799 | 0.2535 | 0.90449 | 0
[6 empty] | 13 | 7718.3963 | -0.15855 | 0.25469 | 0.90386 | 0
[6 empty] | 13 | 7717.7734 | -0.15854 | 0.25467 | 0.90387 | 0
[6 empty] | 13 | 1289.0021 | -4.3546e-17 | -0.33386 | -0.66614 | 0
[6 empty] | 13 | 3204.5222 | -0.092672 | 0.8008 | 0.29187 | 0
[6 empty] | 13 | 3210.4054 | -0.093473 | 0.80164 | 0.29183 | 0
[6 empty] | 13 | 3268.5809 | -0.10127 | 0.80972 | 0.29155 | 0
[6 empty] | 13 | 10699.1365 | -0.37768 | 0.2471 | 1.1306 | 0
[6 empty] | 13 | 10717.9236 | -0.37836 | 0.24654 | 1.1318 | 0
[6 empty] | 13 | 8211.1382 | -0.31039 | 0.37953 | 0.93085 | 0
[6 empty] | 13 | 8205.4054 | -0.31018 | 0.38004 | 0.93013 | 0
[6 empty] | 13 | 8218.1885 | -0.31143 | 0.37986 | 0.93156 | 0
[6 empty] | 13 | 8218.9238 | -0.31146 | 0.3799 | 0.93156 | 0
[6 empty] | 13 | 2886.9458 | -0.14554 | -0.012341 | -0.84212 | 0
[6 empty] | 13 | 2916.7591 | -0.14758 | -0.0080592 | -0.84436 | 0
[6 empty] | 13 | 4400.0007 | -2.0703e-16 | -1 | -3.4722e-16 | 0
[6 empty] | 13 | 2620.5708 | -0.25107 | -0.0035867 | -0.74535 | 0
[6 empty] | 13 | 1957.9916 | -0.19881 | -0.10148 | -0.69972 | 0
[6 empty] | 13 | 1952.4325 | -0.19976 | -0.10171 | -0.69853 | 0
[6 empty] | 13 | 2488.3794 | -0.028223 | -0.11113 | -0.86065 | 0
[6 empty] | 14 | 7792.1808 | -0.31113 | 0.37959 | 0.93154 | 0
[6 empty] | 14 | 1666.6686 | 0.33333 | 0.33333 | 0.33333 | 0
[6 empty] | 14 | 1842.2048 | 0.39459 | 0.41533 | 0.19008 | 0
[6 empty] | 14 | 1750.8487 | -0.23966 | -0.12688 | -0.63346 | 0
[6 empty] | 14 | 7247.0385 | -0.15794 | 0.25427 | 0.90368 | 0
[6 empty] | 14 | 1470.7494 | 0.29129 | 0.34707 | 0.36164 | 0
[6 empty] | 14 | 1314.6771 | 0.31866 | 0.39336 | 0.28798 | 0
[6 empty] | 14 | 1147.6638 | 0.27497 | 0.40009 | 0.32494 | 0
[6 empty] | 14 | 1575.3032 | 0.075168 | -0.35354 | -0.72163 | 0
[6 empty] | 14 | 4399.995 | 2.7562e-17 | -1 | -3.3388e-17 | 0
[6 empty] | 14 | 1761.8146 | 0.12468 | -0.31627 | -0.80841 | 0
[6 empty] | 14 | 866.5056 | -0.30191 | -0.22519 | -0.4729 | 0
[6 empty] | 14 | 1007.6899 | -0.42789 | -0.25699 | -0.31512 | 0
[6 empty] | 14 | 1121.3711 | -0.47915 | -0.19783 | -0.32302 | 0
[6 empty] | 14 | 718.4765 | -0.33315 | -0.32672 | -0.34013 | 0
[6 empty] | 14 | 7798.8609 | -0.3114 | 0.37916 | 0.93224 | 0
[6 empty] | 14 | 10082.2567 | 1.4695 | -0.93494 | -1.5346 | 0
[6 empty] | 14 | 10083.4358 | 1.4697 | -0.93505 | -1.5347 | 0
[6 empty] | 14 | 4202.9477 | 0.60022 | 0.075856 | 0.32392 | 0
[6 empty] | 14 | 4195.7949 | 0.60051 | 0.076951 | 0.32254 | 0
[6 empty] | 14 | 4188.2343 | 0.59963 | 0.077624 | 0.32275 | 0
[6 empty] | 14 | 4186.635 | 0.59938 | 0.077591 | 0.32302 | 0
[6 empty] | 14 | 4186.4861 | 0.5994 | 0.077588 | 0.32301 | 0
[6 empty] | 14 | 4153.1823 | 0.59583 | 0.080997 | 0.32318 | 0
[6 empty] | 14 | 4136.3106 | 0.59391 | 0.08267 | 0.32342 | 0
[6 empty] | 14 | 3656.0905 | 0.62539 | 0.50081 | -0.1262 | 0
[6 empty] | 14 | 3547.3448 | 0.61327 | 0.49472 | -0.10799 | 0
[6 empty] | 14 | 3482.1398 | 0.6048 | 0.49175 | -0.096557 | 0
[6 empty] | 14 | 3292.5152 | 0.60094 | 0.46812 | -0.069059 | 0
[6 empty] | 14 | 3161.8255 | 0.5824 | 0.46323 | -0.045633 | 0
[6 empty] | 14 | 1464.8823 | 0.28964 | 0.34741 | 0.36295 | 0
[6 empty] | 14 | 1464.0996 | 0.28963 | 0.34751 | 0.36286 | 0
[6 empty] | 14 | 1461.5514 | 0.28972 | 0.34786 | 0.36242 | 0
[6 empty] | 14 | 1958.8824 | 0.41307 | 0.41538 | 0.17156 | 0
[6 empty] | 14 | 1958.8874 | 0.41308 | 0.41536 | 0.17156 | 0
[6 empty] | 14 | 1856.0227 | 0.39688 | 0.4156 | 0.18752 | 0
[6 empty] | 14 | 1840.9745 | 0.39467 | 0.4151 | 0.19023 | 0
[6 empty] | 14 | 1244.5473 | 0.29604 | 0.38088 | 0.32308 | 0
[6 empty] | 14 | 1308.8599 | 0.31721 | 0.39355 | 0.28924 | 0
[6 empty] | 14 | 1315.2264 | 0.32087 | 0.38595 | 0.29318 | 0
[6 empty] | 14 | 1312.3935 | 0.32037 | 0.38641 | 0.29322 | 0
[6 empty] | 14 | 1311.9017 | 0.32034 | 0.38616 | 0.2935 | 0
[6 empty] | 14 | 1307.6331 | 0.31931 | 0.38619 | 0.2945 | 0
[6 empty] | 14 | 1255.41 | 0.30515 | 0.39144 | 0.30341 | 0
[6 empty] | 14 | 1262.7395 | 0.30735 | 0.39006 | 0.30259 | 0
[6 empty] | 14 | 1157.2672 | 0.2776 | 0.39964 | 0.32276 | 0
[6 empty] | 14 | 1147.4556 | 0.27483 | 0.40014 | 0.32503 | 0
[6 empty] | 14 | 1148.8424 | 0.27529 | 0.40005 | 0.32466 | 0
[6 empty] | 14 | 1147.3283 | 0.27488 | 0.4001 | 0.32502 | 0
[6 empty] | 14 | 1147.3244 | 0.27487 | 0.4001 | 0.32502 | 0
[6 empty] | 14 | 1204.6858 | 0.29243 | 0.38534 | 0.32223 | 0
[6 empty] | 14 | 1221.8202 | 0.29727 | 0.38574 | 0.31699 | 0
[6 empty] | 14 | 1203.3394 | 0.2924 | 0.38555 | 0.32205 | 0
[6 empty] | 14 | 1351.5535 | 0.0021597 | -0.29288 | -0.70928 | 0
[6 empty] | 14 | 1398.8999 | 0.022609 | -0.29739 | -0.72522 | 0
[6 empty] | 14 | 1404.2151 | 0.025194 | -0.29815 | -0.72704 | 0
[6 empty] | 14 | 2785.662 | 0.049858 | -0.13843 | -0.91143 | 0
[6 empty] | 14 | 1396.1498 | 0.027409 | -0.30295 | -0.72446 | 0
[6 empty] | 14 | 2858.0164 | 0.059508 | -0.13464 | -0.92486 | 0
[6 empty] | 14 | 1424.5357 | 0.036165 | -0.30224 | -0.73393 | 0
[6 empty] | 14 | 4027.52 | 0.12926 | -0.032898 | -1.0964 | 0
[6 empty] | 14 | 4066.5164 | 0.13384 | -0.030597 | -1.1032 | 0
[6 empty] | 14 | 1317.2387 | 0.00049029 | -0.30261 | -0.69788 | 0
[6 empty] | 14 | 4399.995 | 1.6509e-14 | -1 | 1.6879e-14 | 0
[6 empty] | 14 | 1577.986 | 0.075111 | -0.35416 | -0.72095 | 0
[6 empty] | 14 | 1574.9041 | 0.075151 | -0.35348 | -0.72167 | 0
[6 empty] | 14 | 1537.2088 | 0.077036 | -0.33494 | -0.74209 | 0
[6 empty] | 14 | 1535.6959 | 0.077304 | -0.33384 | -0.74347 | 0
[6 empty] | 14 | 1634.8454 | 0.081858 | -0.30078 | -0.78108 | 0
[6 empty] | 14 | 1629.85 | 0.081812 | -0.3015 | -0.78031 | 0
[6 empty] | 14 | 1658.6873 | 0.083668 | -0.29879 | -0.78488 | 0
[6 empty] | 14 | 1707.2664 | 0.086823 | -0.29446 | -0.79237 | 0
[6 empty] | 14 | 1560.7247 | 0.080595 | -0.31081 | -0.76978 | 0
[6 empty] | 14 | 1613.2764 | 0.098256 | -0.31724 | -0.78102 | 0
[6 empty] | 14 | 1613.103 | 0.10026 | -0.32737 | -0.7729 | 0
[6 empty] | 14 | 5290.8526 | 0.34283 | 0.0096863 | -1.3525 | 0
[6 empty] | 14 | 5279.919 | 0.34269 | 0.0084722 | -1.3512 | 0
[6 empty] | 14 | 5279.5756 | 0.34267 | 0.0084173 | -1.3511 | 0
[6 empty] | 14 | 1771.9972 | 0.12651 | -0.31624 | -0.81027 | 0
[6 empty] | 14 | 1340.3379 | 0.010204 | -0.30452 | -0.70568 | 0
[6 empty] | 14 | 1341.1528 | 0.01054 | -0.30458 | -0.70596 | 0
[6 empty] | 14 | 6502.9322 | 0.45792 | -0.2524 | 0.79448 | 0
[6 empty] | 14 | 6484.2068 | 0.4572 | -0.25037 | 0.79317 | 0
[6 empty] | 14 | 1905.0953 | 0.15714 | -0.35236 | -0.80478 | 0
[6 empty] | 14 | 1907.5357 | 0.15754 | -0.35261 | -0.80493 | 0
[6 empty] | 14 | 1908.3802 | 0.15781 | -0.35274 | -0.80508 | 0
[6 empty] | 14 | 4399.995 | 3.6024e-16 | -1 | 4.3377e-16 | 0
[6 empty] | 14 | 1863.6206 | 0.13388 | 0.5582 | 0.30792 | 0
[6 empty] | 14 | 1860.0834 | 0.13445 | 0.55758 | 0.30796 | 0
[6 empty] | 14 | 1862.9914 | 0.13519 | 0.55759 | 0.30722 | 0
[6 empty] | 14 | 1857.2004 | 0.1349 | 0.55709 | 0.30801 | 0
[6 empty] | 14 | 1857.0845 | 0.13489 | 0.55707 | 0.30804 | 0
[6 empty] | 14 | 1590.2436 | 0.015221 | -0.26923 | -0.74599 | 0
[6 empty] | 14 | 1774.4116 | -0.23249 | -0.12717 | -0.64034 | 0
[6 empty] | 14 | 1754.4641 | -0.23858 | -0.12694 | -0.63448 | 0
[6 empty] | 14 | 1042.4826 | -0.15158 | -0.27278 | -0.57564 | 0
[6 empty] | 14 | 1737.6142 | -0.2408 | -0.12804 | -0.63116 | 0
[6 empty] | 14 | 1037.1582 | -0.15451 | -0.27248 | -0.57301 | 0
[6 empty] | 14 | 1085.7671 | -0.17243 | -0.24456 | -0.58301 | 0
[6 empty] | 14 | 1079.5397 | -0.17865 | -0.24248 | -0.57887 | 0
[6 empty] | 14 | 1707.6868 | -0.26813 | -0.12051 | -0.61136 | 0
[6 empty] | 14 | 1710.5491 | -0.26867 | -0.11996 | -0.61137 | 0
[6 empty] | 14 | 1586.038 | -0.26185 | -0.13837 | -0.59978 | 0
[6 empty] | 14 | 1577.5831 | -0.26169 | -0.13958 | -0.59873 | 0
[6 empty] | 14 | 992.901 | -0.17955 | -0.26798 | -0.55247 | 0
[6 empty] | 14 | 986.8969 | -0.18345 | -0.26588 | -0.55067 | 0
[6 empty] | 14 | 986.6127 | -0.18361 | -0.26586 | -0.55054 | 0
[6 empty] | 14 | 986.0538 | -0.18379 | -0.2662 | -0.55001 | 0
[6 empty] | 14 | 1048.4258 | -0.20653 | -0.23393 | -0.55953 | 0
[6 empty] | 14 | 925.8836 | -0.21494 | -0.28302 | -0.50204 | 0
[6 empty] | 14 | 920.698 | -0.21765 | -0.28442 | -0.49793 | 0
[6 empty] | 14 | 1136.674 | -0.27338 | -0.41223 | -0.31439 | 0
[6 empty] | 14 | 862.9727 | -0.24849 | -0.29889 | -0.45263 | 0
[6 empty] | 14 | 1476.1445 | -0.42461 | -0.30786 | -0.26753 | 0
[6 empty] | 14 | 1271.2957 | -0.37931 | -0.34054 | -0.28015 | 0
[6 empty] | 14 | 1265.9906 | -0.37906 | -0.34031 | -0.28063 | 0
[6 empty] | 14 | 872.8579 | -0.27853 | -0.23463 | -0.48684 | 0
[6 empty] | 14 | 871.0829 | -0.27996 | -0.23423 | -0.4858 | 0
[6 empty] | 14 | 870.6903 | -0.28015 | -0.23437 | -0.48548 | 0
[6 empty] | 14 | 873.7187 | -0.29201 | -0.22669 | -0.48129 | 0
[6 empty] | 14 | 872.2101 | -0.2925 | -0.22677 | -0.48072 | 0
[6 empty] | 14 | 861.4351 | -0.29659 | -0.23117 | -0.47224 | 0
[6 empty] | 14 | 866.6184 | -0.30201 | -0.22515 | -0.47284 | 0
[6 empty] | 14 | 792.3522 | -0.28699 | -0.34136 | -0.37164 | 0
[6 empty] | 14 | 855.3771 | -0.31311 | -0.22596 | -0.46092 | 0
[6 empty] | 14 | 853.4714 | -0.31558 | -0.22601 | -0.45841 | 0
[6 empty] | 14 | 747.0239 | -0.31996 | -0.31128 | -0.36876 | 0
[6 empty] | 14 | 727.0481 | -0.32053 | -0.34344 | -0.33602 | 0
[6 empty] | 14 | 1195.131 | -0.48663 | -0.20677 | -0.3066 | 0
[6 empty] | 14 | 1193.3128 | -0.48649 | -0.20675 | -0.30676 | 0
[6 empty] | 14 | 1193.2445 | -0.48653 | -0.20661 | -0.30686 | 0
[6 empty] | 14 | 1190.2014 | -0.48584 | -0.2072 | -0.30696 | 0
[6 empty] | 14 | 722.3531 | -0.3231 | -0.34373 | -0.33317 | 0
[6 empty] | 14 | 722.2736 | -0.32313 | -0.34373 | -0.33314 | 0
[6 empty] | 14 | 720.3741 | -0.32417 | -0.34375 | -0.33208 | 0
[6 empty] | 14 | 720.2433 | -0.32425 | -0.34367 | -0.33208 | 0
[6 empty] | 14 | 719.8511 | -0.32465 | -0.34328 | -0.33207 | 0
[6 empty] | 14 | 719.732 | -0.3248 | -0.34314 | -0.33206 | 0
[6 empty] | 14 | 1002.3595 | -0.42589 | -0.25881 | -0.3153 | 0
[6 empty] | 14 | 719.4863 | -0.32475 | -0.34208 | -0.33318 | 0
[6 empty] | 14 | 719.0785 | -0.32557 | -0.34237 | -0.33206 | 0
[6 empty] | 14 | 1122.1515 | -0.47055 | -0.18213 | -0.34732 | 0
[6 empty] | 14 | 1121.2729 | -0.47038 | -0.18225 | -0.34737 | 0
[6 empty] | 14 | 716.7087 | -0.32833 | -0.33958 | -0.33209 | 0
[6 empty] | 14 | 717.3592 | -0.32934 | -0.33882 | -0.33184 | 0
[6 empty] | 14 | 717.377 | -0.32935 | -0.33882 | -0.33184 | 0
[6 empty] | 14 | 716.9904 | -0.32925 | -0.33872 | -0.33203 | 0
[6 empty] | 14 | 715.6526 | -0.3289 | -0.33838 | -0.33272 | 0
[6 empty] | 14 | 715.4505 | -0.32891 | -0.33816 | -0.33294 | 0
[6 empty] | 14 | 723.2822 | -0.33185 | -0.33734 | -0.3308 | 0
[6 empty] | 14 | 722.908 | -0.33172 | -0.33744 | -0.33084 | 0
[6 empty] | 14 | 723.2185 | -0.33184 | -0.33735 | -0.33081 | 0
[6 empty] | 14 | 721.9657 | -0.33138 | -0.33764 | -0.33098 | 0
[6 empty] | 14 | 722.0544 | -0.33143 | -0.33761 | -0.33097 | 0
[6 empty] | 14 | 715.1127 | -0.32909 | -0.33732 | -0.33358 | 0
[6 empty] | 14 | 714.2042 | -0.32922 | -0.33397 | -0.33681 | 0
[6 empty] | 14 | 721.9116 | -0.33224 | -0.33527 | -0.33249 | 0
[6 empty] | 14 | 720.9464 | -0.33194 | -0.33517 | -0.33289 | 0
[6 empty] | 14 | 719.6939 | -0.33156 | -0.33501 | -0.33344 | 0
[6 empty] | 14 | 724.1951 | -0.33337 | -0.33387 | -0.33276 | 0
[6 empty] | 14 | 713.7954 | -0.3298 | -0.33407 | -0.33613 | 0
[6 empty] | 14 | 713.6063 | -0.32988 | -0.33352 | -0.3366 | 0
[6 empty] | 14 | 714.0566 | -0.33041 | -0.33207 | -0.33753 | 0
[6 empty] | 14 | 1120.661 | -0.47905 | -0.19798 | -0.32297 | 0
[6 empty] | 14 | 717.2425 | -0.3325 | -0.32814 | -0.33936 | 0
[6 empty] | 14 | 718.1674 | -0.33292 | -0.32774 | -0.33934 | 0
[6 empty] | 14 | 1032.1886 | -0.45987 | -0.21269 | -0.32744 | 0
[6 empty] | 14 | 1041.8172 | -0.46352 | -0.20716 | -0.32932 | 0
[6 empty] | 14 | 995.9642 | -0.44758 | -0.22379 | -0.32863 | 0
[6 empty] | 14 | 991.999 | -0.44621 | -0.22505 | -0.32874 | 0
[6 empty] | 14 | 991.2666 | -0.44596 | -0.22526 | -0.32878 | 0
[6 empty] | 14 | 988.6468 | -0.44507 | -0.22601 | -0.32892 | 0
[6 empty] | 14 | 1017.6382 | -0.4566 | -0.20613 | -0.33728 | 0
[6 empty] | 14 | 984.4436 | -0.44444 | -0.22222 | -0.33333 | 0
[6 empty] | 14 | 955.704 | -0.43479 | -0.22946 | -0.33575 | 0
[6 empty] | 14 | 839.3553 | -0.39115 | -0.2177 | -0.39115 | 0
[6 empty] | 14 | 839.3441 | -0.39115 | -0.2177 | -0.39115 | 0
[6 empty] | 14 | 938.3051 | -0.43209 | -0.21454 | -0.35336 | 0
[6 empty] | 14 | 831.499 | -0.39013 | -0.2196 | -0.39027 | 0
[6 empty] | 14 | 831.7413 | -0.39024 | -0.21953 | -0.39024 | 0
[6 empty] | 14 | 921.644 | -0.42687 | -0.21644 | -0.35668 | 0
[6 empty] | 14 | 921.735 | -0.42693 | -0.21627 | -0.3568 | 0
[6 empty] | 14 | 1843.037 | -0.022325 | -0.21781 | -0.75987 | 0
[6 empty] | 14 | 1338.9741 | -1.8872e-16 | -0.29487 | -0.70513 | 0
[6 empty] | 14 | 1316.3638 | -2.5532e-16 | -0.30241 | -0.69759 | 0
[6 empty] | 14 | 2336.9713 | -0.043386 | -0.14503 | -0.81158 | 0
[6 empty] | 14 | 2336.9906 | -0.043387 | -0.14504 | -0.81158 | 0
[6 empty] | 14 | 4399.995 | -8.2777e-17 | -1 | -2.414e-17 | 0
[6 empty] | 14 | 1338.9741 | -2.8008e-16 | -0.29487 | -0.70513 | 0
[6 empty] | 14 | 1346.0924 | -2.9792e-16 | -0.29256 | -0.70744 | 0
[6 empty] | 14 | 7246.257 | -0.15793 | 0.25424 | 0.90369 | 0
[6 empty] | 14 | 7254.1975 | -0.15881 | 0.25452 | 0.90429 | 0
[6 empty] | 14 | 4399.995 | -1.0775e-16 | -1 | 2.0625e-16 | 0
[6 empty] | 14 | 4399.995 | -1.4336e-16 | -1 | 2.4417e-15 | 0
[6 empty] | 14 | 10173.2592 | -0.37686 | 0.24691 | 1.13 | 0
[6 empty] | 14 | 10164.2165 | -0.37653 | 0.24769 | 1.1288 | 0
[6 empty] | 14 | 7798.6491 | -0.31139 | 0.37915 | 0.93224 | 0
[6 empty] | 14 | 7792.075 | -0.31112 | 0.37958 | 0.93154 | 0
[6 empty] | 14 | 2908.4054 | -0.12844 | -0.046458 | -0.8251 | 0
[6 empty] | 14 | 4399.995 | -1.9885e-17 | -1 | 1.1469e-16 | 0
[6 empty] | 14 | 4399.995 | -1.9885e-17 | -1 | -2.3585e-17 | 0
[6 empty] | 14 | 3691.1788 | -0.15233 | 0.86745 | 0.28489 | 0
[6 empty] | 14 | 2873.2149 | -0.13205 | -0.04892 | -0.81903 | 0
[6 empty] | 14 | 4399.995 | -2.2428e-17 | -1 | 1.4474e-17 | 0
[6 empty] | 14 | 3894.0508 | -0.18412 | 0.9017 | 0.28242 | 0
[6 empty] | 14 | 3894.2298 | -0.18413 | 0.9017 | 0.28244 | 0
[6 empty] | 14 | 3896.144 | -0.18423 | 0.90202 | 0.28221 | 0
[6 empty] | 14 | 3898.1142 | -0.18469 | 0.90233 | 0.28236 | 0
[6 empty] | 14 | 3900.3456 | -0.1848 | 0.90264 | 0.28216 | 0
[6 empty] | 14 | 2639.7326 | -0.19431 | -0.048647 | -0.75704 | 0
[6 empty] | 14 | 1172.0917 | -0.11059 | -0.26226 | -0.62715 | 0
[6 empty] | 14 | 1902.2626 | -0.18175 | -0.13412 | -0.68413 | 0
[6 empty] | 14 | 1782.0756 | -0.017402 | -0.22802 | -0.75458 | 0
[6 empty] | 14 | 1888.2756 | -0.18673 | -0.13358 | -0.67968 | 0
[6 empty] | 14 | 1873.1993 | -0.19411 | -0.13215 | -0.67375 | 0
[6 empty] | 14 | 1147.9558 | -0.12595 | -0.25805 | -0.616 | 0
[6 empty] | 14 | 1144.892 | -0.12784 | -0.25757 | -0.61459 | 0
[6 empty] | 15 | 2227.1034 | -0.26516 | -0.11434 | -0.62049 | 0
[6 empty] | 15 | 4000.7281 | 0.60003 | 0.077134 | 0.32284 | 0
[6 empty] | 15 | 3996.4482 | 0.59941 | 0.077412 | 0.32317 | 0
[6 empty] | 15 | 1310.2427 | 0.30529 | 0.39157 | 0.30313 | 0
[6 empty] | 15 | 1295.1704 | -0.38596 | -0.32922 | -0.28482 | 0
[6 empty] | 15 | 735.1007 | -0.32933 | -0.33856 | -0.33211 | 0
[6 empty] | 15 | 740.9672 | -0.33222 | -0.33654 | -0.33123 | 0
[6 empty] | 15 | 739.3011 | -0.33306 | -0.33428 | -0.33266 | 0
[6 empty] | 15 | 1156.1206 | -0.47594 | -0.20935 | -0.31472 | 0
[6 empty] | 15 | 1012.4395 | -0.4519 | -0.21419 | -0.33391 | 0
[6 empty] | 15 | 10870.4152 | 1.4641 | -0.93293 | -1.5311 | 0
[6 empty] | 15 | 10902.0826 | 1.4687 | -0.93429 | -1.5344 | 0
[6 empty] | 15 | 3985.3621 | 0.63792 | 0.4858 | -0.12373 | 0
[6 empty] | 15 | 3952.6978 | 0.63383 | 0.48481 | -0.11864 | 0
[6 empty] | 15 | 3917.0436 | 0.62945 | 0.48364 | -0.11309 | 0
[6 empty] | 15 | 3996.9216 | 0.59939 | 0.077415 | 0.32319 | 0
[6 empty] | 15 | 3997.6732 | 0.59965 | 0.07744 | 0.32292 | 0
[6 empty] | 15 | 3996.2201 | 0.59943 | 0.077409 | 0.32316 | 0
[6 empty] | 15 | 3941.6035 | 0.59333 | 0.083705 | 0.32297 | 0
[6 empty] | 15 | 3843.754 | 0.58118 | 0.093713 | 0.32511 | 0
[6 empty] | 15 | 1672.6446 | 0.33319 | 0.33219 | 0.33463 | 0
[6 empty] | 15 | 1666.6663 | 0.33333 | 0.33333 | 0.33333 | 0
[6 empty] | 15 | 1466.5438 | 0.29207 | 0.3456 | 0.36233 | 0
[6 empty] | 15 | 1447.2183 | 0.28932 | 0.34748 | 0.3632 | 0
[6 empty] | 15 | 1446.0559 | 0.28926 | 0.34765 | 0.36308 | 0
[6 empty] | 15 | 1445.9659 | 0.28925 | 0.34767 | 0.36307 | 0
[6 empty] | 15 | 1383.8309 | 0.31831 | 0.39394 | 0.28775 | 0
[6 empty] | 15 | 1383.1193 | 0.31825 | 0.39384 | 0.28791 | 0
[6 empty] | 15 | 1392.2164 | 0.32182 | 0.38611 | 0.29207 | 0
[6 empty] | 15 | 1382.0011 | 0.32032 | 0.38655 | 0.29313 | 0
[6 empty] | 15 | 1380.0716 | 0.31998 | 0.38682 | 0.2932 | 0
[6 empty] | 15 | 1380.4974 | 0.32009 | 0.38664 | 0.29327 | 0
[6 empty] | 15 | 1306.1781 | 0.30448 | 0.39156 | 0.30396 | 0
[6 empty] | 15 | 1192.6516 | 0.27435 | 0.40075 | 0.3249 | 0
[6 empty] | 15 | 1192.5085 | 0.27443 | 0.40057 | 0.32501 | 0
[6 empty] | 15 | 1192.1896 | 0.27443 | 0.40064 | 0.32493 | 0
[6 empty] | 15 | 1192.1719 | 0.27444 | 0.40063 | 0.32494 | 0
[6 empty] | 15 | 1192.8336 | 0.27474 | 0.4004 | 0.32485 | 0
[6 empty] | 15 | 1243.8777 | 0.29245 | 0.38548 | 0.32208 | 0
[6 empty] | 15 | 1240.0831 | 0.29204 | 0.38592 | 0.32204 | 0
[6 empty] | 15 | 1239.592 | 0.29202 | 0.38602 | 0.32196 | 0
[6 empty] | 15 | 1239.1978 | 0.29192 | 0.38613 | 0.32195 | 0
[6 empty] | 15 | 4400.0083 | 4.4547e-16 | -1 | 3.9971e-16 | 0
[6 empty] | 15 | 4400.0083 | 6.2771e-15 | -1 | 5.9936e-15 | 0
[6 empty] | 15 | 3284.2842 | 0.074991 | -0.15393 | -0.92106 | 0
[6 empty] | 15 | 3284.388 | 0.075882 | -0.1544 | -0.92149 | 0
[6 empty] | 15 | 4400.0083 | 8.4639e-17 | -1 | 1.1461e-16 | 0
[6 empty] | 15 | 1751.7168 | 0.071936 | -0.31835 | -0.75359 | 0
[6 empty] | 15 | 1767.7473 | 0.078143 | -0.31786 | -0.76028 | 0
[6 empty] | 15 | 1771.4967 | 0.078817 | -0.31767 | -0.76115 | 0
[6 empty] | 15 | 1770.8667 | 0.078795 | -0.31774 | -0.76105 | 0
[6 empty] | 15 | 1769.9105 | 0.078759 | -0.31786 | -0.7609 | 0
[6 empty] | 15 | 1770.5382 | 0.079048 | -0.31792 | -0.76113 | 0
[6 empty] | 15 | 1770.8013 | 0.079057 | -0.31791 | -0.76115 | 0
[6 empty] | 15 | 5672.7474 | 0.32863 | -0.043476 | -1.2852 | 0
[6 empty] | 15 | 5682.549 | 0.32991 | -0.043108 | -1.2868 | 0
[6 empty] | 15 | 4400.0083 | 2.5918e-16 | -1 | 2.5068e-16 | 0
[6 empty] | 15 | 4400.0083 | 2.8672e-16 | -1 | 6.0746e-16 | 0
[6 empty] | 15 | 2066.9462 | 0.13644 | 0.55533 | 0.30823 | 0
[6 empty] | 15 | 2062.0025 | 0.13722 | 0.55454 | 0.30824 | 0
[6 empty] | 15 | 4400.0083 | 3.0616e-16 | -1 | 3.0292e-16 | 0
[6 empty] | 15 | 4400.0083 | 3.3694e-16 | -1 | 6.2771e-16 | 0
[6 empty] | 15 | 5731.3318 | 0.45691 | -0.25061 | 0.7937 | 0
[6 empty] | 15 | 5724.6578 | 0.45685 | -0.24984 | 0.79299 | 0
[6 empty] | 15 | 1216.4664 | -0.17822 | -0.26776 | -0.55401 | 0
[6 empty] | 15 | 1359.0197 | -0.20153 | -0.23592 | -0.56255 | 0
[6 empty] | 15 | 1068.0956 | -0.30117 | -0.22731 | -0.47153 | 0
[6 empty] | 15 | 1067.9115 | -0.3013 | -0.22727 | -0.47143 | 0
[6 empty] | 15 | 1067.5143 | -0.30149 | -0.22727 | -0.47123 | 0
[6 empty] | 15 | 1124.1285 | -0.27636 | -0.40965 | -0.31399 | 0
[6 empty] | 15 | 1436.6152 | -0.41695 | -0.30759 | -0.27547 | 0
[6 empty] | 15 | 1430.9368 | -0.41589 | -0.30825 | -0.27586 | 0
[6 empty] | 15 | 740.96 | -0.32365 | -0.34454 | -0.33181 | 0
[6 empty] | 15 | 738.3128 | -0.32391 | -0.34404 | -0.33205 | 0
[6 empty] | 15 | 738.0205 | -0.32425 | -0.3437 | -0.33206 | 0
[6 empty] | 15 | 737.696 | -0.3248 | -0.34315 | -0.33205 | 0
[6 empty] | 15 | 934.3853 | -0.41571 | -0.2174 | -0.36689 | 0
[6 empty] | 15 | 934.4358 | -0.41573 | -0.21739 | -0.36687 | 0
[6 empty] | 15 | 935.0909 | -0.41603 | -0.21729 | -0.36668 | 0
[6 empty] | 15 | 1103.8741 | -0.46396 | -0.19322 | -0.34282 | 0
[6 empty] | 15 | 1103.6609 | -0.46392 | -0.19325 | -0.34283 | 0
[6 empty] | 15 | 738.3346 | -0.33247 | -0.33218 | -0.33534 | 0
[6 empty] | 15 | 735.0888 | -0.32961 | -0.33807 | -0.33232 | 0
[6 empty] | 15 | 735.7972 | -0.33126 | -0.33417 | -0.33458 | 0
[6 empty] | 15 | 735.7737 | -0.33128 | -0.33416 | -0.33457 | 0
[6 empty] | 15 | 735.8902 | -0.33139 | -0.33402 | -0.33459 | 0
[6 empty] | 15 | 736.3778 | -0.33166 | -0.33361 | -0.33473 | 0
[6 empty] | 15 | 736.6632 | -0.33183 | -0.33414 | -0.33402 | 0
[6 empty] | 15 | 739.7442 | -0.33157 | -0.33704 | -0.33138 | 0
[6 empty] | 15 | 745.2194 | -0.33347 | -0.33554 | -0.33099 | 0
[6 empty] | 15 | 740.8031 | -0.33212 | -0.33664 | -0.33124 | 0
[6 empty] | 15 | 741.4309 | -0.33233 | -0.33648 | -0.33119 | 0
[6 empty] | 15 | 740.9651 | -0.33222 | -0.33655 | -0.33123 | 0
[6 empty] | 15 | 737.3748 | -0.33219 | -0.33442 | -0.33339 | 0
[6 empty] | 15 | 741.1515 | -0.33255 | -0.33609 | -0.33137 | 0
[6 empty] | 15 | 737.888 | -0.33243 | -0.33465 | -0.33292 | 0
[6 empty] | 15 | 1160.0743 | -0.47667 | -0.20885 | -0.31449 | 0
[6 empty] | 15 | 1157.4061 | -0.47635 | -0.20899 | -0.31466 | 0
[6 empty] | 15 | 1157.1809 | -0.47629 | -0.20904 | -0.31467 | 0
[6 empty] | 15 | 1157.2615 | -0.47632 | -0.20901 | -0.31467 | 0
[6 empty] | 15 | 770.1859 | -0.34652 | -0.32081 | -0.33267 | 0
[6 empty] | 15 | 1024.5346 | -0.43424 | -0.24454 | -0.32122 | 0
[6 empty] | 15 | 1103.51 | -0.46968 | -0.20359 | -0.32673 | 0
[6 empty] | 15 | 1103.2768 | -0.46965 | -0.20365 | -0.32669 | 0
[6 empty] | 15 | 826.0664 | -0.37085 | -0.29647 | -0.33268 | 0
[6 empty] | 15 | 1012.4283 | -0.45189 | -0.21408 | -0.33403 | 0
[6 empty] | 15 | 1011.2214 | -0.45137 | -0.21474 | -0.33389 | 0
[6 empty] | 15 | 1012.5248 | -0.45194 | -0.21412 | -0.33394 | 0
[6 empty] | 15 | 4400.0083 | -6.8845e-17 | -1 | -8.3019e-17 | 0
[6 empty] | 15 | 3611.2667 | -0.084925 | 0.79295 | 0.29197 | 0
[6 empty] | 15 | 3619.4025 | -0.086182 | 0.79422 | 0.29196 | 0
[6 empty] | 15 | 3621.5112 | -0.086233 | 0.79445 | 0.29178 | 0
[6 empty] | 15 | 3622.8797 | -0.086624 | 0.79471 | 0.29192 | 0
[6 empty] | 15 | 3630.0987 | -0.087167 | 0.79567 | 0.2915 | 0
[6 empty] | 15 | 3693.8155 | -0.094876 | 0.80342 | 0.29146 | 0
[6 empty] | 15 | 6745.6251 | -0.15853 | 0.25456 | 0.90397 | 0
[6 empty] | 15 | 6745.425 | -0.15853 | 0.25456 | 0.90397 | 0
[6 empty] | 15 | 6753.1161 | -0.15872 | 0.25429 | 0.90443 | 0
[6 empty] | 15 | 9609.7627 | -0.37481 | 0.2474 | 1.1274 | 0
[6 empty] | 15 | 9634.0814 | -0.37661 | 0.24723 | 1.1294 | 0
[6 empty] | 15 | 7340.4244 | -0.30957 | 0.37899 | 0.93058 | 0
[6 empty] | 15 | 7337.969 | -0.3095 | 0.37952 | 0.92997 | 0
[6 empty] | 15 | 7346.31 | -0.31045 | 0.3793 | 0.93115 | 0
[6 empty] | 15 | 7347.0427 | -0.31049 | 0.37935 | 0.93114 | 0
[6 empty] | 15 | 4400.0083 | -3.3046e-16 | -1 | -3.9444e-16 | 0
[6 empty] | 15 | 2227.2157 | -0.26382 | -0.11497 | -0.62121 | 0
[6 empty] | 16 | 2414.8604 | 0.029849 | 0.66683 | 0.30332 | 0
[6 empty] | 16 | 2410.9009 | 0.029792 | 0.66645 | 0.30376 | 0
[6 empty] | 16 | 2410.0662 | 0.030029 | 0.66626 | 0.30371 | 0
[6 empty] | 16 | 1272.1239 | -0.3844 | -0.32848 | -0.28712 | 0
[6 empty] | 16 | 801.8899 | -0.33226 | -0.33655 | -0.33119 | 0
[6 empty] | 16 | 1133.0806 | -0.46933 | -0.21483 | -0.31584 | 0
[6 empty] | 16 | 1000.1697 | -0.44669 | -0.21958 | -0.33373 | 0
[6 empty] | 16 | 6841.4313 | -0.28078 | 0.37743 | 0.90335 | 0
[6 empty] | 16 | 6846.5964 | -0.2816 | 0.37771 | 0.90389 | 0
[6 empty] | 16 | 6029.3839 | 0.71621 | -0.55215 | -1.1641 | 0
[6 empty] | 16 | 9807.5913 | 1.3512 | -0.89557 | -1.4556 | 0
[6 empty] | 16 | 9810.0752 | 1.3515 | -0.89578 | -1.4558 | 0
[6 empty] | 16 | 9845.4801 | 1.3567 | -0.89781 | -1.4589 | 0
[6 empty] | 16 | 9869.4886 | 1.3604 | -0.89798 | -1.4624 | 0
[6 empty] | 16 | 9893.0868 | 1.3635 | -0.90085 | -1.4626 | 0
[6 empty] | 16 | 4859.7565 | 0.68758 | 0.5119 | -0.19947 | 0
[6 empty] | 16 | 4147.1286 | 0.60641 | 0.070782 | 0.32281 | 0
[6 empty] | 16 | 4143.6714 | 0.60604 | 0.071078 | 0.32288 | 0
[6 empty] | 16 | 4149.4136 | 0.60714 | 0.070843 | 0.32201 | 0
[6 empty] | 16 | 4149.396 | 0.60715 | 0.070843 | 0.32201 | 0
[6 empty] | 16 | 4140.6129 | 0.60595 | 0.071386 | 0.32266 | 0
[6 empty] | 16 | 4138.5495 | 0.60577 | 0.071711 | 0.32252 | 0
[6 empty] | 16 | 4138.3487 | 0.6058 | 0.071704 | 0.32249 | 0
[6 empty] | 16 | 2680.7637 | 0.44686 | 0.21931 | 0.33383 | 0
[6 empty] | 16 | 2677.4347 | 0.44653 | 0.21971 | 0.33376 | 0
[6 empty] | 16 | 1567.0635 | 0.28666 | 0.3484 | 0.36494 | 0
[6 empty] | 16 | 1566.1357 | 0.28666 | 0.34853 | 0.36482 | 0
[6 empty] | 16 | 1565.838 | 0.28665 | 0.34858 | 0.36477 | 0
[6 empty] | 16 | 1669.0668 | 0.3334 | 0.33301 | 0.33359 | 0
[6 empty] | 16 | 1495.3893 | 0.31747 | 0.3978 | 0.28473 | 0
[6 empty] | 16 | 1669.8549 | 0.33369 | 0.33298 | 0.33333 | 0
[6 empty] | 16 | 1494.5564 | 0.31728 | 0.39783 | 0.28489 | 0
[6 empty] | 16 | 1667.4954 | 0.33346 | 0.33329 | 0.33325 | 0
[6 empty] | 16 | 1666.2816 | 0.33315 | 0.33339 | 0.33345 | 0
[6 empty] | 16 | 1494.688 | 0.3175 | 0.39756 | 0.28494 | 0
[6 empty] | 16 | 1666.3235 | 0.33331 | 0.33344 | 0.33325 | 0
[6 empty] | 16 | 1665.462 | 0.33317 | 0.33354 | 0.33329 | 0
[6 empty] | 16 | 1494.2646 | 0.31749 | 0.39746 | 0.28505 | 0
[6 empty] | 16 | 1483.5911 | 0.31935 | 0.39007 | 0.29058 | 0
[6 empty] | 16 | 1483.6387 | 0.31938 | 0.39001 | 0.29061 | 0
[6 empty] | 16 | 1483.2697 | 0.31931 | 0.38998 | 0.2907 | 0
[6 empty] | 16 | 1417.9508 | 0.30392 | 0.39494 | 0.30114 | 0
[6 empty] | 16 | 1412.2427 | 0.3027 | 0.39504 | 0.30226 | 0
[6 empty] | 16 | 1288.6417 | 0.27073 | 0.40473 | 0.32453 | 0
[6 empty] | 16 | 1288.6188 | 0.27075 | 0.40471 | 0.32454 | 0
[6 empty] | 16 | 1288.6362 | 0.27081 | 0.40463 | 0.32456 | 0
[6 empty] | 16 | 1289.3528 | 0.27113 | 0.40439 | 0.32448 | 0
[6 empty] | 16 | 1337.9933 | 0.28948 | 0.38913 | 0.32139 | 0
[6 empty] | 16 | 1338.1283 | 0.28952 | 0.38909 | 0.32139 | 0
[6 empty] | 16 | 1338.1842 | 0.28954 | 0.38908 | 0.32138 | 0
[6 empty] | 16 | 2408.0933 | 0.030246 | 0.66587 | 0.30388 | 0
[6 empty] | 16 | 2407.7592 | 0.030242 | 0.66589 | 0.30387 | 0
[6 empty] | 16 | 2400.027 | 0.031853 | 0.66415 | 0.30399 | 0
[6 empty] | 16 | 3599.5075 | 0.10223 | -0.13831 | -0.96392 | 0
[6 empty] | 16 | 3629.7379 | 0.11096 | -0.13893 | -0.97203 | 0
[6 empty] | 16 | 3741.8128 | 0.11411 | -0.12945 | -0.98466 | 0
[6 empty] | 16 | 3634.2181 | 0.11108 | -0.13862 | -0.97246 | 0
[6 empty] | 16 | 1811.8476 | 0.062648 | -0.31935 | -0.7433 | 0
[6 empty] | 16 | 1809.5646 | 0.062622 | -0.31867 | -0.74395 | 0
[6 empty] | 16 | 1810.3001 | 0.062891 | -0.31871 | -0.74418 | 0
[6 empty] | 16 | 1810.3515 | 0.062893 | -0.31871 | -0.74419 | 0
[6 empty] | 16 | 1810.391 | 0.062894 | -0.3187 | -0.74419 | 0
[6 empty] | 16 | 1810.3586 | 0.062892 | -0.31872 | -0.74418 | 0
[6 empty] | 16 | 4108.0002 | 0.26213 | 0.70123 | 0.036637 | 0
[6 empty] | 16 | 4400.0075 | 2.3259e-16 | -1 | 6.7466e-16 | 0
[6 empty] | 16 | 4400.0075 | 2.5831e-16 | -1 | -5.5911e-16 | 0
[6 empty] | 16 | 2458.1552 | 0.024 | 0.67272 | 0.30328 | 0
[6 empty] | 16 | 6128.6696 | 0.46278 | -0.27498 | 0.81221 | 0
[6 empty] | 16 | 6121.2003 | 0.46269 | -0.27417 | 0.81148 | 0
[6 empty] | 16 | 6122.6238 | 0.46281 | -0.27424 | 0.81143 | 0
[6 empty] | 16 | 6115.8986 | 0.46279 | -0.27347 | 0.81068 | 0
[6 empty] | 16 | 4400.0075 | 3.6379e-16 | -1 | -3.9137e-16 | 0
[6 empty] | 16 | 1240.0896 | -0.18497 | -0.27057 | -0.54446 | 0
[6 empty] | 16 | 1235.8089 | -0.18953 | -0.269 | -0.54148 | 0
[6 empty] | 16 | 1126.9772 | -0.30228 | -0.23119 | -0.46654 | 0
[6 empty] | 16 | 1118 | -0.30769 | -0.23077 | -0.46154 | 0
[6 empty] | 16 | 1195.5219 | -0.27262 | -0.41462 | -0.31275 | 0
[6 empty] | 16 | 1402.9482 | -0.41328 | -0.30851 | -0.2782 | 0
[6 empty] | 16 | 1272.2592 | -0.38445 | -0.32844 | -0.28711 | 0
[6 empty] | 16 | 806.9324 | -0.32286 | -0.34539 | -0.33175 | 0
[6 empty] | 16 | 805.4586 | -0.3228 | -0.34493 | -0.33227 | 0
[6 empty] | 16 | 805.0852 | -0.32305 | -0.34503 | -0.33192 | 0
[6 empty] | 16 | 803.8836 | -0.32416 | -0.34394 | -0.33191 | 0
[6 empty] | 16 | 1082.75 | -0.4575 | -0.20075 | -0.34175 | 0
[6 empty] | 16 | 1082.0779 | -0.45747 | -0.20093 | -0.3416 | 0
[6 empty] | 16 | 797.3716 | -0.33091 | -0.33426 | -0.33483 | 0
[6 empty] | 16 | 798.4658 | -0.32917 | -0.33885 | -0.33197 | 0
[6 empty] | 16 | 797.8617 | -0.32983 | -0.3378 | -0.33237 | 0
[6 empty] | 16 | 796.7518 | -0.33139 | -0.33416 | -0.33445 | 0
[6 empty] | 16 | 939.9492 | -0.41673 | -0.22208 | -0.36118 | 0
[6 empty] | 16 | 939.8133 | -0.41669 | -0.22211 | -0.3612 | 0
[6 empty] | 16 | 939.8435 | -0.41671 | -0.2221 | -0.36119 | 0
[6 empty] | 16 | 799.3097 | -0.33302 | -0.33207 | -0.33491 | 0
[6 empty] | 16 | 799.449 | -0.33311 | -0.33196 | -0.33494 | 0
[6 empty] | 16 | 796.6861 | -0.33139 | -0.33439 | -0.33422 | 0
[6 empty] | 16 | 938.3757 | -0.41602 | -0.22311 | -0.36087 | 0
[6 empty] | 16 | 801.4336 | -0.33156 | -0.33721 | -0.33123 | 0
[6 empty] | 16 | 801.914 | -0.33201 | -0.33687 | -0.33113 | 0
[6 empty] | 16 | 801.9726 | -0.33209 | -0.33679 | -0.33112 | 0
[6 empty] | 16 | 801.9988 | -0.33221 | -0.33666 | -0.33113 | 0
[6 empty] | 16 | 797.8357 | -0.33241 | -0.33467 | -0.33293 | 0
[6 empty] | 16 | 798.4576 | -0.33285 | -0.33439 | -0.33276 | 0
[6 empty] | 16 | 799.2953 | -0.33341 | -0.33378 | -0.33281 | 0
[6 empty] | 16 | 802.3518 | -0.33531 | -0.33175 | -0.33293 | 0
[6 empty] | 16 | 1133.056 | -0.46936 | -0.21473 | -0.31592 | 0
[6 empty] | 16 | 1132.9167 | -0.46929 | -0.21486 | -0.31585 | 0
[6 empty] | 16 | 1132.7065 | -0.46921 | -0.21494 | -0.31585 | 0
[6 empty] | 16 | 1082.7168 | -0.46272 | -0.20997 | -0.32731 | 0
[6 empty] | 16 | 1082.5443 | -0.46269 | -0.20998 | -0.32733 | 0
[6 empty] | 16 | 872.7647 | -0.37458 | -0.29263 | -0.33279 | 0
[6 empty] | 16 | 1012.9018 | -0.43131 | -0.24658 | -0.3221 | 0
[6 empty] | 16 | 1011.8857 | -0.43102 | -0.24681 | -0.32217 | 0
[6 empty] | 16 | 917.5955 | -0.40694 | -0.25385 | -0.33921 | 0
[6 empty] | 16 | 1000.6861 | -0.4468 | -0.21949 | -0.33371 | 0
[6 empty] | 16 | 995.8025 | -0.4446 | -0.22162 | -0.33379 | 0
[6 empty] | 16 | 1000.0959 | -0.44666 | -0.21966 | -0.33369 | 0
[6 empty] | 16 | 999.2789 | -0.44627 | -0.22008 | -0.33365 | 0
[6 empty] | 16 | 4400.0075 | -8.6475e-17 | -1 | 2.3333e-16 | 0
[6 empty] | 16 | 6434.7242 | -0.14271 | 0.25633 | 0.88639 | 0
[6 empty] | 16 | 6439.367 | -0.14339 | 0.25653 | 0.88686 | 0
[6 empty] | 16 | 6455.8995 | -0.14433 | 0.25608 | 0.88824 | 0
[6 empty] | 16 | 4400.0075 | -1.4537e-16 | -1 | 3.1608e-17 | 0
[6 empty] | 16 | 4400.0075 | -1.4537e-16 | -1 | -2.0873e-16 | 0
[6 empty] | 16 | 4400.0075 | -1.5021e-17 | -1 | 2.3482e-17 | 0
[6 empty] | 16 | 8891.9389 | -0.33595 | 0.25157 | 1.0844 | 0
[6 empty] | 16 | 8913.9316 | -0.33843 | 0.25224 | 1.0862 | 0
[6 empty] | 16 | 6851.7213 | -0.28182 | 0.37739 | 0.90443 | 0
[6 empty] | 16 | 4400.0075 | -2.6278e-16 | -1 | -5.1438e-16 | 0
[6 empty] | 16 | 4400.0075 | -2.7545e-16 | -1 | -3.6789e-16 | 0
[6 empty] | 16 | 2443.598 | -0.26202 | -0.10449 | -0.63349 | 0
[6 empty] | 17 | 5433.6592 | 0.46462 | -0.27747 | 0.81285 | 0
[6 empty] | 17 | 4048.2961 | 0.60836 | 0.070324 | 0.32131 | 0
[6 empty] | 17 | 1493.0753 | 0.31981 | 0.38958 | 0.2906 | 0
[6 empty] | 17 | 4399.9952 | 5.9963e-17 | -1 | -2.3032e-17 | 0
[6 empty] | 17 | 2594.9712 | 0.023745 | 0.67336 | 0.30289 | 0
[6 empty] | 17 | 1351.169 | -0.18634 | -0.27038 | -0.54329 | 0
[6 empty] | 17 | 1391.3257 | -0.41052 | -0.30865 | -0.28083 | 0
[6 empty] | 17 | 798.7409 | -0.3231 | -0.3449 | -0.332 | 0
[6 empty] | 17 | 842.376 | -0.33729 | -0.3354 | -0.32731 | 0
[6 empty] | 17 | 1123.0726 | -0.46589 | -0.21565 | -0.31846 | 0
[6 empty] | 17 | 1118.9958 | -0.46532 | -0.21592 | -0.31877 | 0
[6 empty] | 17 | 1019.5589 | -0.43381 | -0.24195 | -0.32424 | 0
[6 empty] | 17 | 4399.9952 | -7.9421e-17 | -1 | -5.4006e-17 | 0
[6 empty] | 17 | 5433.0549 | 0.4646 | -0.27744 | 0.81284 | 0
[6 empty] | 17 | 5428.4163 | 0.46431 | -0.27674 | 0.81243 | 0
[6 empty] | 17 | 5428.0727 | 0.46429 | -0.27672 | 0.81243 | 0
[6 empty] | 17 | 5389.9227 | 0.46315 | -0.27038 | 0.80723 | 0
[6 empty] | 17 | 5030.2539 | 0.67721 | 0.50868 | -0.1859 | 0
[6 empty] | 17 | 9673.4448 | 1.3573 | -0.89834 | -1.4589 | 0
[6 empty] | 17 | 9670.9029 | 1.3572 | -0.89816 | -1.4591 | 0
[6 empty] | 17 | 9672.116 | 1.3574 | -0.89826 | -1.4591 | 0
[6 empty] | 17 | 9694.5461 | 1.3607 | -0.89915 | -1.4615 | 0
[6 empty] | 17 | 9792.8959 | 1.3753 | -0.90453 | -1.4708 | 0
[6 empty] | 17 | 4889.3093 | 0.66276 | 0.5045 | -0.16726 | 0
[6 empty] | 17 | 4046.9728 | 0.60812 | 0.070298 | 0.32158 | 0
[6 empty] | 17 | 4046.6035 | 0.60815 | 0.070292 | 0.32156 | 0
[6 empty] | 17 | 2667.9376 | 0.44942 | 0.21737 | 0.33321 | 0
[6 empty] | 17 | 2640.8804 | 0.44606 | 0.22022 | 0.33372 | 0
[6 empty] | 17 | 1518.4552 | 0.28681 | 0.34839 | 0.36479 | 0
[6 empty] | 17 | 1517.1656 | 0.2868 | 0.34861 | 0.36459 | 0
[6 empty] | 17 | 1516.978 | 0.28683 | 0.34865 | 0.36452 | 0
[6 empty] | 17 | 1523.5562 | 0.31783 | 0.39764 | 0.28453 | 0
[6 empty] | 17 | 1520.0525 | 0.31748 | 0.39751 | 0.28501 | 0
[6 empty] | 17 | 1669.6652 | 0.3336 | 0.33294 | 0.33346 | 0
[6 empty] | 17 | 1665.7913 | 0.33327 | 0.33362 | 0.33312 | 0
[6 empty] | 17 | 1665.5365 | 0.33319 | 0.33355 | 0.33326 | 0
[6 empty] | 17 | 1664.9657 | 0.3331 | 0.33363 | 0.33327 | 0
[6 empty] | 17 | 1495.8602 | 0.3198 | 0.39016 | 0.29004 | 0
[6 empty] | 17 | 1492.9715 | 0.3198 | 0.38958 | 0.29062 | 0
[6 empty] | 17 | 1490.7928 | 0.31937 | 0.38962 | 0.29102 | 0
[6 empty] | 17 | 1300.6376 | 0.27091 | 0.40444 | 0.32465 | 0
[6 empty] | 17 | 1300.5675 | 0.27093 | 0.40442 | 0.32465 | 0
[6 empty] | 17 | 1300.5337 | 0.27097 | 0.40438 | 0.32466 | 0
[6 empty] | 17 | 1300.9637 | 0.27119 | 0.40422 | 0.32459 | 0
[6 empty] | 17 | 1346.1178 | 0.28966 | 0.3889 | 0.32145 | 0
[6 empty] | 17 | 1346.0193 | 0.28963 | 0.38891 | 0.32146 | 0
[6 empty] | 17 | 3943.4661 | 0.10546 | -0.14127 | -0.96418 | 0
[6 empty] | 17 | 3972.588 | 0.10618 | -0.13873 | -0.96744 | 0
[6 empty] | 17 | 4031.0716 | 0.10761 | -0.13401 | -0.9736 | 0
[6 empty] | 17 | 3976.1955 | 0.10627 | -0.13835 | -0.96792 | 0
[6 empty] | 17 | 2002.5231 | 0.062161 | -0.31853 | -0.74363 | 0
[6 empty] | 17 | 2005.8323 | 0.062483 | -0.31951 | -0.74297 | 0
[6 empty] | 17 | 2003.0687 | 0.062447 | -0.31868 | -0.74377 | 0
[6 empty] | 17 | 2004.1704 | 0.062749 | -0.31877 | -0.74398 | 0
[6 empty] | 17 | 2005.6618 | 0.063058 | -0.31894 | -0.74412 | 0
[6 empty] | 17 | 4399.9952 | 9.6496e-17 | -1 | 1.4216e-16 | 0
[6 empty] | 17 | 2706.095 | 0.0098803 | 0.68783 | 0.30229 | 0
[6 empty] | 17 | 4498.364 | 0.25958 | 0.7131 | 0.027314 | 0
[6 empty] | 17 | 4399.9952 | 2.605e-16 | -1 | 4.527e-16 | 0
[6 empty] | 17 | 4399.9952 | 3.4826e-15 | -1 | 3.57e-15 | 0
[6 empty] | 17 | 2588.0482 | 0.023722 | 0.67266 | 0.30361 | 0
[6 empty] | 17 | 2765.3666 | 0.0025445 | 0.69475 | 0.30271 | 0
[6 empty] | 17 | 2588.3791 | 0.023803 | 0.67272 | 0.30348 | 0
[6 empty] | 17 | 2587.639 | 0.023795 | 0.67265 | 0.30355 | 0
[6 empty] | 17 | 2587.2747 | 0.023842 | 0.67259 | 0.30357 | 0
[6 empty] | 17 | 1356.8527 | -0.1842 | -0.27075 | -0.54505 | 0
[6 empty] | 17 | 1346.893 | -0.18759 | -0.27064 | -0.54176 | 0
[6 empty] | 17 | 1229.2257 | -0.30373 | -0.23097 | -0.4653 | 0
[6 empty] | 17 | 2238.7068 | -0.46557 | -0.32476 | -0.20967 | 0
[6 empty] | 17 | 2234.2508 | -0.46537 | -0.32467 | -0.20996 | 0
[6 empty] | 17 | 1193.3146 | -0.27273 | -0.41458 | -0.31269 | 0
[6 empty] | 17 | 2006.4056 | -0.42781 | -0.34491 | -0.22728 | 0
[6 empty] | 17 | 1360.2235 | -0.40398 | -0.31294 | -0.28307 | 0
[6 empty] | 17 | 1280.3559 | -0.38638 | -0.32485 | -0.28877 | 0
[6 empty] | 17 | 1280.1568 | -0.38638 | -0.32483 | -0.28879 | 0
[6 empty] | 17 | 802.4579 | -0.32273 | -0.34566 | -0.33162 | 0
[6 empty] | 17 | 799.8483 | -0.32301 | -0.34514 | -0.33185 | 0
[6 empty] | 17 | 798.437 | -0.32341 | -0.34459 | -0.33201 | 0
[6 empty] | 17 | 793.2125 | -0.32983 | -0.33808 | -0.33209 | 0
[6 empty] | 17 | 793.1573 | -0.33011 | -0.33783 | -0.33207 | 0
[6 empty] | 17 | 793.4261 | -0.33177 | -0.33417 | -0.33407 | 0
[6 empty] | 17 | 793.0754 | -0.33174 | -0.33438 | -0.33387 | 0
[6 empty] | 17 | 793.035 | -0.33176 | -0.33441 | -0.33384 | 0
[6 empty] | 17 | 797.8588 | -0.3321 | -0.33668 | -0.33122 | 0
[6 empty] | 17 | 797.5507 | -0.33222 | -0.33653 | -0.33125 | 0
[6 empty] | 17 | 796.86 | -0.33231 | -0.33636 | -0.33134 | 0
[6 empty] | 17 | 795.7471 | -0.33203 | -0.33645 | -0.33152 | 0
[6 empty] | 17 | 792.7724 | -0.33239 | -0.33497 | -0.33264 | 0
[6 empty] | 17 | 792.7416 | -0.33264 | -0.33456 | -0.3328 | 0
[6 empty] | 17 | 810.8547 | -0.33888 | -0.3302 | -0.33092 | 0
[6 empty] | 17 | 801.5128 | -0.33789 | -0.3289 | -0.33321 | 0
[6 empty] | 17 | 1077.3335 | -0.45532 | -0.2046 | -0.34008 | 0
[6 empty] | 17 | 1076.5923 | -0.45529 | -0.2048 | -0.33992 | 0
[6 empty] | 17 | 856.9798 | -0.36544 | -0.30211 | -0.33244 | 0
[6 empty] | 17 | 906.6063 | -0.38238 | -0.28979 | -0.32783 | 0
[6 empty] | 17 | 963.0377 | -0.42077 | -0.22527 | -0.35396 | 0
[6 empty] | 17 | 970.711 | -0.4241 | -0.22156 | -0.35434 | 0
[6 empty] | 17 | 964.2091 | -0.42162 | -0.2245 | -0.35388 | 0
[6 empty] | 17 | 969.6519 | -0.42444 | -0.22161 | -0.35395 | 0
[6 empty] | 17 | 969.1889 | -0.42441 | -0.22174 | -0.35385 | 0
[6 empty] | 17 | 969.1419 | -0.42455 | -0.22181 | -0.35364 | 0
[6 empty] | 17 | 1123.0535 | -0.46535 | -0.21632 | -0.31834 | 0
[6 empty] | 17 | 1121.0513 | -0.46563 | -0.21577 | -0.3186 | 0
[6 empty] | 17 | 1119.6875 | -0.46545 | -0.21583 | -0.31871 | 0
[6 empty] | 17 | 1060.8923 | -0.44685 | -0.23122 | -0.32193 | 0
[6 empty] | 17 | 1076.5849 | -0.45914 | -0.21192 | -0.32893 | 0
[6 empty] | 17 | 1075.4261 | -0.45903 | -0.21226 | -0.32871 | 0
[6 empty] | 17 | 921.3183 | -0.40879 | -0.25166 | -0.33955 | 0
[6 empty] | 17 | 920.673 | -0.40858 | -0.25207 | -0.33935 | 0
[6 empty] | 17 | 1011.2519 | -0.44665 | -0.21964 | -0.33371 | 0
[6 empty] | 17 | 1009.4286 | -0.44583 | -0.22068 | -0.3335 | 0
[6 empty] | 17 | 1009.9195 | -0.44635 | -0.21996 | -0.33368 | 0
[6 empty] | 17 | 1009.7036 | -0.44633 | -0.21994 | -0.33374 | 0
[6 empty] | 17 | 1008.6292 | -0.446 | -0.2201 | -0.3339 | 0
[6 empty] | 17 | 4399.9952 | -4.6858e-16 | -1 | -5.0035e-16 | 0
[6 empty] | 17 | 4399.9952 | -1.0047e-15 | -1 | -8.4186e-16 | 0
[6 empty] | 17 | 6121.2871 | -0.14237 | 0.25553 | 0.88684 | 0
[6 empty] | 17 | 6121.2338 | -0.14289 | 0.25605 | 0.88684 | 0
[6 empty] | 17 | 6121.586 | -0.1429 | 0.25607 | 0.88683 | 0
[6 empty] | 17 | 6611.1057 | -0.28056 | 0.3775 | 0.90306 | 0
[6 empty] | 17 | 6619.4518 | -0.28148 | 0.3774 | 0.90408 | 0
[6 empty] | 17 | 2682.5259 | -0.26473 | -0.1038 | -0.63147 | 0
[6 empty] | 18 | 2073.6735 | 0.41623 | 0.42451 | 0.15926 | 0
[6 empty] | 18 | 1458.7734 | 0.040022 | -0.30123 | -0.73879 | 0
[6 empty] | 18 | 2057.5397 | 0.41391 | 0.42401 | 0.16208 | 0
[6 empty] | 18 | 1420.366 | 0.28772 | 0.34892 | 0.36337 | 0
[6 empty] | 18 | 1190.874 | 0.27338 | 0.40216 | 0.32446 | 0
[6 empty] | 18 | 1185.3747 | 0.27241 | 0.40205 | 0.32553 | 0
[6 empty] | 18 | 1344.8719 | 4.7677e-16 | -0.30036 | -0.69964 | 0
[6 empty] | 18 | 2548.2757 | -0.48623 | -0.32313 | -0.19065 | 0
[6 empty] | 18 | 1012.1158 | -0.30216 | -0.22421 | -0.47363 | 0
[6 empty] | 18 | 1170.8822 | -0.48011 | -0.20485 | -0.31504 | 0
[6 empty] | 18 | 1127.1112 | -0.47768 | -0.19742 | -0.3249 | 0
[6 empty] | 18 | 777.8652 | -0.33712 | -0.3296 | -0.33328 | 0
[6 empty] | 18 | 939.9369 | -0.41753 | -0.21309 | -0.36939 | 0
[6 empty] | 18 | 1027.7714 | -0.4552 | -0.21123 | -0.33357 | 0
[6 empty] | 18 | 7779.8088 | -0.32328 | 0.38011 | 0.94317 | 0
[6 empty] | 18 | 2742.0554 | -0.023265 | 0.72456 | 0.29871 | 0
[6 empty] | 18 | 10603.4762 | 1.5167 | -0.95397 | -1.5628 | 0
[6 empty] | 18 | 10608.0639 | 1.5192 | -0.9534 | -1.5658 | 0
[6 empty] | 18 | 10634.3296 | 1.5232 | -0.95462 | -1.5686 | 0
[6 empty] | 18 | 4077.8978 | 0.59541 | 0.082601 | 0.32199 | 0
[6 empty] | 18 | 4080.3044 | 0.59591 | 0.082655 | 0.32144 | 0
[6 empty] | 18 | 4085.92 | 0.59683 | 0.082398 | 0.32078 | 0
[6 empty] | 18 | 4015.4553 | 0.58926 | 0.089602 | 0.32114 | 0
[6 empty] | 18 | 3600.1864 | 0.60925 | 0.49533 | -0.10458 | 0
[6 empty] | 18 | 3599.1269 | 0.60919 | 0.49535 | -0.10454 | 0
[6 empty] | 18 | 3509.5454 | 0.59736 | 0.49151 | -0.088871 | 0
[6 empty] | 18 | 3381.5532 | 0.59897 | 0.47295 | -0.071922 | 0
[6 empty] | 18 | 3346.7292 | 0.59412 | 0.47157 | -0.065686 | 0
[6 empty] | 18 | 2159.1084 | 0.43031 | 0.42354 | 0.14616 | 0
[6 empty] | 18 | 2156.8135 | 0.43 | 0.42339 | 0.14661 | 0
[6 empty] | 18 | 2056.2432 | 0.41361 | 0.42402 | 0.16237 | 0
[6 empty] | 18 | 1666.6643 | 0.33333 | 0.33333 | 0.33333 | 0
[6 empty] | 18 | 1419.6733 | 0.28763 | 0.34908 | 0.36329 | 0
[6 empty] | 18 | 1420.1473 | 0.28773 | 0.34896 | 0.36331 | 0
[6 empty] | 18 | 1366.7554 | 0.31635 | 0.39536 | 0.28829 | 0
[6 empty] | 18 | 1366.2409 | 0.31623 | 0.39537 | 0.2884 | 0
[6 empty] | 18 | 1365.5264 | 0.31947 | 0.3876 | 0.29293 | 0
[6 empty] | 18 | 1361.1235 | 0.31879 | 0.38782 | 0.29339 | 0
[6 empty] | 18 | 1360.6681 | 0.31871 | 0.38783 | 0.29346 | 0
[6 empty] | 18 | 1360.5399 | 0.31869 | 0.38783 | 0.29349 | 0
[6 empty] | 18 | 1357.3275 | 0.31798 | 0.38786 | 0.29416 | 0
[6 empty] | 18 | 1298.8459 | 0.3029 | 0.39306 | 0.30404 | 0
[6 empty] | 18 | 1301.9144 | 0.30385 | 0.39247 | 0.30369 | 0
[6 empty] | 18 | 1185.9645 | 0.27242 | 0.40192 | 0.32566 | 0
[6 empty] | 18 | 1187.4296 | 0.27293 | 0.40199 | 0.32508 | 0
[6 empty] | 18 | 1186.6348 | 0.27273 | 0.40203 | 0.32524 | 0
[6 empty] | 18 | 1185.3747 | 0.27242 | 0.40205 | 0.32554 | 0
[6 empty] | 18 | 1248.0045 | 0.29263 | 0.38741 | 0.31996 | 0
[6 empty] | 18 | 1237.9422 | 0.29024 | 0.38732 | 0.32244 | 0
[6 empty] | 18 | 1237.8879 | 0.29023 | 0.38732 | 0.32246 | 0
[6 empty] | 18 | 4400.0089 | 5.5442e-15 | -1 | 5.5025e-15 | 0
[6 empty] | 18 | 1345.3568 | 0.00028113 | -0.30047 | -0.69981 | 0
[6 empty] | 18 | 1880.2648 | 0.040813 | -0.24769 | -0.79312 | 0
[6 empty] | 18 | 1787.1003 | 0.040048 | -0.25918 | -0.78086 | 0
[6 empty] | 18 | 1455.5411 | 0.038504 | -0.30079 | -0.73771 | 0
[6 empty] | 18 | 2749.1238 | 0.0069252 | -0.12401 | -0.88292 | 0
[6 empty] | 18 | 2750.6507 | 0.0074445 | -0.12408 | -0.88337 | 0
[6 empty] | 18 | 1941.9438 | 0.0059468 | -0.22575 | -0.7802 | 0
[6 empty] | 18 | 1454.7193 | 0.047204 | -0.30989 | -0.73731 | 0
[6 empty] | 18 | 1454.873 | 0.047207 | -0.30991 | -0.73729 | 0
[6 empty] | 18 | 3297.3307 | 0.11483 | -0.10718 | -1.0077 | 0
[6 empty] | 18 | 3310.0235 | 0.1164 | -0.10641 | -1.01 | 0
[6 empty] | 18 | 3313.9101 | 0.11653 | -0.10614 | -1.0104 | 0
[6 empty] | 18 | 2752.2247 | 0.0098354 | -0.1248 | -0.88504 | 0
[6 empty] | 18 | 1495.6102 | 0.059687 | -0.30829 | -0.7514 | 0
[6 empty] | 18 | 1600.8562 | 0.08101 | -0.34842 | -0.73259 | 0
[6 empty] | 18 | 1600.0293 | 0.081386 | -0.34784 | -0.73355 | 0
[6 empty] | 18 | 1600.2242 | 0.081393 | -0.3479 | -0.7335 | 0
[6 empty] | 18 | 1551.1069 | 0.080434 | -0.3255 | -0.75493 | 0
[6 empty] | 18 | 1648.6828 | 0.086874 | -0.30283 | -0.78404 | 0
[6 empty] | 18 | 1648.1954 | 0.086849 | -0.3029 | -0.78394 | 0
[6 empty] | 18 | 1649.3167 | 0.087102 | -0.30293 | -0.78417 | 0
[6 empty] | 18 | 1559.9261 | 0.083481 | -0.3268 | -0.75669 | 0
[6 empty] | 18 | 1574.0828 | 0.085201 | -0.31289 | -0.77231 | 0
[6 empty] | 18 | 1370.7279 | 0.0078842 | -0.29933 | -0.70855 | 0
[6 empty] | 18 | 1605.0911 | 0.095645 | -0.3167 | -0.77895 | 0
[6 empty] | 18 | 1603.3774 | 0.096317 | -0.32273 | -0.77358 | 0
[6 empty] | 18 | 1763.677 | 0.12404 | -0.31562 | -0.80841 | 0
[6 empty] | 18 | 1771.8533 | 0.12562 | -0.31567 | -0.80995 | 0
[6 empty] | 18 | 1867.3525 | 0.14747 | -0.34521 | -0.80226 | 0
[6 empty] | 18 | 1872.9601 | 0.14853 | -0.34545 | -0.80308 | 0
[6 empty] | 18 | 1875.3653 | 0.14892 | -0.3456 | -0.80332 | 0
[6 empty] | 18 | 5471.0433 | 0.45931 | -0.24728 | 0.78797 | 0
[6 empty] | 18 | 5468.2635 | 0.45908 | -0.24667 | 0.78759 | 0
[6 empty] | 18 | 5468.9307 | 0.45914 | -0.2467 | 0.78756 | 0
[6 empty] | 18 | 5457.96 | 0.4587 | -0.24522 | 0.78653 | 0
[6 empty] | 18 | 2116.5031 | -0.26468 | -0.099781 | -0.63554 | 0
[6 empty] | 18 | 1069.9829 | -0.17516 | -0.26549 | -0.55934 | 0
[6 empty] | 18 | 1069.0935 | -0.17724 | -0.26479 | -0.55797 | 0
[6 empty] | 18 | 2473.391 | -0.4818 | -0.32187 | -0.19633 | 0
[6 empty] | 18 | 2226.2171 | -0.43605 | -0.35155 | -0.2124 | 0
[6 empty] | 18 | 1077.7527 | -0.26344 | -0.40852 | -0.32803 | 0
[6 empty] | 18 | 921.2266 | -0.24528 | -0.33962 | -0.41509 | 0
[6 empty] | 18 | 1069.7598 | -0.26504 | -0.40685 | -0.32811 | 0
[6 empty] | 18 | 1011.0046 | -0.3033 | -0.22414 | -0.47256 | 0
[6 empty] | 18 | 1458.9023 | -0.41916 | -0.3063 | -0.27454 | 0
[6 empty] | 18 | 1323.0785 | -0.38841 | -0.32874 | -0.28285 | 0
[6 empty] | 18 | 1321.1599 | -0.38858 | -0.3284 | -0.28302 | 0
[6 empty] | 18 | 1324.2732 | -0.38958 | -0.32756 | -0.28286 | 0
[6 empty] | 18 | 935.8014 | -0.29361 | -0.37837 | -0.32802 | 0
[6 empty] | 18 | 799.0294 | -0.31038 | -0.34419 | -0.34544 | 0
[6 empty] | 18 | 779.3189 | -0.31998 | -0.34386 | -0.33616 | 0
[6 empty] | 18 | 1190.8671 | -0.47704 | -0.21051 | -0.31244 | 0
[6 empty] | 18 | 775.5566 | -0.32321 | -0.3449 | -0.33189 | 0
[6 empty] | 18 | 774.8554 | -0.32324 | -0.34478 | -0.33198 | 0
[6 empty] | 18 | 774.646 | -0.32325 | -0.34474 | -0.33201 | 0
[6 empty] | 18 | 773.4623 | -0.32341 | -0.34444 | -0.33215 | 0
[6 empty] | 18 | 773.2301 | -0.32346 | -0.34436 | -0.33218 | 0
[6 empty] | 18 | 773.23 | -0.32346 | -0.34436 | -0.33218 | 0
[6 empty] | 18 | 1178.4896 | -0.48141 | -0.20398 | -0.31461 | 0
[6 empty] | 18 | 1124.5801 | -0.46977 | -0.18829 | -0.34194 | 0
[6 empty] | 18 | 1173.7562 | -0.48089 | -0.20419 | -0.31492 | 0
[6 empty] | 18 | 1172.8137 | -0.48061 | -0.20446 | -0.31494 | 0
[6 empty] | 18 | 1122.4522 | -0.46933 | -0.18858 | -0.34209 | 0
[6 empty] | 18 | 769.1115 | -0.32916 | -0.33862 | -0.33222 | 0
[6 empty] | 18 | 776.0367 | -0.33165 | -0.33729 | -0.33106 | 0
[6 empty] | 18 | 769.2145 | -0.3295 | -0.33833 | -0.33217 | 0
[6 empty] | 18 | 775.0703 | -0.33205 | -0.3368 | -0.33115 | 0
[6 empty] | 18 | 774.5013 | -0.33212 | -0.33666 | -0.33122 | 0
[6 empty] | 18 | 1048.5916 | -0.44132 | -0.23825 | -0.32043 | 0
[6 empty] | 18 | 1048.1554 | -0.44119 | -0.23836 | -0.32045 | 0
[6 empty] | 18 | 773.767 | -0.33198 | -0.33669 | -0.33133 | 0
[6 empty] | 18 | 767.714 | -0.33074 | -0.33425 | -0.33502 | 0
[6 empty] | 18 | 773.3014 | -0.33187 | -0.33672 | -0.3314 | 0
[6 empty] | 18 | 767.6968 | -0.33076 | -0.33424 | -0.335 | 0
[6 empty] | 18 | 767.7966 | -0.33102 | -0.33405 | -0.33493 | 0
[6 empty] | 18 | 771.0795 | -0.33279 | -0.33136 | -0.33585 | 0
[6 empty] | 18 | 769.3674 | -0.33197 | -0.3327 | -0.33532 | 0
[6 empty] | 18 | 769.1087 | -0.3323 | -0.33438 | -0.33332 | 0
[6 empty] | 18 | 769.4431 | -0.33241 | -0.33475 | -0.33284 | 0
[6 empty] | 18 | 1127.0258 | -0.47767 | -0.19743 | -0.3249 | 0
[6 empty] | 18 | 769.4142 | -0.33255 | -0.33451 | -0.33293 | 0
[6 empty] | 18 | 939.7337 | -0.41769 | -0.21312 | -0.36919 | 0
[6 empty] | 18 | 939.9691 | -0.41785 | -0.21309 | -0.36906 | 0
[6 empty] | 18 | 940.0258 | -0.41787 | -0.21308 | -0.36904 | 0
[6 empty] | 18 | 851.0345 | -0.37089 | -0.2963 | -0.33281 | 0
[6 empty] | 18 | 1036.1953 | -0.4576 | -0.20968 | -0.33271 | 0
[6 empty] | 18 | 1033.7747 | -0.45752 | -0.20919 | -0.3333 | 0
[6 empty] | 18 | 1032.6312 | -0.45718 | -0.20923 | -0.33359 | 0
[6 empty] | 18 | 1032.95 | -0.45732 | -0.20927 | -0.3334 | 0
[6 empty] | 18 | 898.8766 | -0.40228 | -0.25874 | -0.33897 | 0
[6 empty] | 18 | 4400.0089 | -4.2103e-16 | -1 | -2.3177e-16 | 0
[6 empty] | 18 | 2796.4246 | -0.030252 | 0.73218 | 0.29807 | 0
[6 empty] | 18 | 2049.7708 | -0.032056 | -0.19699 | -0.77096 | 0
[6 empty] | 18 | 2882.9091 | -0.041647 | 0.74387 | 0.29778 | 0
[6 empty] | 18 | 1988.9243 | -0.039733 | -0.20176 | -0.75851 | 0
[6 empty] | 18 | 1297.9066 | -0.027362 | -0.29466 | -0.67797 | 0
[6 empty] | 18 | 4400.0089 | -7.837e-17 | -1 | 9.1292e-17 | 0
[6 empty] | 18 | 4400.0089 | -8.3789e-17 | -1 | -4.3353e-17 | 0
[6 empty] | 18 | 1287.468 | -0.032944 | -0.2938 | -0.67326 | 0
[6 empty] | 18 | 1286.1225 | -0.033714 | -0.29367 | -0.67262 | 0
[6 empty] | 18 | 7022.6571 | -0.16404 | 0.25231 | 0.91172 | 0
[6 empty] | 18 | 7024.6827 | -0.16409 | 0.25239 | 0.9117 | 0
[6 empty] | 18 | 7017.7162 | -0.16392 | 0.2528 | 0.91113 | 0
[6 empty] | 18 | 4400.0089 | -1.0547e-16 | -1 | -3.8518e-16 | 0
[6 empty] | 18 | 4400.0089 | -1.5591e-16 | -1 | -1.3506e-16 | 0
[6 empty] | 18 | 7771.5847 | -0.32219 | 0.3797 | 0.94249 | 0
[6 empty] | 18 | 2120.7426 | -0.011449 | -0.19612 | -0.79243 | 0
[6 empty] | 18 | 2269.6249 | -0.012541 | -0.17681 | -0.81065 | 0
[6 empty] | 18 | 4400.0089 | -2.497e-16 | -1 | -7.5452e-17 | 0
[6 empty] | 18 | 1348.7192 | -1.099e-17 | -0.29902 | -0.70098 | 0
[6 empty] | 18 | 4400.0089 | -3.289e-14 | -1 | -3.3849e-14 | 0
[6 empty] | 18 | 2742.0751 | -0.023265 | 0.72456 | 0.29871 | 0
[6 empty] | 18 | 2750.6578 | -0.023482 | 0.72561 | 0.29787 | 0
[6 empty] | 18 | 2752.9917 | -0.023586 | 0.72591 | 0.29768 | 0
[6 empty] | 18 | 2769.7601 | -0.026896 | 0.72846 | 0.29844 | 0
[6 empty] | 19 | 1376.0349 | 0.016547 | -0.27974 | -0.7368 | 0
[6 empty] | 19 | 10186.774 | 1.4787 | -0.93952 | -1.5392 | 0
[6 empty] | 19 | 10484.9016 | 1.524 | -0.95543 | -1.5686 | 0
[6 empty] | 19 | 4448.8137 | 0.59624 | 0.082811 | 0.32095 | 0
[6 empty] | 19 | 1570.5054 | 0.2867 | 0.34875 | 0.36455 | 0
[6 empty] | 19 | 1603.2152 | 0.34878 | 0.40704 | 0.24418 | 0
[6 empty] | 19 | 1227.2987 | 0.27065 | 0.40396 | 0.32539 | 0
[6 empty] | 19 | 4400.0088 | 4.78e-17 | -1 | 3.0503e-18 | 0
[6 empty] | 19 | 1687.5279 | 0.087139 | -0.27958 | -0.80756 | 0
[6 empty] | 19 | 10484.633 | 0.69419 | 1.308 | -1.0022 | 0
[6 empty] | 19 | 1989.8055 | 0.18947 | -0.31355 | -0.87592 | 0
[6 empty] | 19 | 2020.9605 | -0.26933 | -0.064704 | -0.66596 | 0
[6 empty] | 19 | 995.5416 | -0.17072 | -0.29008 | -0.5392 | 0
[6 empty] | 19 | 881.037 | -0.30688 | -0.2136 | -0.47952 | 0
[6 empty] | 19 | 880.1007 | -0.30791 | -0.21362 | -0.47847 | 0
[6 empty] | 19 | 836.4579 | -0.32174 | -0.34513 | -0.33313 | 0
[6 empty] | 19 | 836.9977 | -0.32229 | -0.34574 | -0.33198 | 0
[6 empty] | 19 | 819.8301 | -0.32262 | -0.33329 | -0.34409 | 0
[6 empty] | 19 | 815.8272 | -0.33159 | -0.32965 | -0.33875 | 0
[6 empty] | 19 | 825.9819 | -0.33312 | -0.33396 | -0.33292 | 0
[6 empty] | 19 | 815.3565 | -0.35185 | -0.29108 | -0.35707 | 0
[6 empty] | 19 | 1104.1632 | -0.48372 | -0.1943 | -0.32198 | 0
[6 empty] | 19 | 950.615 | -0.43127 | -0.23283 | -0.3359 | 0
[6 empty] | 19 | 2996.1487 | -0.03008 | 0.6779 | 0.35218 | 0
[6 empty] | 19 | 8012.2216 | -0.16 | 0.25297 | 0.90703 | 0
[6 empty] | 19 | 1322.8958 | -5.294e-17 | -0.3444 | -0.6556 | 0
[6 empty] | 19 | 2189.727 | -0.18638 | -0.07523 | -0.73839 | 0
[6 empty] | 19 | 4400.0088 | -3.3865e-17 | -1 | -8.2638e-17 | 0
[6 empty] | 19 | 5330.3198 | 0.74393 | -0.55707 | -1.1869 | 0
[6 empty] | 19 | 10167.1452 | 1.4753 | -0.93884 | -1.5364 | 0
[6 empty] | 19 | 10188.246 | 1.4788 | -0.93963 | -1.5392 | 0
[6 empty] | 19 | 3694.1261 | 0.60549 | 0.51872 | -0.12421 | 0
[6 empty] | 19 | 3648.741 | 0.59979 | 0.51627 | -0.11606 | 0
[6 empty] | 19 | 3218.4895 | 0.58681 | 0.46605 | -0.052857 | 0
[6 empty] | 19 | 3194.7989 | 0.58331 | 0.46524 | -0.048557 | 0
[6 empty] | 19 | 1565.5037 | 0.28656 | 0.34933 | 0.36411 | 0
[6 empty] | 19 | 1564.9229 | 0.28653 | 0.34941 | 0.36406 | 0
[6 empty] | 19 | 1564.0567 | 0.28646 | 0.34956 | 0.36398 | 0
[6 empty] | 19 | 1640.5405 | 0.35286 | 0.40937 | 0.23777 | 0
[6 empty] | 19 | 1666.6651 | 0.33333 | 0.33333 | 0.33333 | 0
[6 empty] | 19 | 1602.2799 | 0.34864 | 0.407 | 0.24436 | 0
[6 empty] | 19 | 1592.8286 | 0.34722 | 0.40662 | 0.24616 | 0
[6 empty] | 19 | 1404.6621 | 0.3182 | 0.38929 | 0.2925 | 0
[6 empty] | 19 | 1404.6159 | 0.31825 | 0.38938 | 0.29237 | 0
[6 empty] | 19 | 1403.7723 | 0.31813 | 0.38955 | 0.29233 | 0
[6 empty] | 19 | 1383.7496 | 0.31582 | 0.3972 | 0.28697 | 0
[6 empty] | 19 | 1383.2579 | 0.31574 | 0.39719 | 0.28707 | 0
[6 empty] | 19 | 1383.2122 | 0.31573 | 0.39718 | 0.28709 | 0
[6 empty] | 19 | 1227.6431 | 0.27055 | 0.40406 | 0.32539 | 0
[6 empty] | 19 | 1232.7818 | 0.27227 | 0.40374 | 0.32399 | 0
[6 empty] | 19 | 1227.4413 | 0.2706 | 0.404 | 0.32539 | 0
[6 empty] | 19 | 1227.3371 | 0.27069 | 0.40394 | 0.32537 | 0
[6 empty] | 19 | 1228.0793 | 0.27093 | 0.4039 | 0.32517 | 0
[6 empty] | 19 | 1329.8331 | 0.30216 | 0.39472 | 0.30312 | 0
[6 empty] | 19 | 1328.694 | 0.30186 | 0.39471 | 0.30343 | 0
[6 empty] | 19 | 1294.074 | 0.28909 | 0.38868 | 0.32223 | 0
[6 empty] | 19 | 1293.7157 | 0.28903 | 0.38873 | 0.32224 | 0
[6 empty] | 19 | 1293.2064 | 0.28896 | 0.38883 | 0.32221 | 0
[6 empty] | 19 | 2350.3419 | 0.030971 | 0.67382 | 0.29521 | 0
[6 empty] | 19 | 2270.0331 | 0.031955 | 0.66387 | 0.30417 | 0
[6 empty] | 19 | 2269.7987 | 0.031952 | 0.66385 | 0.3042 | 0
[6 empty] | 19 | 2267.9102 | 0.032137 | 0.6632 | 0.30467 | 0
[6 empty] | 19 | 2267.1238 | 0.03213 | 0.66345 | 0.30442 | 0
[6 empty] | 19 | 2266.313 | 0.032117 | 0.66334 | 0.30454 | 0
[6 empty] | 19 | 2265.6678 | 0.032329 | 0.66319 | 0.30448 | 0
[6 empty] | 19 | 2264.6409 | 0.032535 | 0.66298 | 0.30449 | 0
[6 empty] | 19 | 2262.364 | 0.032941 | 0.66244 | 0.30462 | 0
[6 empty] | 19 | 2344.5193 | 0.035763 | 0.671 | 0.29324 | 0
[6 empty] | 19 | 1325.7874 | 0.00036591 | -0.2775 | -0.72287 | 0
[6 empty] | 19 | 4400.0088 | 7.8182e-15 | -1 | 8.3448e-15 | 0
[6 empty] | 19 | 1291.2323 | 3.8417e-17 | -0.33033 | -0.66967 | 0
[6 empty] | 19 | 4400.0088 | 9.7626e-17 | -1 | 1.1423e-16 | 0
[6 empty] | 19 | 4400.0088 | 1.2963e-16 | -1 | 2.6412e-16 | 0
[6 empty] | 19 | 3667.0733 | 0.15686 | -0.044877 | -1.112 | 0
[6 empty] | 19 | 3671.2659 | 0.1575 | -0.044642 | -1.1129 | 0
[6 empty] | 19 | 3678.8868 | 0.15925 | -0.044637 | -1.1146 | 0
[6 empty] | 19 | 3681.544 | 0.16032 | -0.044955 | -1.1154 | 0
[6 empty] | 19 | 1542.7964 | 0.071127 | -0.38546 | -0.68566 | 0
[6 empty] | 19 | 1546.6643 | 0.07299 | -0.38564 | -0.68735 | 0
[6 empty] | 19 | 1547.7633 | 0.073237 | -0.38583 | -0.68741 | 0
[6 empty] | 19 | 3726.6782 | 0.1704 | -0.045104 | -1.1253 | 0
[6 empty] | 19 | 1507.053 | 0.074813 | -0.36661 | -0.7082 | 0
[6 empty] | 19 | 1651.716 | 0.084384 | -0.28293 | -0.80146 | 0
[6 empty] | 19 | 1633.0877 | 0.084966 | -0.28616 | -0.7988 | 0
[6 empty] | 19 | 1581.6008 | 0.083575 | -0.29321 | -0.79036 | 0
[6 empty] | 19 | 2928.82 | 0.017019 | -0.070055 | -0.94696 | 0
[6 empty] | 19 | 1324.6301 | 8.7287e-17 | -0.27748 | -0.72252 | 0
[6 empty] | 19 | 2940.0622 | 0.018609 | -0.069545 | -0.94906 | 0
[6 empty] | 19 | 4400.0088 | 2.0011e-16 | -1 | 1.3246e-16 | 0
[6 empty] | 19 | 1357.0431 | 0.010372 | -0.2786 | -0.73177 | 0
[6 empty] | 19 | 4400.0088 | 2.2199e-16 | -1 | 6.2383e-16 | 0
[6 empty] | 19 | 4293.593 | 0.30611 | -0.053541 | -1.2526 | 0
[6 empty] | 19 | 4292.1721 | 0.30601 | -0.05369 | -1.2523 | 0
[6 empty] | 19 | 1744.2406 | 0.14512 | -0.3465 | -0.79863 | 0
[6 empty] | 19 | 1781.0678 | 0.15041 | -0.31508 | -0.83533 | 0
[6 empty] | 19 | 1752.4552 | 0.14664 | -0.34093 | -0.80572 | 0
[6 empty] | 19 | 1909.6886 | 0.17477 | -0.31423 | -0.86054 | 0
[6 empty] | 19 | 4728.601 | 0.28042 | 0.079881 | 0.6397 | 0
[6 empty] | 19 | 1982.1631 | 0.18856 | -0.31393 | -0.87463 | 0
[6 empty] | 19 | 6729.9547 | 0.46168 | -0.25357 | 0.79188 | 0
[6 empty] | 19 | 6714.8829 | 0.46124 | -0.2518 | 0.79056 | 0
[6 empty] | 19 | 6714.8022 | 0.46124 | -0.2518 | 0.79056 | 0
[6 empty] | 19 | 2170.7262 | 0.22757 | -0.38311 | -0.84446 | 0
[6 empty] | 19 | 2170.1114 | 0.22755 | -0.3828 | -0.84474 | 0
[6 empty] | 19 | 6303.0473 | 0.65667 | -0.021384 | -1.6353 | 0
[6 empty] | 19 | 2335.6855 | 0.25936 | -0.38166 | -0.8777 | 0
[6 empty] | 19 | 1329.6227 | 0.0015386 | -0.34616 | -0.65538 | 0
[6 empty] | 19 | 2341.6798 | 0.26047 | -0.38268 | -0.87779 | 0
[6 empty] | 19 | 2357.4394 | 0.26322 | -0.38347 | -0.87975 | 0
[6 empty] | 19 | 1726.4162 | 0.15365 | 0.5275 | 0.31885 | 0
[6 empty] | 19 | 2011.1179 | -0.2693 | -0.065956 | -0.66475 | 0
[6 empty] | 19 | 951.4055 | -0.21506 | -0.22796 | -0.55698 | 0
[6 empty] | 19 | 948.8229 | -0.21653 | -0.22767 | -0.5558 | 0
[6 empty] | 19 | 975.7485 | -0.22353 | -0.22077 | -0.5557 | 0
[6 empty] | 19 | 938.2141 | -0.22439 | -0.22565 | -0.54996 | 0
[6 empty] | 19 | 947.8419 | -0.22803 | -0.22268 | -0.54929 | 0
[6 empty] | 19 | 935.7741 | -0.22712 | -0.22478 | -0.5481 | 0
[6 empty] | 19 | 930.6285 | -0.22657 | -0.22657 | -0.54686 | 0
[6 empty] | 19 | 931.0351 | -0.2274 | -0.22587 | -0.54673 | 0
[6 empty] | 19 | 931.6348 | -0.2314 | -0.22349 | -0.54511 | 0
[6 empty] | 19 | 931.2378 | -0.23173 | -0.22341 | -0.54486 | 0
[6 empty] | 19 | 930.6631 | -0.23364 | -0.22274 | -0.54363 | 0
[6 empty] | 19 | 865.3316 | -0.25255 | -0.25255 | -0.49489 | 0
[6 empty] | 19 | 864.8944 | -0.25292 | -0.25263 | -0.49446 | 0
[6 empty] | 19 | 844.6928 | -0.29389 | -0.24289 | -0.46322 | 0
[6 empty] | 19 | 973.1955 | -0.2891 | -0.38019 | -0.33072 | 0
[6 empty] | 19 | 968.8729 | -0.29193 | -0.38018 | -0.32789 | 0
[6 empty] | 19 | 1500.6734 | -0.42753 | -0.30751 | -0.26496 | 0
[6 empty] | 19 | 1281.077 | -0.3788 | -0.34508 | -0.27612 | 0
[6 empty] | 19 | 1280.2786 | -0.37882 | -0.34498 | -0.2762 | 0
[6 empty] | 19 | 863.2686 | -0.29964 | -0.34215 | -0.35821 | 0
[6 empty] | 19 | 831.3157 | -0.32886 | -0.23221 | -0.43894 | 0
[6 empty] | 19 | 819.7727 | -0.32053 | -0.33007 | -0.3494 | 0
[6 empty] | 19 | 820.2639 | -0.32062 | -0.33112 | -0.34826 | 0
[6 empty] | 19 | 901.1165 | -0.3391 | -0.33935 | -0.32155 | 0
[6 empty] | 19 | 820.0144 | -0.32214 | -0.33292 | -0.34494 | 0
[6 empty] | 19 | 894.3173 | -0.3383 | -0.33933 | -0.32238 | 0
[6 empty] | 19 | 836.1142 | -0.32251 | -0.34549 | -0.332 | 0
[6 empty] | 19 | 835.9245 | -0.3226 | -0.34542 | -0.33198 | 0
[6 empty] | 19 | 836.292 | -0.32271 | -0.34541 | -0.33189 | 0
[6 empty] | 19 | 834.6604 | -0.32309 | -0.34487 | -0.33203 | 0
[6 empty] | 19 | 834.5747 | -0.32315 | -0.34482 | -0.33203 | 0
[6 empty] | 19 | 823.2003 | -0.36069 | -0.21999 | -0.41931 | 0
[6 empty] | 19 | 831.5731 | -0.32406 | -0.34333 | -0.33261 | 0
[6 empty] | 19 | 823.0515 | -0.36202 | -0.21937 | -0.41861 | 0
[6 empty] | 19 | 828.7781 | -0.32638 | -0.34158 | -0.33205 | 0
[6 empty] | 19 | 823.0402 | -0.32733 | -0.33891 | -0.33375 | 0
[6 empty] | 19 | 827.8744 | -0.32812 | -0.34035 | -0.33152 | 0
[6 empty] | 19 | 822.1397 | -0.32759 | -0.33844 | -0.33397 | 0
[6 empty] | 19 | 827.2757 | -0.32888 | -0.33974 | -0.33138 | 0
[6 empty] | 19 | 818.3301 | -0.3278 | -0.33638 | -0.33582 | 0
[6 empty] | 19 | 816.5256 | -0.32808 | -0.33524 | -0.33668 | 0
[6 empty] | 19 | 830.0867 | -0.33064 | -0.33904 | -0.33032 | 0
[6 empty] | 19 | 815.3292 | -0.32876 | -0.33402 | -0.33722 | 0
[6 empty] | 19 | 814.9587 | -0.3289 | -0.33353 | -0.33757 | 0
[6 empty] | 19 | 817.2865 | -0.32931 | -0.33446 | -0.33623 | 0
[6 empty] | 19 | 814.8183 | -0.32939 | -0.33262 | -0.33799 | 0
[6 empty] | 19 | 829.0213 | -0.33101 | -0.33861 | -0.33038 | 0
[6 empty] | 19 | 829.0307 | -0.33105 | -0.33857 | -0.33038 | 0
[6 empty] | 19 | 829.755 | -0.33138 | -0.33837 | -0.33025 | 0
[6 empty] | 19 | 827.9962 | -0.33113 | -0.33799 | -0.33088 | 0
[6 empty] | 19 | 830.983 | -0.33208 | -0.3378 | -0.33012 | 0
[6 empty] | 19 | 814.5314 | -0.33136 | -0.32915 | -0.33949 | 0
[6 empty] | 19 | 824.8648 | -0.33218 | -0.33492 | -0.33289 | 0
[6 empty] | 19 | 825.0266 | -0.33223 | -0.33496 | -0.33282 | 0
[6 empty] | 19 | 814.487 | -0.3317 | -0.32851 | -0.33979 | 0
[6 empty] | 19 | 814.3361 | -0.33301 | -0.32596 | -0.34103 | 0
[6 empty] | 19 | 814.3135 | -0.33686 | -0.31873 | -0.34441 | 0
[6 empty] | 19 | 814.5864 | -0.34093 | -0.3113 | -0.34777 | 0
[6 empty] | 19 | 1147.2194 | -0.47857 | -0.17258 | -0.34885 | 0
[6 empty] | 19 | 1146.5326 | -0.47875 | -0.17295 | -0.3483 | 0
[6 empty] | 19 | 1260.2029 | -0.50649 | -0.18066 | -0.31286 | 0
[6 empty] | 19 | 852.0877 | -0.39603 | -0.20838 | -0.39559 | 0
[6 empty] | 19 | 850.6483 | -0.3957 | -0.20861 | -0.3957 | 0
[6 empty] | 19 | 1213.2667 | -0.49223 | -0.20272 | -0.30505 | 0
[6 empty] | 19 | 1213.8402 | -0.49248 | -0.20246 | -0.30507 | 0
[6 empty] | 19 | 1016.8542 | -0.4259 | -0.26358 | -0.31052 | 0
[6 empty] | 19 | 818.258 | -0.39175 | -0.21649 | -0.39175 | 0
[6 empty] | 19 | 818.2396 | -0.39182 | -0.21655 | -0.39164 | 0
[6 empty] | 19 | 1010.087 | -0.42726 | -0.2613 | -0.31143 | 0
[6 empty] | 19 | 1010.1489 | -0.42732 | -0.26124 | -0.31144 | 0
[6 empty] | 19 | 1010.1008 | -0.42775 | -0.2606 | -0.31165 | 0
[6 empty] | 19 | 1161.6683 | -0.4964 | -0.18662 | -0.31698 | 0
[6 empty] | 19 | 1156.7924 | -0.49572 | -0.18728 | -0.317 | 0
[6 empty] | 19 | 1156.422 | -0.49565 | -0.18731 | -0.31704 | 0
[6 empty] | 19 | 1155.3388 | -0.49541 | -0.18747 | -0.31712 | 0
[6 empty] | 19 | 859.6105 | -0.40785 | -0.21498 | -0.37718 | 0
[6 empty] | 19 | 873.051 | -0.41299 | -0.21442 | -0.37259 | 0
[6 empty] | 19 | 873.4041 | -0.41311 | -0.21439 | -0.37249 | 0
[6 empty] | 19 | 1038.9132 | -0.46406 | -0.19793 | -0.33801 | 0
[6 empty] | 19 | 916.4885 | -0.42479 | -0.22059 | -0.35462 | 0
[6 empty] | 19 | 952.6833 | -0.4321 | -0.23242 | -0.33548 | 0
[6 empty] | 19 | 994.501 | -0.44596 | -0.22874 | -0.32529 | 0
[6 empty] | 19 | 991.9524 | -0.44578 | -0.22791 | -0.3263 | 0
[6 empty] | 19 | 994.58 | -0.44657 | -0.22782 | -0.32561 | 0
[6 empty] | 19 | 4400.0088 | -7.7371e-15 | -1 | -5.6712e-15 | 0
[6 empty] | 19 | 4400.0088 | -8.9119e-15 | -1 | -8.5878e-15 | 0
[6 empty] | 19 | 8011.8043 | -0.15999 | 0.25295 | 0.90703 | 0
[6 empty] | 19 | 8011.8833 | -0.16071 | 0.25368 | 0.90703 | 0
[6 empty] | 19 | 8019.7556 | -0.1616 | 0.25394 | 0.90766 | 0
[6 empty] | 19 | 11299.6608 | -0.38356 | 0.24548 | 1.1381 | 0
[6 empty] | 19 | 11370.2583 | -0.38701 | 0.24394 | 1.1431 | 0
[6 empty] | 19 | 8676.4477 | -0.31514 | 0.38037 | 0.93477 | 0
[6 empty] | 19 | 8692.5076 | -0.31571 | 0.37948 | 0.93623 | 0
[6 empty] | 19 | 8679.5894 | -0.31606 | 0.38131 | 0.93474 | 0
[6 empty] | 19 | 8693.0033 | -0.31653 | 0.38031 | 0.93622 | 0
[6 empty] | 19 | 8694.0204 | -0.31657 | 0.38035 | 0.93621 | 0
[6 empty] | 19 | 8694.4231 | -0.32837 | 0.40494 | 0.92343 | 0
[6 empty] | 19 | 4400.0088 | -1.9606e-16 | -1 | -5.7117e-17 | 0
[6 empty] | 19 | 1289.2118 | -0.0011234 | -0.33018 | -0.66869 | 0
[6 empty] | 19 | 2189.2471 | -0.1858 | -0.075508 | -0.73869 | 0
[6 empty] | 20 | 823.3707 | -0.32137 | -0.33127 | -0.34737 | 0
[6 empty] | 20 | 6052.1343 | 0.72465 | 0.7459 | -0.47055 | 0
[6 empty] | 20 | 1672.0094 | 0.33382 | 0.33284 | 0.33333 | 0
[6 empty] | 20 | 3601.2994 | 0.14754 | -0.049484 | -1.0981 | 0
[6 empty] | 20 | 1546.9799 | 0.073381 | -0.38518 | -0.6882 | 0
[6 empty] | 20 | 1508.2796 | 0.075076 | -0.36623 | -0.70884 | 0
[6 empty] | 20 | 1361.2403 | 0.011595 | -0.27812 | -0.73347 | 0
[6 empty] | 20 | 1981.4929 | 0.1886 | -0.31354 | -0.87506 | 0
[6 empty] | 20 | 2140.8249 | 0.22059 | -0.37921 | -0.84138 | 0
[6 empty] | 20 | 6260.7537 | 0.65834 | -0.020702 | -1.6376 | 0
[6 empty] | 20 | 2000.3484 | -0.27006 | -0.067072 | -0.66287 | 0
[6 empty] | 20 | 939.4583 | -0.22475 | -0.22463 | -0.55062 | 0
[6 empty] | 20 | 869.9689 | -0.25086 | -0.25063 | -0.49851 | 0
[6 empty] | 20 | 830.4675 | -0.35214 | -0.22033 | -0.42753 | 0
[6 empty] | 20 | 823.4964 | -0.32051 | -0.3301 | -0.34939 | 0
[6 empty] | 20 | 837.517 | -0.32296 | -0.34486 | -0.33219 | 0
[6 empty] | 20 | 818.663 | -0.32884 | -0.33368 | -0.33748 | 0
[6 empty] | 20 | 832.2479 | -0.33103 | -0.33837 | -0.33059 | 0
[6 empty] | 20 | 1292.1378 | -2.0201e-16 | -0.32901 | -0.67099 | 0
[6 empty] | 20 | 4400.0042 | -1.0502e-16 | -1 | -1.3935e-16 | 0
[6 empty] | 20 | 8780.9437 | -0.31714 | 0.37975 | 0.93739 | 0
[6 empty] | 20 | 4400.0042 | -1.7894e-16 | -1 | -2.0802e-16 | 0
[6 empty] | 20 | 5999.9926 | 0.71919 | 0.74248 | -0.46167 | 0
[6 empty] | 20 | 5463.2806 | 0.74055 | -0.55528 | -1.1853 | 0
[6 empty] | 20 | 10336.8833 | 1.4759 | -0.94094 | -1.5349 | 0
[6 empty] | 20 | 10310.7416 | 1.4736 | -0.93781 | -1.5358 | 0
[6 empty] | 20 | 10351.9764 | 1.4798 | -0.94028 | -1.5395 | 0
[6 empty] | 20 | 10734.4639 | 1.5377 | -0.95909 | -1.5786 | 0
[6 empty] | 20 | 3019.2838 | 0.45756 | 0.20935 | 0.33309 | 0
[6 empty] | 20 | 3364.9278 | 0.58709 | 0.46629 | -0.053376 | 0
[6 empty] | 20 | 1636.473 | 0.28641 | 0.34919 | 0.3644 | 0
[6 empty] | 20 | 1632.8433 | 0.28662 | 0.34935 | 0.36403 | 0
[6 empty] | 20 | 1632.0795 | 0.28654 | 0.34949 | 0.36397 | 0
[6 empty] | 20 | 1614.7512 | 0.28572 | 0.35241 | 0.36187 | 0
[6 empty] | 20 | 1759.0053 | 0.35609 | 0.40909 | 0.23481 | 0
[6 empty] | 20 | 1740.7676 | 0.3527 | 0.40901 | 0.23829 | 0
[6 empty] | 20 | 1735.0612 | 0.3526 | 0.40828 | 0.23912 | 0
[6 empty] | 20 | 1672.3678 | 0.33365 | 0.33271 | 0.33365 | 0
[6 empty] | 20 | 1670.4152 | 0.33343 | 0.33289 | 0.33368 | 0
[6 empty] | 20 | 1668.8794 | 0.33367 | 0.33322 | 0.33311 | 0
[6 empty] | 20 | 1666.6179 | 0.33327 | 0.33336 | 0.33338 | 0
[6 empty] | 20 | 1666.4557 | 0.33331 | 0.3334 | 0.33328 | 0
[6 empty] | 20 | 1666.2721 | 0.33327 | 0.33341 | 0.33332 | 0
[6 empty] | 20 | 1315.8562 | 0.27011 | 0.40462 | 0.32527 | 0
[6 empty] | 20 | 1480.8786 | 0.31577 | 0.39721 | 0.28702 | 0
[6 empty] | 20 | 1481.2155 | 0.31584 | 0.39703 | 0.28713 | 0
[6 empty] | 20 | 1480.7107 | 0.31575 | 0.39716 | 0.28708 | 0
[6 empty] | 20 | 1497.4764 | 0.3182 | 0.38943 | 0.29237 | 0
[6 empty] | 20 | 1497.4208 | 0.31819 | 0.38944 | 0.29237 | 0
[6 empty] | 20 | 1314.3596 | 0.27062 | 0.40407 | 0.32531 | 0
[6 empty] | 20 | 1314.1376 | 0.27071 | 0.40398 | 0.32531 | 0
[6 empty] | 20 | 1314.2164 | 0.27077 | 0.40389 | 0.32534 | 0
[6 empty] | 20 | 1314.2265 | 0.27077 | 0.40389 | 0.32534 | 0
[6 empty] | 20 | 1475.6959 | 0.31355 | 0.39085 | 0.2956 | 0
[6 empty] | 20 | 1421.0866 | 0.30194 | 0.39466 | 0.3034 | 0
[6 empty] | 20 | 1421.0549 | 0.30193 | 0.39464 | 0.30343 | 0
[6 empty] | 20 | 1392.0386 | 0.29304 | 0.39057 | 0.31638 | 0
[6 empty] | 20 | 1375.2334 | 0.28799 | 0.38963 | 0.32238 | 0
[6 empty] | 20 | 1378.9061 | 0.28902 | 0.38882 | 0.32216 | 0
[6 empty] | 20 | 1292.1776 | 3.4378e-05 | -0.32901 | -0.67103 | 0
[6 empty] | 20 | 2881.6089 | 0.010662 | -0.073782 | -0.93688 | 0
[6 empty] | 20 | 2888.8574 | 0.011574 | -0.073214 | -0.93836 | 0
[6 empty] | 20 | 3602.8355 | 0.14988 | -0.050414 | -1.0995 | 0
[6 empty] | 20 | 1548.2101 | 0.073194 | -0.38573 | -0.68747 | 0
[6 empty] | 20 | 1548.1163 | 0.073404 | -0.38559 | -0.68781 | 0
[6 empty] | 20 | 1664.9616 | 0.086383 | -0.28196 | -0.80442 | 0
[6 empty] | 20 | 1665.247 | 0.086396 | -0.28194 | -0.80446 | 0
[6 empty] | 20 | 1584.254 | 0.084451 | -0.29327 | -0.79118 | 0
[6 empty] | 20 | 4400.0042 | 2.0196e-15 | -1 | 1.5632e-15 | 0
[6 empty] | 20 | 4229.5064 | 0.29802 | -0.052641 | -1.2454 | 0
[6 empty] | 20 | 4290.6004 | 0.3106 | -0.051909 | -1.2587 | 0
[6 empty] | 20 | 4291.1242 | 0.31118 | -0.05213 | -1.259 | 0
[6 empty] | 20 | 4305.6349 | 0.31215 | -0.050899 | -1.2613 | 0
[6 empty] | 20 | 1362.0656 | 0.011716 | -0.27808 | -0.73364 | 0
[6 empty] | 20 | 1739.4964 | 0.14333 | -0.34523 | -0.7981 | 0
[6 empty] | 20 | 1781.7708 | 0.15057 | -0.31488 | -0.83569 | 0
[6 empty] | 20 | 4607.0069 | 0.28029 | 0.080024 | 0.63969 | 0
[6 empty] | 20 | 1983.5821 | 0.18903 | -0.31353 | -0.8755 | 0
[6 empty] | 20 | 1989.8347 | 0.18982 | -0.3132 | -0.87662 | 0
[6 empty] | 20 | 1991.0402 | 0.18992 | -0.31312 | -0.8768 | 0
[6 empty] | 20 | 2371.5498 | 0.018231 | 0.67876 | 0.303 | 0
[6 empty] | 20 | 4400.0042 | 3.1951e-17 | -1 | 3.1749e-17 | 0
[6 empty] | 20 | 6574.6336 | 0.46102 | -0.25219 | 0.79117 | 0
[6 empty] | 20 | 6579.5328 | 0.46135 | -0.25294 | 0.79159 | 0
[6 empty] | 20 | 6557.313 | 0.46092 | -0.25038 | 0.78945 | 0
[6 empty] | 20 | 2148.9521 | 0.22207 | -0.38004 | -0.84203 | 0
[6 empty] | 20 | 2149.791 | 0.22213 | -0.38021 | -0.84191 | 0
[6 empty] | 20 | 2273.1635 | 0.24363 | -0.37625 | -0.86738 | 0
[6 empty] | 20 | 2298.0251 | 0.24761 | -0.37737 | -0.87024 | 0
[6 empty] | 20 | 2385.0207 | 0.020249 | 0.68017 | 0.29959 | 0
[6 empty] | 20 | 6247.0526 | 0.65471 | -0.020051 | -1.6347 | 0
[6 empty] | 20 | 1325.5324 | 0.00016164 | -0.27688 | -0.72329 | 0
[6 empty] | 20 | 2359.4437 | 0.020276 | 0.67712 | 0.30261 | 0
[6 empty] | 20 | 2354.5842 | 0.020694 | 0.67638 | 0.30292 | 0
[6 empty] | 20 | 2353.3221 | 0.020703 | 0.67617 | 0.30312 | 0
[6 empty] | 20 | 2352.1294 | 0.020878 | 0.67601 | 0.30311 | 0
[6 empty] | 20 | 2349.4306 | 0.021384 | 0.67547 | 0.30314 | 0
[6 empty] | 20 | 1697.8919 | 0.15283 | 0.5286 | 0.31857 | 0
[6 empty] | 20 | 1693.8775 | 0.15364 | 0.52766 | 0.3187 | 0
[6 empty] | 20 | 1480.6558 | 0.020104 | -0.2666 | -0.75351 | 0
[6 empty] | 20 | 1691.427 | 0.15432 | 0.52699 | 0.31869 | 0
[6 empty] | 20 | 1988.3041 | -0.26991 | -0.068788 | -0.6613 | 0
[6 empty] | 20 | 996.7023 | -0.17124 | -0.2867 | -0.54206 | 0
[6 empty] | 20 | 937.9048 | -0.22301 | -0.22564 | -0.55134 | 0
[6 empty] | 20 | 936.7803 | -0.22394 | -0.22536 | -0.55069 | 0
[6 empty] | 20 | 935.6661 | -0.22477 | -0.22516 | -0.55007 | 0
[6 empty] | 20 | 934.7365 | -0.22573 | -0.22487 | -0.5494 | 0
[6 empty] | 20 | 933.3435 | -0.22549 | -0.22549 | -0.54902 | 0
[6 empty] | 20 | 933.5093 | -0.22567 | -0.22529 | -0.54904 | 0
[6 empty] | 20 | 933.7216 | -0.2266 | -0.22466 | -0.54874 | 0
[6 empty] | 20 | 931.5833 | -0.23365 | -0.22216 | -0.54419 | 0
[6 empty] | 20 | 870.3261 | -0.25057 | -0.25057 | -0.49887 | 0
[6 empty] | 20 | 879.6216 | -0.30614 | -0.21487 | -0.47899 | 0
[6 empty] | 20 | 879.2695 | -0.30651 | -0.21489 | -0.4786 | 0
[6 empty] | 20 | 846.3389 | -0.29817 | -0.23957 | -0.46226 | 0
[6 empty] | 20 | 969.3248 | -0.29196 | -0.38027 | -0.32776 | 0
[6 empty] | 20 | 965.1135 | -0.29287 | -0.3792 | -0.32793 | 0
[6 empty] | 20 | 1484.8991 | -0.42439 | -0.30726 | -0.26834 | 0
[6 empty] | 20 | 1291.0425 | -0.3808 | -0.34144 | -0.27776 | 0
[6 empty] | 20 | 1290.5363 | -0.3812 | -0.34096 | -0.27784 | 0
[6 empty] | 20 | 864.932 | -0.30108 | -0.34254 | -0.35638 | 0
[6 empty] | 20 | 830.6856 | -0.35152 | -0.22036 | -0.42812 | 0
[6 empty] | 20 | 842.5006 | -0.31951 | -0.34505 | -0.33544 | 0
[6 empty] | 20 | 823.561 | -0.32056 | -0.33031 | -0.34913 | 0
[6 empty] | 20 | 823.2348 | -0.32171 | -0.33154 | -0.34675 | 0
[6 empty] | 20 | 840.5335 | -0.32219 | -0.34592 | -0.33189 | 0
[6 empty] | 20 | 838.797 | -0.32257 | -0.34544 | -0.332 | 0
[6 empty] | 20 | 838.685 | -0.32258 | -0.3454 | -0.33202 | 0
[6 empty] | 20 | 837.8774 | -0.32286 | -0.34504 | -0.3321 | 0
[6 empty] | 20 | 837.3142 | -0.32303 | -0.34475 | -0.33222 | 0
[6 empty] | 20 | 837.8378 | -0.32343 | -0.34469 | -0.33189 | 0
[6 empty] | 20 | 830.5557 | -0.32723 | -0.34064 | -0.33212 | 0
[6 empty] | 20 | 827.3765 | -0.32789 | -0.33907 | -0.33304 | 0
[6 empty] | 20 | 826.9195 | -0.32785 | -0.33888 | -0.33327 | 0
[6 empty] | 20 | 829.8687 | -0.32851 | -0.3397 | -0.33179 | 0
[6 empty] | 20 | 830.3364 | -0.32884 | -0.33961 | -0.33155 | 0
[6 empty] | 20 | 819.6825 | -0.32848 | -0.33464 | -0.33689 | 0
[6 empty] | 20 | 819.1462 | -0.32858 | -0.33427 | -0.33715 | 0
[6 empty] | 20 | 818.8753 | -0.32875 | -0.33397 | -0.33729 | 0
[6 empty] | 20 | 834.0096 | -0.33123 | -0.33843 | -0.33034 | 0
[6 empty] | 20 | 832.1181 | -0.33097 | -0.33839 | -0.33063 | 0
[6 empty] | 20 | 832.5732 | -0.33121 | -0.33828 | -0.33051 | 0
[6 empty] | 20 | 832.8504 | -0.33143 | -0.33808 | -0.33049 | 0
[6 empty] | 20 | 833.5754 | -0.33236 | -0.33696 | -0.33068 | 0
[6 empty] | 20 | 817.8448 | -0.33156 | -0.32861 | -0.33983 | 0
[6 empty] | 20 | 817.8316 | -0.33186 | -0.32809 | -0.34004 | 0
[6 empty] | 20 | 817.7857 | -0.33557 | -0.32112 | -0.3433 | 0
[6 empty] | 20 | 817.7905 | -0.33714 | -0.31804 | -0.34482 | 0
[6 empty] | 20 | 1244.1595 | -0.49194 | -0.20236 | -0.3057 | 0
[6 empty] | 20 | 1141.3515 | -0.47621 | -0.17652 | -0.34727 | 0
[6 empty] | 20 | 1139.9702 | -0.47591 | -0.1767 | -0.3474 | 0
[6 empty] | 20 | 1198.3814 | -0.48789 | -0.20362 | -0.30849 | 0
[6 empty] | 20 | 1199.2426 | -0.48825 | -0.20324 | -0.30851 | 0
[6 empty] | 20 | 848.2062 | -0.39449 | -0.21114 | -0.39437 | 0
[6 empty] | 20 | 847.7931 | -0.3944 | -0.21121 | -0.3944 | 0
[6 empty] | 20 | 1018.5755 | -0.43034 | -0.256 | -0.31366 | 0
[6 empty] | 20 | 1018.3582 | -0.43031 | -0.25601 | -0.31369 | 0
[6 empty] | 20 | 825.8273 | -0.39162 | -0.21652 | -0.39186 | 0
[6 empty] | 20 | 826.1526 | -0.39178 | -0.21643 | -0.39178 | 0
[6 empty] | 20 | 1018.1409 | -0.43086 | -0.25513 | -0.31401 | 0
[6 empty] | 20 | 1147.5263 | -0.48998 | -0.19051 | -0.31951 | 0
[6 empty] | 20 | 1147.0151 | -0.4899 | -0.19061 | -0.31949 | 0
[6 empty] | 20 | 1145.4783 | -0.48957 | -0.19082 | -0.31961 | 0
[6 empty] | 20 | 1031.1315 | -0.46121 | -0.20176 | -0.33703 | 0
[6 empty] | 20 | 910.6326 | -0.42411 | -0.21328 | -0.3626 | 0
[6 empty] | 20 | 911.7432 | -0.42452 | -0.21322 | -0.36226 | 0
[6 empty] | 20 | 1071.7376 | -0.47332 | -0.20031 | -0.32637 | 0
[6 empty] | 20 | 1002.0003 | -0.44956 | -0.22241 | -0.32804 | 0
[6 empty] | 20 | 1001.1223 | -0.44929 | -0.22251 | -0.32821 | 0
[6 empty] | 20 | 1325.0196 | -2.1694e-17 | -0.27687 | -0.72313 | 0
[6 empty] | 20 | 8041.8724 | -0.15946 | 0.25205 | 0.90741 | 0
[6 empty] | 20 | 8050.7903 | -0.16113 | 0.25309 | 0.90803 | 0
[6 empty] | 20 | 8052.0109 | -0.16115 | 0.25314 | 0.90802 | 0
[6 empty] | 20 | 8052.0525 | -0.16116 | 0.25314 | 0.90802 | 0
[6 empty] | 20 | 4400.0042 | -1.0987e-16 | -1 | -2.165e-16 | 0
[6 empty] | 20 | 2567.1303 | -0.0079926 | 0.7059 | 0.3021 | 0
[6 empty] | 20 | 4400.0042 | -1.4501e-16 | -1 | -3.4495e-16 | 0
[6 empty] | 20 | 11416.1497 | -0.38499 | 0.24471 | 1.1403 | 0
[6 empty] | 20 | 11448.8141 | -0.38716 | 0.24436 | 1.1428 | 0
[6 empty] | 20 | 8762.4477 | -0.31647 | 0.38057 | 0.93589 | 0
[6 empty] | 20 | 8778.9801 | -0.31704 | 0.37964 | 0.9374 | 0
[6 empty] | 20 | 8763.6317 | -0.31651 | 0.38063 | 0.93589 | 0
[6 empty] | 20 | 1313.3948 | -0.0070091 | -0.34347 | -0.64952 | 0
[6 empty] | 20 | 1292.0912 | -9.4448e-18 | -0.32897 | -0.67103 | 0
[6 empty] | 20 | 2163.219 | -0.18833 | -0.077812 | -0.73386 | 0
[6 empty] | 20 | 2163.0771 | -0.18859 | -0.077804 | -0.7336 | 0
[6 empty] | 20 | 1322.9918 | -1.3176e-16 | -0.34299 | -0.65701 | 0
[6 empty] | 20 | 4400.0042 | -3.5869e-17 | -1 | -8.1593e-17 | 0
[6 empty] | 20 | 4400.0042 | -3.906e-15 | -1 | -4.12e-15 | 0
[6 empty] | 20 | 4400.0042 | -3.9504e-17 | -1 | 1.4945e-16 | 0
[6 empty] | 21 | 1116.3409 | -0.46453 | -0.20991 | -0.32555 | 0
[6 empty] | 21 | 3187.2999 | -0.089223 | 0.79833 | 0.2909 | 0
[6 empty] | 21 | 7950.2804 | -0.31099 | 0.37844 | 0.93255 | 0
[6 empty] | 21 | 2112.4338 | 0.38824 | 0.41631 | 0.19545 | 0
[6 empty] | 21 | 2077.3423 | 0.38353 | 0.41503 | 0.20145 | 0
[6 empty] | 21 | 1511.2137 | 0.30351 | 0.3927 | 0.30379 | 0
[6 empty] | 21 | 1556.3063 | 0.07225 | -0.36692 | -0.70533 | 0
[6 empty] | 21 | 1855.0864 | 0.14909 | -0.31328 | -0.83581 | 0
[6 empty] | 21 | 1041.2694 | -0.17832 | -0.26638 | -0.5553 | 0
[6 empty] | 21 | 762.0449 | -0.33248 | -0.33366 | -0.33386 | 0
[6 empty] | 21 | 765.5194 | -0.33315 | -0.33506 | -0.3318 | 0
[6 empty] | 21 | 4400.0058 | -4.6586e-18 | -1 | 3.6731e-17 | 0
[6 empty] | 21 | 7350.4753 | -0.15719 | 0.25281 | 0.90438 | 0
[6 empty] | 21 | 7357.7563 | -0.15735 | 0.25242 | 0.90493 | 0
[6 empty] | 21 | 3187.0295 | -0.089217 | 0.79838 | 0.29084 | 0
[6 empty] | 21 | 10743.4944 | 1.4932 | -0.94299 | -1.5502 | 0
[6 empty] | 21 | 10764.8709 | 1.4961 | -0.94474 | -1.5514 | 0
[6 empty] | 21 | 10754.7164 | 1.4948 | -0.94392 | -1.5509 | 0
[6 empty] | 21 | 4022.0714 | 0.60812 | 0.50697 | -0.11509 | 0
[6 empty] | 21 | 4018.4944 | 0.60757 | 0.50698 | -0.11455 | 0
[6 empty] | 21 | 3966.11 | 0.60358 | 0.50322 | -0.1068 | 0
[6 empty] | 21 | 3598.6688 | 0.58841 | 0.46807 | -0.056485 | 0
[6 empty] | 21 | 3577.7128 | 0.58632 | 0.46688 | -0.053201 | 0
[6 empty] | 21 | 3572.9326 | 0.58565 | 0.46674 | -0.052393 | 0
[6 empty] | 21 | 2753.016 | 0.45435 | 0.21218 | 0.33346 | 0
[6 empty] | 21 | 2752.8718 | 0.45434 | 0.21217 | 0.33349 | 0
[6 empty] | 21 | 2178.2117 | 0.39913 | 0.4136 | 0.18727 | 0
[6 empty] | 21 | 2163.3076 | 0.39717 | 0.41295 | 0.18988 | 0
[6 empty] | 21 | 2083.1797 | 0.3843 | 0.41527 | 0.20043 | 0
[6 empty] | 21 | 1685.0178 | 0.28755 | 0.34861 | 0.36384 | 0
[6 empty] | 21 | 1679.3484 | 0.2879 | 0.34882 | 0.36327 | 0
[6 empty] | 21 | 1679.2796 | 0.28789 | 0.34884 | 0.36327 | 0
[6 empty] | 21 | 1580.3398 | 0.31657 | 0.39508 | 0.28835 | 0
[6 empty] | 21 | 1580.0284 | 0.31655 | 0.395 | 0.28845 | 0
[6 empty] | 21 | 1583.7756 | 0.31978 | 0.38782 | 0.29241 | 0
[6 empty] | 21 | 1666.7368 | 0.33308 | 0.33342 | 0.3335 | 0
[6 empty] | 21 | 1667.9653 | 0.33348 | 0.33319 | 0.33333 | 0
[6 empty] | 21 | 1667.3905 | 0.33335 | 0.33324 | 0.3334 | 0
[6 empty] | 21 | 1667.3158 | 0.33338 | 0.33326 | 0.33336 | 0
[6 empty] | 21 | 1665.3139 | 0.33308 | 0.33374 | 0.33319 | 0
[6 empty] | 21 | 1576.8866 | 0.31877 | 0.38774 | 0.29349 | 0
[6 empty] | 21 | 1576.4129 | 0.31871 | 0.38767 | 0.29363 | 0
[6 empty] | 21 | 1571.118 | 0.31757 | 0.38782 | 0.29461 | 0
[6 empty] | 21 | 1402.5516 | 0.27024 | 0.40461 | 0.32514 | 0
[6 empty] | 21 | 1512.288 | 0.30387 | 0.39233 | 0.3038 | 0
[6 empty] | 21 | 1390.8724 | 0.27268 | 0.40199 | 0.32533 | 0
[6 empty] | 21 | 1390.5451 | 0.27275 | 0.40191 | 0.32534 | 0
[6 empty] | 21 | 1391.3277 | 0.27296 | 0.40148 | 0.32556 | 0
[6 empty] | 21 | 1390.4428 | 0.27288 | 0.40168 | 0.32544 | 0
[6 empty] | 21 | 1390.135 | 0.27287 | 0.40175 | 0.32538 | 0
[6 empty] | 21 | 1390.8646 | 0.27313 | 0.40166 | 0.32522 | 0
[6 empty] | 21 | 1390.3991 | 0.27302 | 0.40168 | 0.32531 | 0
[6 empty] | 21 | 1457.0868 | 0.2928 | 0.38741 | 0.31979 | 0
[6 empty] | 21 | 1447.1031 | 0.29061 | 0.38712 | 0.32228 | 0
[6 empty] | 21 | 3039.5077 | 0.077927 | -0.10739 | -0.97054 | 0
[6 empty] | 21 | 3038.0057 | 0.078286 | -0.10774 | -0.97055 | 0
[6 empty] | 21 | 3023.0379 | 0.077948 | -0.10959 | -0.96836 | 0
[6 empty] | 21 | 3048.8384 | 0.079705 | -0.10731 | -0.97239 | 0
[6 empty] | 21 | 4400.0058 | 9.989e-17 | -1 | 2.1053e-16 | 0
[6 empty] | 21 | 1555.0911 | 0.071991 | -0.36663 | -0.70536 | 0
[6 empty] | 21 | 1557.7537 | 0.07252 | -0.36715 | -0.70537 | 0
[6 empty] | 21 | 1519.2178 | 0.073742 | -0.34718 | -0.72656 | 0
[6 empty] | 21 | 1517.8384 | 0.07417 | -0.3461 | -0.72807 | 0
[6 empty] | 21 | 1633.9061 | 0.079985 | -0.29178 | -0.78821 | 0
[6 empty] | 21 | 1640.3063 | 0.080707 | -0.29138 | -0.78933 | 0
[6 empty] | 21 | 1558.2364 | 0.078169 | -0.30264 | -0.77552 | 0
[6 empty] | 21 | 1646.8897 | 0.082152 | -0.29151 | -0.79064 | 0
[6 empty] | 21 | 1647.5496 | 0.11208 | -0.33232 | -0.77976 | 0
[6 empty] | 21 | 1666.8027 | 0.11469 | -0.31539 | -0.79931 | 0
[6 empty] | 21 | 1350.5817 | 0.010265 | -0.28824 | -0.72202 | 0
[6 empty] | 21 | 4232.4137 | 0.2752 | -0.08699 | -1.1882 | 0
[6 empty] | 21 | 4233.8081 | 0.27637 | -0.087551 | -1.1888 | 0
[6 empty] | 21 | 1352.2353 | 0.010792 | -0.28834 | -0.72246 | 0
[6 empty] | 21 | 1852.0011 | 0.14942 | -0.31408 | -0.83534 | 0
[6 empty] | 21 | 1853.4811 | 0.14952 | -0.31395 | -0.83556 | 0
[6 empty] | 21 | 1970.7776 | 0.17398 | -0.35946 | -0.81452 | 0
[6 empty] | 21 | 1970.8384 | 0.17399 | -0.35947 | -0.81452 | 0
[6 empty] | 21 | 1997.3322 | 0.17804 | -0.3612 | -0.81684 | 0
[6 empty] | 21 | 4640.1935 | 0.27826 | 0.076973 | 0.64477 | 0
[6 empty] | 21 | 5362.1221 | 0.46793 | -0.078428 | -1.3895 | 0
[6 empty] | 21 | 6403.4809 | 0.45911 | -0.2539 | 0.79479 | 0
[6 empty] | 21 | 6402.6621 | 0.45904 | -0.25386 | 0.79482 | 0
[6 empty] | 21 | 6383.6313 | 0.4582 | -0.25134 | 0.79315 | 0
[6 empty] | 21 | 6390.1097 | 0.4587 | -0.2522 | 0.7935 | 0
[6 empty] | 21 | 1993.3541 | 0.14901 | 0.5334 | 0.31759 | 0
[6 empty] | 21 | 1859.514 | -0.26754 | -0.11241 | -0.62006 | 0
[6 empty] | 21 | 1861.254 | -0.26812 | -0.112 | -0.61988 | 0
[6 empty] | 21 | 1039.9424 | -0.18084 | -0.26553 | -0.55363 | 0
[6 empty] | 21 | 1126.7747 | -0.23286 | -0.22286 | -0.54427 | 0
[6 empty] | 21 | 961.8443 | -0.20319 | -0.32922 | -0.46759 | 0
[6 empty] | 21 | 912.1829 | -0.2325 | -0.33232 | -0.43518 | 0
[6 empty] | 21 | 974.561 | -0.30179 | -0.22596 | -0.47225 | 0
[6 empty] | 21 | 974.0286 | -0.30242 | -0.22587 | -0.47171 | 0
[6 empty] | 21 | 974.1167 | -0.30256 | -0.22582 | -0.47162 | 0
[6 empty] | 21 | 927.6581 | -0.29395 | -0.37806 | -0.32799 | 0
[6 empty] | 21 | 827.6269 | -0.28623 | -0.34203 | -0.37174 | 0
[6 empty] | 21 | 1395.9216 | -0.40796 | -0.30628 | -0.28576 | 0
[6 empty] | 21 | 1393.9364 | -0.40758 | -0.30654 | -0.28588 | 0
[6 empty] | 21 | 1331.5941 | -0.39375 | -0.31701 | -0.28925 | 0
[6 empty] | 21 | 764.2226 | -0.32227 | -0.34439 | -0.33334 | 0
[6 empty] | 21 | 763.3936 | -0.32258 | -0.34424 | -0.33319 | 0
[6 empty] | 21 | 762.3707 | -0.32323 | -0.34436 | -0.3324 | 0
[6 empty] | 21 | 761.9529 | -0.32352 | -0.34439 | -0.33209 | 0
[6 empty] | 21 | 761.9445 | -0.32353 | -0.34439 | -0.33208 | 0
[6 empty] | 21 | 761.2646 | -0.32618 | -0.34171 | -0.33211 | 0
[6 empty] | 21 | 761.179 | -0.32666 | -0.3412 | -0.33215 | 0
[6 empty] | 21 | 761.1398 | -0.32755 | -0.34035 | -0.3321 | 0
[6 empty] | 21 | 760.8751 | -0.33019 | -0.3377 | -0.33211 | 0
[6 empty] | 21 | 760.7925 | -0.33043 | -0.3374 | -0.33217 | 0
[6 empty] | 21 | 760.7783 | -0.33043 | -0.33738 | -0.33219 | 0
[6 empty] | 21 | 762.0269 | -0.33089 | -0.33713 | -0.33198 | 0
[6 empty] | 21 | 760.8442 | -0.33103 | -0.33605 | -0.33292 | 0
[6 empty] | 21 | 766.4283 | -0.33244 | -0.33601 | -0.33155 | 0
[6 empty] | 21 | 763.2145 | -0.33173 | -0.33641 | -0.33186 | 0
[6 empty] | 21 | 761.3947 | -0.33193 | -0.33441 | -0.33366 | 0
[6 empty] | 21 | 764.4334 | -0.33241 | -0.33585 | -0.33173 | 0
[6 empty] | 21 | 765.0285 | -0.3328 | -0.33545 | -0.33175 | 0
[6 empty] | 21 | 767.134 | -0.33342 | -0.33491 | -0.33166 | 0
[6 empty] | 21 | 762.1636 | -0.33255 | -0.3336 | -0.33385 | 0
[6 empty] | 21 | 765.4294 | -0.33308 | -0.33515 | -0.33178 | 0
[6 empty] | 21 | 765.8932 | -0.33333 | -0.33485 | -0.33181 | 0
[6 empty] | 21 | 762.949 | -0.33294 | -0.33319 | -0.33387 | 0
[6 empty] | 21 | 763.9182 | -0.33333 | -0.33293 | -0.33374 | 0
[6 empty] | 21 | 777.6041 | -0.33896 | -0.32878 | -0.33226 | 0
[6 empty] | 21 | 1096.5856 | -0.46008 | -0.20235 | -0.33757 | 0
[6 empty] | 21 | 1095.9205 | -0.45995 | -0.20244 | -0.33762 | 0
[6 empty] | 21 | 995.4627 | -0.43195 | -0.21402 | -0.35403 | 0
[6 empty] | 21 | 994.3577 | -0.43169 | -0.21418 | -0.35413 | 0
[6 empty] | 21 | 994.1383 | -0.43175 | -0.21429 | -0.35396 | 0
[6 empty] | 21 | 1055.3513 | -0.44505 | -0.22735 | -0.3276 | 0
[6 empty] | 21 | 1117.5343 | -0.46462 | -0.20992 | -0.32546 | 0
[6 empty] | 21 | 1113.8308 | -0.46371 | -0.21066 | -0.32563 | 0
[6 empty] | 21 | 1116.2975 | -0.46453 | -0.20992 | -0.32556 | 0
[6 empty] | 21 | 1116.2691 | -0.46452 | -0.20992 | -0.32556 | 0
[6 empty] | 21 | 1097.3307 | -0.46336 | -0.20673 | -0.32991 | 0
[6 empty] | 21 | 1096.5166 | -0.46325 | -0.20689 | -0.32986 | 0
[6 empty] | 21 | 1048.6516 | -0.4529 | -0.21353 | -0.33356 | 0
[6 empty] | 21 | 1052.6502 | -0.45436 | -0.2121 | -0.33353 | 0
[6 empty] | 21 | 1052.0979 | -0.45425 | -0.21216 | -0.33359 | 0
[6 empty] | 21 | 1051.5113 | -0.45411 | -0.21225 | -0.33364 | 0
[6 empty] | 21 | 1280.5237 | -0.021536 | -0.28319 | -0.69528 | 0
[6 empty] | 21 | 1280.4213 | -0.021723 | -0.28312 | -0.69516 | 0
[6 empty] | 21 | 4400.0058 | -5.5992e-16 | -1 | -1.7918e-15 | 0
[6 empty] | 21 | 1305.6128 | -0.00029894 | -0.30669 | -0.69302 | 0
[6 empty] | 21 | 1306.1771 | -2.9908e-16 | -0.30668 | -0.69332 | 0
[6 empty] | 21 | 7320.04 | -0.15457 | 0.25305 | 0.90152 | 0
[6 empty] | 21 | 7355.8123 | -0.15731 | 0.25234 | 0.90496 | 0
[6 empty] | 21 | 3149.0176 | -0.081827 | 0.79014 | 0.29169 | 0
[6 empty] | 21 | 3296.4549 | -0.089616 | 0.81061 | 0.27901 | 0
[6 empty] | 21 | 3186.3236 | -0.089194 | 0.79829 | 0.2909 | 0
[6 empty] | 21 | 3186.3849 | -0.089196 | 0.7983 | 0.29089 | 0
[6 empty] | 21 | 3187.3416 | -0.089227 | 0.79842 | 0.29081 | 0
[6 empty] | 21 | 3203.8076 | -0.091458 | 0.80066 | 0.2908 | 0
[6 empty] | 21 | 1206.1061 | -0.061516 | -0.2819 | -0.65659 | 0
[6 empty] | 21 | 3314.472 | -0.10541 | 0.81614 | 0.28927 | 0
[6 empty] | 21 | 1196.1705 | -0.064407 | -0.28904 | -0.64655 | 0
[6 empty] | 21 | 1193.4514 | -0.066393 | -0.28741 | -0.6462 | 0
[6 empty] | 21 | 1195.6279 | -0.067141 | -0.28173 | -0.65112 | 0
[6 empty] | 21 | 10380.6162 | -0.37651 | 0.24445 | 1.1321 | 0
[6 empty] | 21 | 10392.865 | -0.3779 | 0.24474 | 1.1332 | 0
[6 empty] | 21 | 7909.0322 | -0.30723 | 0.37856 | 0.92867 | 0
[6 empty] | 21 | 1318.3408 | -8.4762e-18 | -0.28744 | -0.71256 | 0
[6 empty] | 21 | 7937.1784 | -0.30976 | 0.37852 | 0.93124 | 0
[6 empty] | 21 | 7949.5714 | -0.31096 | 0.37841 | 0.93255 | 0
[6 empty] | 21 | 2123.5947 | -0.13766 | -0.12696 | -0.73538 | 0
[6 empty] | 21 | 2123.5846 | -0.13819 | -0.12668 | -0.73513 | 0
[6 empty] | 21 | 1318.3199 | -1.1548e-05 | -0.28743 | -0.71255 | 0
[6 empty] | 21 | 4400.0058 | -2.9474e-18 | -1 | -8.0629e-17 | 0
[6 empty] | 21 | 4400.0058 | -3.1042e-16 | -1 | -6.0024e-16 | 0
[6 empty] | 21 | 1113.8864 | -0.11763 | -0.27742 | -0.60495 | 0
[6 empty] | 21 | 4400.0058 | -3.4491e-18 | -1 | 9.989e-18 | 0
[6 empty] | 21 | 4400.0058 | -3.4491e-18 | -1 | 3.5387e-17 | 0
[6 empty] | 21 | 4400.0058 | -3.4491e-18 | -1 | -1.0527e-16 | 0
[6 empty] | 21 | 1100.3989 | -0.12614 | -0.27663 | -0.59723 | 0
[6 empty] | 21 | 2503.6839 | -0.027439 | -0.12493 | -0.84763 | 0
[6 empty] | 21 | 2497.968 | -0.028219 | -0.12531 | -0.84647 | 0
[6 empty] | 22 | 755.1148 | -0.33279 | -0.33504 | -0.33217 | 0
[6 empty] | 22 | 4950.8742 | 0.61746 | 0.48442 | -0.10188 | 0
[6 empty] | 22 | 2596.153 | 0.4538 | 0.21231 | 0.33388 | 0
[6 empty] | 22 | 1936.616 | 0.31694 | 0.39508 | 0.28798 | 0
[6 empty] | 22 | 4314.0787 | 0.24816 | -0.14736 | -1.1008 | 0
[6 empty] | 22 | 6416.1684 | 0.45686 | -0.25322 | 0.79636 | 0
[6 empty] | 22 | 745.6676 | -0.32379 | -0.34407 | -0.33214 | 0
[6 empty] | 22 | 7410.0129 | -0.30736 | 0.37607 | 0.9313 | 0
[6 empty] | 22 | 10885.8325 | 1.4896 | -0.94313 | -1.5464 | 0
[6 empty] | 22 | 10887.7442 | 1.4898 | -0.94328 | -1.5465 | 0
[6 empty] | 22 | 10902.4504 | 1.4919 | -0.94323 | -1.5487 | 0
[6 empty] | 22 | 3227.7189 | 0.35443 | 0.53159 | 0.11398 | 0
[6 empty] | 22 | 4953.7931 | 0.61722 | 0.48522 | -0.10244 | 0
[6 empty] | 22 | 2598.4592 | 0.45412 | 0.21208 | 0.33381 | 0
[6 empty] | 22 | 1934.5208 | 0.31683 | 0.3949 | 0.28827 | 0
[6 empty] | 22 | 1727.9154 | 0.27286 | 0.40186 | 0.32528 | 0
[6 empty] | 22 | 1727.2974 | 0.27318 | 0.40155 | 0.32528 | 0
[6 empty] | 22 | 1671.9847 | 0.33343 | 0.33268 | 0.3339 | 0
[6 empty] | 22 | 1671.2728 | 0.33397 | 0.3332 | 0.33283 | 0
[6 empty] | 22 | 1668.0402 | 0.33345 | 0.3334 | 0.33315 | 0
[6 empty] | 22 | 1668.0397 | 0.3335 | 0.33334 | 0.33316 | 0
[6 empty] | 22 | 1667.8033 | 0.33346 | 0.33335 | 0.33319 | 0
[6 empty] | 22 | 1666.9281 | 0.33326 | 0.33339 | 0.33335 | 0
[6 empty] | 22 | 1666.9793 | 0.3333 | 0.33334 | 0.33337 | 0
[6 empty] | 22 | 1666.988 | 0.3333 | 0.33333 | 0.33337 | 0
[6 empty] | 22 | 1667.1191 | 0.33334 | 0.33328 | 0.33338 | 0
[6 empty] | 22 | 1666.9976 | 0.33333 | 0.33333 | 0.33333 | 0
[6 empty] | 22 | 1667.0167 | 0.33333 | 0.3333 | 0.33337 | 0
[6 empty] | 22 | 2990.8875 | 0.047429 | -0.16194 | -0.88549 | 0
[6 empty] | 22 | 2995.2688 | 0.047916 | -0.16172 | -0.8862 | 0
[6 empty] | 22 | 2985.408 | 0.047792 | -0.16258 | -0.88521 | 0
[6 empty] | 22 | 1811.3283 | 0.075683 | -0.3154 | -0.76028 | 0
[6 empty] | 22 | 1813.041 | 0.076938 | -0.31581 | -0.76113 | 0
[6 empty] | 22 | 1812.7456 | 0.076928 | -0.31587 | -0.76105 | 0
[6 empty] | 22 | 1812.86 | 0.076931 | -0.31587 | -0.76106 | 0
[6 empty] | 22 | 1813.0076 | 0.076936 | -0.31586 | -0.76107 | 0
[6 empty] | 22 | 1814.3974 | 0.077272 | -0.31608 | -0.7612 | 0
[6 empty] | 22 | 1816.7401 | 0.077644 | -0.31604 | -0.7616 | 0
[6 empty] | 22 | 1879.0008 | 0.084703 | -0.31545 | -0.76925 | 0
[6 empty] | 22 | 1742.3695 | 0.0091686 | -0.29126 | -0.71791 | 0
[6 empty] | 22 | 1742.8073 | 0.0094524 | -0.29133 | -0.71812 | 0
[6 empty] | 22 | 4400.006 | 1.6797e-17 | -1 | -1.854e-17 | 0
[6 empty] | 22 | 4400.006 | 1.6797e-17 | -1 | 2.0147e-17 | 0
[6 empty] | 22 | 4400.006 | 1.6842e-13 | -1 | 1.7301e-13 | 0
[6 empty] | 22 | 4338.0905 | 0.25055 | -0.1463 | -1.1042 | 0
[6 empty] | 22 | 4382.6782 | 0.25395 | -0.14401 | -1.1099 | 0
[6 empty] | 22 | 4400.006 | 3.4052e-16 | -1 | -8.8572e-16 | 0
[6 empty] | 22 | 4601.606 | 0.27775 | 0.07595 | 0.6463 | 0
[6 empty] | 22 | 6415.9414 | 0.45684 | -0.25321 | 0.79637 | 0
[6 empty] | 22 | 6415.8369 | 0.45683 | -0.2532 | 0.79637 | 0
[6 empty] | 22 | 6194.6539 | 0.75048 | -0.55748 | -1.193 | 0
[6 empty] | 22 | 2030.9364 | 0.14671 | 0.5363 | 0.31698 | 0
[6 empty] | 22 | 2029.9547 | 0.1469 | 0.53602 | 0.31708 | 0
[6 empty] | 22 | 2044.0811 | 0.14876 | 0.53641 | 0.31482 | 0
[6 empty] | 22 | 1446.2115 | -0.23259 | -0.22241 | -0.545 | 0
[6 empty] | 22 | 1240.2968 | -0.30149 | -0.22571 | -0.4728 | 0
[6 empty] | 22 | 1239.6495 | -0.30183 | -0.22568 | -0.47249 | 0
[6 empty] | 22 | 1239.733 | -0.30195 | -0.22563 | -0.47242 | 0
[6 empty] | 22 | 1229.5476 | -0.36283 | -0.34221 | -0.29496 | 0
[6 empty] | 22 | 1222.2845 | -0.3624 | -0.34207 | -0.29553 | 0
[6 empty] | 22 | 1112.9561 | -0.35534 | -0.3406 | -0.30406 | 0
[6 empty] | 22 | 745.807 | -0.3238 | -0.34411 | -0.3321 | 0
[6 empty] | 22 | 748.3526 | -0.32591 | -0.34208 | -0.33201 | 0
[6 empty] | 22 | 750.3269 | -0.32773 | -0.34027 | -0.332 | 0
[6 empty] | 22 | 754.3904 | -0.33237 | -0.33538 | -0.33225 | 0
[6 empty] | 22 | 754.9011 | -0.33276 | -0.33501 | -0.33223 | 0
[6 empty] | 22 | 755.1031 | -0.33286 | -0.33494 | -0.3322 | 0
[6 empty] | 22 | 1147.5577 | -0.45398 | -0.21218 | -0.33384 | 0
[6 empty] | 22 | 1147.3569 | -0.45395 | -0.21224 | -0.33381 | 0
[6 empty] | 22 | 4400.006 | -6.1037e-17 | -1 | 6.0119e-16 | 0
[6 empty] | 22 | 6922.7469 | -0.15511 | 0.25143 | 0.90368 | 0
[6 empty] | 22 | 6927.3455 | -0.15578 | 0.2516 | 0.90418 | 0
[6 empty] | 22 | 6932.1876 | -0.15646 | 0.25179 | 0.90467 | 0
[6 empty] | 22 | 6932.4263 | -0.15646 | 0.2518 | 0.90466 | 0
[6 empty] | 22 | 4400.006 | -1.4227e-17 | -1 | 4.1303e-17 | 0
[6 empty] | 22 | 4400.006 | -1.4227e-17 | -1 | -4.5158e-17 | 0
[6 empty] | 22 | 9704.7021 | -0.37273 | 0.24365 | 1.1291 | 0
[6 empty] | 22 | 9697.2472 | -0.37245 | 0.24427 | 1.1282 | 0
[6 empty] | 22 | 7323.6642 | -0.29945 | 0.37743 | 0.92201 | 0
[6 empty] | 22 | 7384.574 | -0.30565 | 0.37711 | 0.92854 | 0
[6 empty] | 22 | 7404.7969 | -0.30714 | 0.37639 | 0.93074 | 0
[6 empty] | 22 | 7409.5668 | -0.30794 | 0.37664 | 0.9313 | 0
[6 empty] | 22 | 7412.2376 | -0.30808 | 0.37681 | 0.93127 | 0
[6 empty] | 22 | 3951.6737 | -0.19003 | 0.91057 | 0.27946 | 0
[6 empty] | 22 | 3954.8121 | -0.19053 | 0.91117 | 0.27936 | 0
[6 empty] | 22 | 3955.0475 | -0.19055 | 0.91117 | 0.27938 | 0
[6 empty] | 22 | 1371.5467 | -0.17393 | -0.26675 | -0.55932 | 0
[6 empty] | 22 | 1363.9218 | -0.17801 | -0.26607 | -0.55591 | 0
[6 empty] | 22 | 2177.2148 | -0.26947 | -0.1214 | -0.60913 | 0
[6 empty] | 22 | 2178.2305 | -0.26985 | -0.12113 | -0.60902 | 0
[6 empty] | 23 | 1456.4479 | 0.038405 | -0.30256 | -0.73584 | 0
[6 empty] | 23 | 5625.6065 | 0.72887 | -0.55184 | -1.177 | 0
[6 empty] | 23 | 1540.8071 | 0.074406 | -0.31574 | -0.75867 | 0
[6 empty] | 23 | 1426.5587 | 0.0074521 | -0.29142 | -0.71603 | 0
[6 empty] | 23 | 4399.999 | 2.4362e-16 | -1 | 4.1186e-16 | 0
[6 empty] | 23 | 6843.5692 | 0.45715 | -0.25642 | 0.79927 | 0
[6 empty] | 23 | 1417.1884 | 0.018899 | -0.30516 | -0.71374 | 0
[6 empty] | 23 | 1228.0314 | -0.23324 | -0.22279 | -0.54397 | 0
[6 empty] | 23 | 1119.7806 | -0.45444 | -0.2117 | -0.33387 | 0
[6 empty] | 23 | 2748.1175 | -0.030454 | 0.73477 | 0.29569 | 0
[6 empty] | 23 | 7284.8907 | -0.1552 | 0.25203 | 0.90317 | 0
[6 empty] | 23 | 5692.7298 | 0.73817 | -0.55709 | -1.1811 | 0
[6 empty] | 23 | 10723.5013 | 1.4372 | -0.92425 | -1.5129 | 0
[6 empty] | 23 | 11519.1982 | 1.5502 | -0.96646 | -1.5838 | 0
[6 empty] | 23 | 3086.8124 | 0.35572 | 0.53078 | 0.1135 | 0
[6 empty] | 23 | 3065.2067 | 0.35397 | 0.52938 | 0.11665 | 0
[6 empty] | 23 | 2637.2028 | 0.45439 | 0.21179 | 0.33382 | 0
[6 empty] | 23 | 2632.1806 | 0.45374 | 0.21239 | 0.33387 | 0
[6 empty] | 23 | 1684.0076 | 0.33552 | 0.33357 | 0.33091 | 0
[6 empty] | 23 | 1666.7695 | 0.33317 | 0.33353 | 0.3333 | 0
[6 empty] | 23 | 1667.7894 | 0.33342 | 0.33316 | 0.33342 | 0
[6 empty] | 23 | 1667.7855 | 0.33346 | 0.33316 | 0.33338 | 0
[6 empty] | 23 | 1666.666 | 0.33333 | 0.33333 | 0.33333 | 0
[6 empty] | 23 | 1924.5133 | 0.037139 | -0.2409 | -0.79624 | 0
[6 empty] | 23 | 1915.0173 | 0.036992 | -0.24197 | -0.79503 | 0
[6 empty] | 23 | 1571.4437 | 0.036829 | -0.28563 | -0.7512 | 0
[6 empty] | 23 | 1570.2699 | 0.037025 | -0.28589 | -0.75114 | 0
[6 empty] | 23 | 1451.6439 | 0.036271 | -0.30184 | -0.73443 | 0
[6 empty] | 23 | 1451.5849 | 0.036269 | -0.30186 | -0.73441 | 0
[6 empty] | 23 | 4399.999 | 1.1538e-14 | -1 | 1.1676e-14 | 0
[6 empty] | 23 | 3125.8277 | 0.096501 | -0.12139 | -0.97511 | 0
[6 empty] | 23 | 3134.5367 | 0.096734 | -0.12053 | -0.9762 | 0
[6 empty] | 23 | 3122.6025 | 0.096797 | -0.12205 | -0.97475 | 0
[6 empty] | 23 | 3122.312 | 0.096789 | -0.12204 | -0.97475 | 0
[6 empty] | 23 | 4399.999 | 1.2917e-14 | -1 | 1.3055e-14 | 0
[6 empty] | 23 | 1425.5435 | 0.0065242 | -0.29119 | -0.71534 | 0
[6 empty] | 23 | 1937.8827 | 0.08369 | -0.26547 | -0.81822 | 0
[6 empty] | 23 | 1935.7189 | 0.083869 | -0.26589 | -0.81798 | 0
[6 empty] | 23 | 6457.0928 | 0.24748 | 0.16499 | -1.4125 | 0
[6 empty] | 23 | 6390.0929 | 0.2451 | 0.15902 | -1.4041 | 0
[6 empty] | 23 | 1579.1947 | 0.072932 | -0.33823 | -0.7347 | 0
[6 empty] | 23 | 1580.1598 | 0.073182 | -0.33839 | -0.7348 | 0
[6 empty] | 23 | 1608.8207 | 0.076101 | -0.3061 | -0.77 | 0
[6 empty] | 23 | 1619.041 | 0.077142 | -0.30539 | -0.77175 | 0
[6 empty] | 23 | 1543.2438 | 0.0749 | -0.31708 | -0.75782 | 0
[6 empty] | 23 | 1542.5402 | 0.075106 | -0.3163 | -0.75881 | 0
[6 empty] | 23 | 1542.4987 | 0.075107 | -0.31606 | -0.75904 | 0
[6 empty] | 23 | 1544.3053 | 0.075604 | -0.31615 | -0.75946 | 0
[6 empty] | 23 | 1570.4064 | 0.080659 | -0.31811 | -0.76255 | 0
[6 empty] | 23 | 1644.6853 | 0.088725 | -0.33673 | -0.752 | 0
[6 empty] | 23 | 7242.5322 | 0.34512 | 0.191 | -1.5361 | 0
[6 empty] | 23 | 2043.0309 | 0.1132 | -0.27393 | -0.83926 | 0
[6 empty] | 23 | 3656.5915 | 0.18924 | -0.12206 | -1.0672 | 0
[6 empty] | 23 | 1698.2099 | 0.10279 | -0.3145 | -0.78828 | 0
[6 empty] | 23 | 1697.1137 | 0.1032 | -0.31499 | -0.78821 | 0
[6 empty] | 23 | 1696.6871 | 0.10317 | -0.31504 | -0.78813 | 0
[6 empty] | 23 | 1696.7287 | 0.10318 | -0.31504 | -0.78813 | 0
[6 empty] | 23 | 1439.8834 | 0.009286 | -0.29047 | -0.71881 | 0
[6 empty] | 23 | 1755.0998 | 0.11564 | -0.33358 | -0.78205 | 0
[6 empty] | 23 | 1793.6421 | 0.12362 | -0.3343 | -0.78933 | 0
[6 empty] | 23 | 1806.4368 | 0.12625 | -0.33443 | -0.79182 | 0
[6 empty] | 23 | 4861.0907 | 0.24366 | 0.80693 | -0.050589 | 0
[6 empty] | 23 | 1808.8872 | 0.12662 | -0.33447 | -0.79215 | 0
[6 empty] | 23 | 2733.7253 | 0.019922 | -0.13316 | -0.88677 | 0
[6 empty] | 23 | 2738.4536 | 0.020531 | -0.13301 | -0.88752 | 0
[6 empty] | 23 | 4419.584 | 0.32277 | -0.12318 | -1.1996 | 0
[6 empty] | 23 | 4437.0075 | 0.32441 | -0.12257 | -1.2018 | 0
[6 empty] | 23 | 4436.3924 | 0.32437 | -0.12255 | -1.2018 | 0
[6 empty] | 23 | 4675.8223 | 0.27825 | 0.079033 | 0.64272 | 0
[6 empty] | 23 | 6843.8414 | 0.45717 | -0.25643 | 0.79926 | 0
[6 empty] | 23 | 6813.4265 | 0.45623 | -0.25279 | 0.79655 | 0
[6 empty] | 23 | 4399.999 | 3.4659e-15 | -1 | 5.1023e-15 | 0
[6 empty] | 23 | 16079.5406 | 1.345 | 0.54608 | -2.8911 | 0
[6 empty] | 23 | 1413.3038 | 0.016744 | -0.30538 | -0.71136 | 0
[6 empty] | 23 | 1990.1579 | 0.14893 | 0.53394 | 0.31713 | 0
[6 empty] | 23 | 1989.1197 | 0.1493 | 0.53359 | 0.31711 | 0
[6 empty] | 23 | 1179.5442 | -0.17953 | -0.26578 | -0.55469 | 0
[6 empty] | 23 | 1179.2792 | -0.1796 | -0.26585 | -0.55455 | 0
[6 empty] | 23 | 1096.1236 | -0.30185 | -0.22571 | -0.47244 | 0
[6 empty] | 23 | 1095.9749 | -0.30182 | -0.22577 | -0.47241 | 0
[6 empty] | 23 | 1096.1885 | -0.30194 | -0.22568 | -0.47238 | 0
[6 empty] | 23 | 1191.9886 | -0.35467 | -0.34133 | -0.304 | 0
[6 empty] | 23 | 1391.9263 | -0.40043 | -0.30549 | -0.29408 | 0
[6 empty] | 23 | 832.8505 | -0.30955 | -0.3447 | -0.34576 | 0
[6 empty] | 23 | 807.1263 | -0.32298 | -0.34503 | -0.33198 | 0
[6 empty] | 23 | 807.096 | -0.32299 | -0.34502 | -0.33199 | 0
[6 empty] | 23 | 807.7511 | -0.32581 | -0.3423 | -0.33189 | 0
[6 empty] | 23 | 813.6375 | -0.3322 | -0.33377 | -0.33403 | 0
[6 empty] | 23 | 814.7686 | -0.33253 | -0.33576 | -0.33171 | 0
[6 empty] | 23 | 810.5058 | -0.3328 | -0.3351 | -0.3321 | 0
[6 empty] | 23 | 810.2507 | -0.33279 | -0.33508 | -0.33212 | 0
[6 empty] | 23 | 810.2732 | -0.33283 | -0.33504 | -0.33213 | 0
[6 empty] | 23 | 1120.7113 | -0.45451 | -0.21169 | -0.3338 | 0
[6 empty] | 23 | 1119.7681 | -0.45443 | -0.2117 | -0.33387 | 0
[6 empty] | 23 | 2793.7168 | -0.030335 | 0.7398 | 0.29054 | 0
[6 empty] | 23 | 2770.5527 | -0.030515 | 0.73734 | 0.29318 | 0
[6 empty] | 23 | 2749.1473 | -0.030708 | 0.73502 | 0.29569 | 0
[6 empty] | 23 | 2749.5498 | -0.030714 | 0.73509 | 0.29563 | 0
[6 empty] | 23 | 2753.0348 | -0.030761 | 0.73552 | 0.29525 | 0
[6 empty] | 23 | 7278.7874 | -0.1544 | 0.2518 | 0.90259 | 0
[6 empty] | 23 | 7286.7036 | -0.15458 | 0.25144 | 0.90314 | 0
[6 empty] | 23 | 7284.7298 | -0.15519 | 0.25202 | 0.90317 | 0
[6 empty] | 23 | 4399.999 | -1.0848e-16 | -1 | -2.8315e-16 | 0
[6 empty] | 23 | 4399.999 | -1.4571e-14 | -1 | 4.4955e-14 | 0
[6 empty] | 23 | 10228.4687 | -0.3732 | 0.23836 | 1.1348 | 0
[6 empty] | 23 | 10096.9471 | -0.36916 | 0.24454 | 1.1246 | 0
[6 empty] | 23 | 10098.4587 | -0.36922 | 0.24458 | 1.1246 | 0
[6 empty] | 23 | 4399.999 | -1.8387e-17 | -1 | -2.6799e-16 | 0
[6 empty] | 23 | 7738.3681 | -0.30402 | 0.37577 | 0.92826 | 0
[6 empty] | 23 | 7739.7406 | -0.3048 | 0.37656 | 0.92824 | 0
[6 empty] | 23 | 7734.7646 | -0.30461 | 0.37703 | 0.92758 | 0
[6 empty] | 23 | 7740.39 | -0.30483 | 0.3766 | 0.92823 | 0
[6 empty] | 23 | 4399.999 | -2.6523e-16 | -1 | 8.4119e-16 | 0
[6 empty] | 23 | 4399.999 | -2.689e-16 | -1 | -4.0129e-16 | 0
[6 empty] | 23 | 2073.5163 | -0.26498 | -0.10503 | -0.62998 | 0
[6 empty] | 23 | 2069.8599 | -0.26512 | -0.10541 | -0.62947 | 0
[6 empty] | 24 | 1667.6508 | 0.33341 | 0.33322 | 0.33337 | 0
[6 empty] | 24 | 2000.5751 | 0.14859 | 0.53195 | 0.31946 | 0
[6 empty] | 24 | 2199.16 | -0.126 | -0.14816 | -0.72585 | 0
[6 empty] | 24 | 9249.2125 | 0.9626 | 0.87509 | -0.8377 | 0
[6 empty] | 24 | 5346.005 | 0.75138 | -0.56652 | -1.1849 | 0
[6 empty] | 24 | 10615.4906 | 1.5027 | -0.96262 | -1.5401 | 0
[6 empty] | 24 | 1607.4766 | 0.27634 | 0.39635 | 0.32731 | 0
[6 empty] | 24 | 1668.3793 | 0.33353 | 0.33314 | 0.33333 | 0
[6 empty] | 24 | 1667.7637 | 0.33339 | 0.33321 | 0.33339 | 0
[6 empty] | 24 | 1667.9291 | 0.33352 | 0.33327 | 0.33321 | 0
[6 empty] | 24 | 1666.665 | 0.33329 | 0.33339 | 0.33332 | 0
[6 empty] | 24 | 1577.0028 | 0.079622 | -0.36973 | -0.7099 | 0
[6 empty] | 24 | 1579.0863 | 0.079699 | -0.37044 | -0.70926 | 0
[6 empty] | 24 | 1582.4262 | 0.086433 | -0.30633 | -0.7801 | 0
[6 empty] | 24 | 4220.5481 | 0.28683 | -0.099078 | -1.1878 | 0
[6 empty] | 24 | 1883.3062 | 0.15921 | -0.31782 | -0.84139 | 0
[6 empty] | 24 | 5344.967 | 0.4812 | -0.093016 | -1.3882 | 0
[6 empty] | 24 | 5388.5751 | 0.48675 | -0.091226 | -1.3955 | 0
[6 empty] | 24 | 1998.4576 | 0.14887 | 0.53166 | 0.31947 | 0
[6 empty] | 24 | 1997.9785 | 0.14899 | 0.53157 | 0.31944 | 0
[6 empty] | 24 | 978.8411 | -0.25574 | -0.3335 | -0.41076 | 0
[6 empty] | 24 | 941.8328 | -0.28456 | -0.33688 | -0.37856 | 0
[6 empty] | 24 | 934.7296 | -0.28936 | -0.33653 | -0.37411 | 0
[6 empty] | 24 | 902.2135 | -0.33293 | -0.3346 | -0.33248 | 0
[6 empty] | 24 | 2732.5328 | -0.036843 | -0.12618 | -0.83698 | 0
[6 empty] | 24 | 7662.4652 | -0.16416 | 0.25396 | 0.9102 | 0
[6 empty] | 24 | 1475.8176 | -0.091469 | -0.23305 | -0.67548 | 0
[6 empty] | 24 | 2256.7028 | -0.22307 | -0.10833 | -0.6686 | 0
[6 empty] | 24 | 1318.5042 | -1.607e-16 | -0.28718 | -0.71282 | 0
[6 empty] | 24 | 9439.053 | 0.9809 | 0.88638 | -0.86727 | 0
[6 empty] | 24 | 9277.1465 | 0.9653 | 0.87691 | -0.8422 | 0
[6 empty] | 24 | 5339.2804 | 0.75043 | -0.56587 | -1.1846 | 0
[6 empty] | 24 | 10882.6737 | 1.5423 | -0.97722 | -1.5651 | 0
[6 empty] | 24 | 3009.6692 | 0.36069 | 0.52361 | 0.1157 | 0
[6 empty] | 24 | 3889.1246 | 0.58715 | 0.45273 | -0.039884 | 0
[6 empty] | 24 | 3823.3138 | 0.57886 | 0.45076 | -0.029616 | 0
[6 empty] | 24 | 2751.4748 | 0.45579 | 0.21113 | 0.33308 | 0
[6 empty] | 24 | 1940.3519 | 0.29089 | 0.34403 | 0.36509 | 0
[6 empty] | 24 | 1939.275 | 0.29094 | 0.34408 | 0.36498 | 0
[6 empty] | 24 | 2081.7117 | 0.35815 | 0.39963 | 0.24222 | 0
[6 empty] | 24 | 1607.4784 | 0.27633 | 0.39637 | 0.3273 | 0
[6 empty] | 24 | 1607.5032 | 0.27638 | 0.3963 | 0.32732 | 0
[6 empty] | 24 | 1777.9947 | 0.32023 | 0.3896 | 0.29017 | 0
[6 empty] | 24 | 1771.6168 | 0.31951 | 0.38924 | 0.29125 | 0
[6 empty] | 24 | 1674.7949 | 0.33347 | 0.33247 | 0.33406 | 0
[6 empty] | 24 | 1668.0094 | 0.33336 | 0.33319 | 0.33345 | 0
[6 empty] | 24 | 1667.0104 | 0.33328 | 0.33335 | 0.33337 | 0
[6 empty] | 24 | 1667.7588 | 0.3335 | 0.3333 | 0.3332 | 0
[6 empty] | 24 | 1667.3446 | 0.33343 | 0.33334 | 0.33324 | 0
[6 empty] | 24 | 1667.1094 | 0.33338 | 0.33336 | 0.33326 | 0
[6 empty] | 24 | 1666.5998 | 0.33327 | 0.33341 | 0.33333 | 0
[6 empty] | 24 | 1666.7678 | 0.33332 | 0.33339 | 0.33329 | 0
[6 empty] | 24 | 1365.986 | 0.020529 | -0.31575 | -0.70478 | 0
[6 empty] | 24 | 4399.9917 | 5.9276e-15 | -1 | 4.3648e-15 | 0
[6 empty] | 24 | 1498.7718 | 0.026676 | -0.37032 | -0.65636 | 0
[6 empty] | 24 | 4399.9917 | 8.083e-16 | -1 | 1.6656e-16 | 0
[6 empty] | 24 | 4399.9917 | 8.6219e-16 | -1 | 2.7433e-15 | 0
[6 empty] | 24 | 4399.9917 | 1.1022e-15 | -1 | -7.2502e-16 | 0
[6 empty] | 24 | 3227.3737 | 0.094024 | -0.12473 | -0.9693 | 0
[6 empty] | 24 | 3235.9855 | 0.097365 | -0.12507 | -0.97229 | 0
[6 empty] | 24 | 4399.9917 | 1.3129e-16 | -1 | 1.2492e-16 | 0
[6 empty] | 24 | 1320.3166 | 0.00057166 | -0.2872 | -0.71337 | 0
[6 empty] | 24 | 1973.1428 | 0.092701 | -0.25312 | -0.83958 | 0
[6 empty] | 24 | 1987.3012 | 0.094812 | -0.25257 | -0.84224 | 0
[6 empty] | 24 | 1576.8531 | 0.079616 | -0.36966 | -0.70995 | 0
[6 empty] | 24 | 1578.9082 | 0.079692 | -0.37035 | -0.70934 | 0
[6 empty] | 24 | 1994.7711 | 0.095627 | -0.25206 | -0.84357 | 0
[6 empty] | 24 | 1592.9831 | 0.083126 | -0.37036 | -0.71277 | 0
[6 empty] | 24 | 1539.9095 | 0.081541 | -0.3489 | -0.73264 | 0
[6 empty] | 24 | 1657.507 | 0.08836 | -0.29551 | -0.79285 | 0
[6 empty] | 24 | 1663.5357 | 0.089067 | -0.29513 | -0.79394 | 0
[6 empty] | 24 | 1673.1681 | 0.12079 | -0.33588 | -0.78491 | 0
[6 empty] | 24 | 1690.746 | 0.123 | -0.31914 | -0.80387 | 0
[6 empty] | 24 | 1681.9661 | 0.12318 | -0.33441 | -0.78877 | 0
[6 empty] | 24 | 4225.4938 | 0.28713 | -0.098685 | -1.1884 | 0
[6 empty] | 24 | 4224.8427 | 0.28709 | -0.098673 | -1.1884 | 0
[6 empty] | 24 | 2288.1329 | 0.17528 | -0.27145 | -0.90383 | 0
[6 empty] | 24 | 4974.2545 | 0.27897 | 0.073993 | 0.64704 | 0
[6 empty] | 24 | 4976.8918 | 0.27913 | 0.073577 | 0.64729 | 0
[6 empty] | 24 | 1880.2725 | 0.15901 | -0.31807 | -0.84094 | 0
[6 empty] | 24 | 1881.2208 | 0.15907 | -0.31798 | -0.84109 | 0
[6 empty] | 24 | 1881.9052 | 0.15912 | -0.31793 | -0.84119 | 0
[6 empty] | 24 | 1883.4025 | 0.15922 | -0.31781 | -0.84141 | 0
[6 empty] | 24 | 7137.5979 | 0.45772 | -0.25353 | 0.79581 | 0
[6 empty] | 24 | 7131.5576 | 0.45731 | -0.25262 | 0.7953 | 0
[6 empty] | 24 | 2014.9795 | 0.18742 | -0.36572 | -0.82169 | 0
[6 empty] | 24 | 5388.3803 | 0.48673 | -0.091223 | -1.3955 | 0
[6 empty] | 24 | 2194.8182 | 0.22585 | -0.37209 | -0.85377 | 0
[6 empty] | 24 | 2199.3848 | 0.22683 | -0.37237 | -0.85446 | 0
[6 empty] | 24 | 2199.4716 | 0.22684 | -0.37238 | -0.85446 | 0
[6 empty] | 24 | 1366.7372 | 0.015342 | -0.28837 | -0.72697 | 0
[6 empty] | 24 | 1309.4781 | 0.00015282 | -0.30223 | -0.69792 | 0
[6 empty] | 24 | 2158.5609 | 0.14699 | 0.54732 | 0.30568 | 0
[6 empty] | 24 | 2259.5924 | 0.16699 | 0.54995 | 0.28307 | 0
[6 empty] | 24 | 1999.8247 | 0.14868 | 0.53185 | 0.31947 | 0
[6 empty] | 24 | 1999.948 | 0.14919 | 0.53169 | 0.31912 | 0
[6 empty] | 24 | 2004.9546 | 0.15003 | 0.53177 | 0.3182 | 0
[6 empty] | 24 | 1376.1627 | 0.018442 | -0.28909 | -0.72935 | 0
[6 empty] | 24 | 1360.6305 | 0.018643 | -0.31466 | -0.70399 | 0
[6 empty] | 24 | 1923.7261 | -0.26548 | -0.12668 | -0.60784 | 0
[6 empty] | 24 | 1914.173 | -0.26465 | -0.12779 | -0.60756 | 0
[6 empty] | 24 | 1899.425 | -0.26377 | -0.12951 | -0.60672 | 0
[6 empty] | 24 | 1897.5649 | -0.26364 | -0.12986 | -0.6065 | 0
[6 empty] | 24 | 1338.6769 | -0.22086 | -0.20113 | -0.57801 | 0
[6 empty] | 24 | 1341.8322 | -0.22134 | -0.20065 | -0.57801 | 0
[6 empty] | 24 | 1313.9396 | -0.2185 | -0.20458 | -0.57692 | 0
[6 empty] | 24 | 1109.558 | -0.22705 | -0.2269 | -0.54605 | 0
[6 empty] | 24 | 1121.1159 | -0.22939 | -0.22374 | -0.54686 | 0
[6 empty] | 24 | 1116.3376 | -0.22963 | -0.22423 | -0.54614 | 0
[6 empty] | 24 | 1110.8974 | -0.22929 | -0.22501 | -0.54569 | 0
[6 empty] | 24 | 1110.8757 | -0.22962 | -0.22489 | -0.54549 | 0
[6 empty] | 24 | 1110.4098 | -0.23029 | -0.22495 | -0.54476 | 0
[6 empty] | 24 | 971.5542 | -0.26135 | -0.33412 | -0.40454 | 0
[6 empty] | 24 | 1095.1409 | -0.29928 | -0.22675 | -0.47397 | 0
[6 empty] | 24 | 1097.3359 | -0.30081 | -0.22648 | -0.47271 | 0
[6 empty] | 24 | 1327.0892 | -0.35711 | -0.34072 | -0.30217 | 0
[6 empty] | 24 | 2532.4391 | -0.59159 | -0.086552 | -0.32186 | 0
[6 empty] | 24 | 2529.1767 | -0.59119 | -0.086995 | -0.32181 | 0
[6 empty] | 24 | 1546.7496 | -0.4003 | -0.30664 | -0.29306 | 0
[6 empty] | 24 | 936.438 | -0.28792 | -0.33608 | -0.376 | 0
[6 empty] | 24 | 933.7744 | -0.29008 | -0.33656 | -0.37337 | 0
[6 empty] | 24 | 928.9855 | -0.29412 | -0.33724 | -0.36864 | 0
[6 empty] | 24 | 966.6371 | -0.3362 | -0.336 | -0.3278 | 0
[6 empty] | 24 | 899.4127 | -0.32184 | -0.34364 | -0.33451 | 0
[6 empty] | 24 | 895.5026 | -0.32305 | -0.34277 | -0.33418 | 0
[6 empty] | 24 | 896.1716 | -0.32342 | -0.34333 | -0.33325 | 0
[6 empty] | 24 | 894.2434 | -0.32442 | -0.34316 | -0.33242 | 0
[6 empty] | 24 | 893.8103 | -0.32452 | -0.34303 | -0.33246 | 0
[6 empty] | 24 | 892.2902 | -0.32631 | -0.3413 | -0.33239 | 0
[6 empty] | 24 | 892.2882 | -0.32634 | -0.34128 | -0.33239 | 0
[6 empty] | 24 | 892.4098 | -0.32656 | -0.3411 | -0.33234 | 0
[6 empty] | 24 | 892.5914 | -0.32683 | -0.34085 | -0.33231 | 0
[6 empty] | 24 | 892.7768 | -0.32703 | -0.34064 | -0.33233 | 0
[6 empty] | 24 | 902.1832 | -0.33291 | -0.33462 | -0.33248 | 0
[6 empty] | 24 | 903.7003 | -0.33341 | -0.33414 | -0.33246 | 0
[6 empty] | 24 | 1293.4815 | -0.45501 | -0.21189 | -0.33311 | 0
[6 empty] | 24 | 1296.386 | -0.45587 | -0.21095 | -0.33318 | 0
[6 empty] | 24 | 1296.306 | -0.45587 | -0.21099 | -0.33314 | 0
[6 empty] | 24 | 1296.2175 | -0.45585 | -0.21102 | -0.33312 | 0
[6 empty] | 24 | 2746.0574 | -0.033741 | -0.12612 | -0.84014 | 0
[6 empty] | 24 | 4399.9917 | -5.8296e-17 | -1 | -4.9478e-17 | 0
[6 empty] | 24 | 4399.9917 | -6.3195e-16 | -1 | -5.8786e-16 | 0
[6 empty] | 24 | 2674.1945 | -0.041267 | -0.13052 | -0.82821 | 0
[6 empty] | 24 | 1263.3817 | -0.028232 | -0.29035 | -0.68142 | 0
[6 empty] | 24 | 1625.1196 | -0.0034881 | -0.25071 | -0.7458 | 0
[6 empty] | 24 | 4399.9917 | -7.8871e-17 | -1 | -9.8956e-17 | 0
[6 empty] | 24 | 4399.9917 | -8.426e-17 | -1 | -8.083e-16 | 0
[6 empty] | 24 | 4399.9917 | -8.6709e-17 | -1 | 5.8296e-17 | 0
[6 empty] | 24 | 4399.9917 | -9.0138e-18 | -1 | -1.5872e-16 | 0
[6 empty] | 24 | 3708.9816 | -0.061789 | 0.68645 | 0.37534 | 0
[6 empty] | 24 | 3711.5863 | -0.062151 | 0.6866 | 0.37555 | 0
[6 empty] | 24 | 1249.0722 | -0.039559 | -0.27932 | -0.68112 | 0
[6 empty] | 24 | 1246.7027 | -0.040898 | -0.27911 | -0.67999 | 0
[6 empty] | 24 | 7655.9595 | -0.16333 | 0.25375 | 0.90958 | 0
[6 empty] | 24 | 7656.3865 | -0.16334 | 0.25377 | 0.90957 | 0
[6 empty] | 24 | 7656.1058 | -0.16333 | 0.25376 | 0.90957 | 0
[6 empty] | 24 | 1241.5492 | -0.043375 | -0.27983 | -0.67679 | 0
[6 empty] | 24 | 1240.0228 | -0.044547 | -0.27978 | -0.67568 | 0
[6 empty] | 24 | 1624.7667 | -0.0063202 | -0.24962 | -0.74406 | 0
[6 empty] | 24 | 1660.7778 | -0.0081165 | -0.2452 | -0.74668 | 0
[6 empty] | 24 | 4399.9917 | -1.9007e-15 | -1 | -7.1523e-15 | 0
[6 empty] | 24 | 10646.3368 | -0.39129 | 0.24936 | 1.1419 | 0
[6 empty] | 24 | 10660.4246 | -0.39183 | 0.24872 | 1.1431 | 0
[6 empty] | 24 | 10698.3124 | -0.39427 | 0.24865 | 1.1456 | 0
[6 empty] | 24 | 1585.0616 | -0.08838 | -0.22315 | -0.68847 | 0
[6 empty] | 24 | 8138.9354 | -0.3212 | 0.38337 | 0.93783 | 0
[6 empty] | 24 | 8133.9986 | -0.321 | 0.38386 | 0.93713 | 0
[6 empty] | 24 | 8145.2233 | -0.32147 | 0.38295 | 0.93852 | 0
[6 empty] | 24 | 8145.2253 | -0.32147 | 0.38295 | 0.93852 | 0
[6 empty] | 24 | 8145.4859 | -0.32148 | 0.38296 | 0.93852 | 0
[6 empty] | 24 | 1447.6773 | -0.087738 | -0.23737 | -0.67489 | 0
[6 empty] | 24 | 1448.0842 | -0.089263 | -0.23676 | -0.67398 | 0
[6 empty] | 24 | 1475.5028 | -0.091264 | -0.23316 | -0.67558 | 0
[6 empty] | 24 | 4883.6436 | -0.19867 | 0.90981 | 0.28886 | 0
[6 empty] | 24 | 4887.5265 | -0.19885 | 0.91015 | 0.2887 | 0
[6 empty] | 24 | 4905.2357 | -0.2009 | 0.91237 | 0.28853 | 0
[6 empty] | 24 | 1309.1314 | -9.5998e-17 | -0.30201 | -0.69799 | 0
[6 empty] | 24 | 4399.9917 | -3.0128e-15 | -1 | 1.646e-15 | 0

## 4.3 Flow based typical day 3
4.3 Flow based typical day 3 : 2017-01-19 (Weekday)
|  | Set A | [5 empty] | Set B
|  | PTDFs | [5 empty] | PTDFs
Hour | RAM | BE | DE | FR | NL | Hour | RAM | BE | DE | FR | NL
1 | 1717 | 0.02103 | -0.13499 | 0.0891 | -0.08342 | 1 | 2481.3471 | 0.43294 | 0.22061 | 0.34645 | 0
1 | 584 | -0.07341 | 0.17101 | 0.062 | 0.20256 | 1 | 997.8018 | -0.32546 | -0.34266 | -0.33188 | 0
1 | 370 | -0.03204 | 0.03945 | 0.04202 | 0.02284 | 1 | 9369.714 | -0.3423 | 0.39681 | 0.94549 | 0
1 | 1597 | -0.10507 | -0.24631 | -0.16261 | -0.39478 | 1 | 16534.9309 | 2.3259 | -1.3652 | -1.9607 | 0
1 | 824 | 0.07431 | 0.2536 | 0.16564 | 0.41157 | 1 | 1677.6459 | 0.14373 | 0.53684 | 0.31943 | 0
1 | 505 | -0.03308 | 0.04133 | 0.06086 | 0.01466 | 1 | 1416.9996 | 0.33333 | 0.33333 | 0.33333 | 0
1 | 607 | 0.07349 | -0.1049 | -0.1859 | -0.03282 | 1 | 3786.4095 | 0.17999 | -0.068038 | -1.112 | 0
1 | 235 | 0.02718 | -0.0413 | -0.05238 | -0.01595 | 1 | 3843.9401 | 0.18493 | -0.063316 | -1.1216 | 0
1 | 623 | -0.00158 | -0.01525 | -0.00733 | 0.20007 | 1 | 5190.3784 | 0.28302 | 0.048669 | -1.3317 | 0
1 | 579 | 0.00904 | -0.07624 | 0.01218 | -0.03835 | 1 | 3029.5836 | -0.28902 | -0.56374 | -0.14724 | 0
1 | 4250 | 0 | 0 | 0 | -1 | 1 | 2481.3361 | -0.33331 | -0.46509 | -0.2016 | 0
1 | 4955 | 0 | -1 | 0 | 0 | 1 | 990.1528 | -0.32299 | -0.33727 | -0.33974 | 0
1 | 469 | 0.02209 | 0.18501 | 0.11617 | 0 | 1 | 1003.9258 | -0.32516 | -0.34365 | -0.33119 | 0
1 | 552 | 0.10978 | 0.24296 | 0.1663 | 0 | 1 | 2135.0413 | -0.60462 | -0.081875 | -0.31351 | 0
1 | 545 | 0.09984 | 0.24317 | 0.15248 | 0 | 1 | 2134.2963 | -0.60454 | -0.081858 | -0.3136 | 0
1 | 498 | 0.08589 | 0.20512 | 0.16054 | 0 | 1 | 2132.3237 | -0.6042 | -0.082215 | -0.31359 | 0
1 | 463 | 0.05712 | 0.21275 | 0.09877 | 0 | 1 | 3068.7374 | -0.29908 | 0.057481 | -0.75841 | 0
1 | 498 | 0.09212 | 0.20716 | 0.16245 | 0 | 1 | 3049.2788 | -0.29834 | 0.055025 | -0.75669 | 0
1 | 491 | 0.09997 | 0.21323 | 0.15401 | 0 | 1 | 3113.8514 | 0.25775 | 0.27418 | 0.46807 | 0
1 | 540 | 0.02534 | 0.21512 | 0.13055 | 0 | 1 | 1683.9365 | 0.14286 | 0.5378 | 0.31935 | 0
1 | 542 | 0.02524 | 0.21407 | 0.13366 | 0 | 1 | 1683.2548 | 0.14294 | 0.53772 | 0.31934 | 0
1 | 557 | 0.10778 | 0.23341 | 0.18284 | 0 | 1 | 16437.5213 | 2.3117 | -1.3597 | -1.952 | 0
1 | 549 | 0.11169 | 0.23865 | 0.17175 | 0 | 1 | 16485.0703 | 2.3187 | -1.3613 | -1.9574 | 0
1 | 365 | 0.03844 | -0.0783 | -0.18261 | 0 | 1 | 3063.014 | 0.26224 | 0.27366 | 0.4641 | 0
1 | 368 | 0.04209 | -0.07937 | -0.17924 | 0 | 1 | 3040.0989 | 0.2633 | 0.27442 | 0.46229 | 0
1 | 361 | 0.02696 | -0.07951 | -0.19227 | 0 | 1 | 1410.6689 | 0.19446 | 0.49154 | 0.314 | 0
1 | 370 | 0.03927 | -0.08532 | -0.18048 | 0 | 1 | 1419.1204 | 0.20203 | 0.48937 | 0.30859 | 0
1 | 355 | 0.00731 | -0.08442 | -0.20825 | 0 | 1 | 1346.0082 | 0.1958 | 0.48067 | 0.32353 | 0
1 | 343 | -0.13193 | -0.08539 | -0.21157 | 0 | 1 | 1336.7685 | 0.19717 | 0.48199 | 0.32084 | 0
1 | 349 | 0 | -0.09507 | -0.20529 | 0 | 1 | 1333.3226 | 0.19588 | 0.48165 | 0.32247 | 0
1 | 351 | -0.05896 | -0.09869 | -0.20604 | 0 | 1 | 1330.4257 | 0.19609 | 0.48177 | 0.32214 | 0
1 | 350 | -0.12897 | -0.09951 | -0.20762 | 0 | 1 | 1329.8862 | 0.19617 | 0.48168 | 0.32215 | 0
1 | 343 | 0 | -0.08445 | -0.20743 | 0 | 1 | 1329.3516 | 0.19626 | 0.48158 | 0.32216 | 0
1 | 342 | -0.05259 | -0.08377 | -0.20888 | 0 | 1 | 1329.2331 | 0.19631 | 0.48151 | 0.32218 | 0
2 | 1649 | 0.02103 | -0.13499 | 0.08981 | -0.08526 | 1 | 1330.3255 | 0.19649 | 0.48123 | 0.32229 | 0
2 | 587 | -0.07341 | 0.17101 | 0.06172 | 0.20632 | 1 | 1329.0641 | 0.19632 | 0.48151 | 0.32217 | 0
2 | 395 | -0.03204 | 0.03945 | 0.04204 | 0.02334 | 1 | 1329.0353 | 0.19634 | 0.48151 | 0.32215 | 0
2 | 1495 | -0.10507 | -0.24631 | -0.16248 | -0.38625 | 1 | 1328.8289 | 0.19638 | 0.48146 | 0.32216 | 0
2 | 527 | -0.03308 | 0.04133 | 0.06095 | 0.01504 | 1 | 1328.8178 | 0.19641 | 0.48144 | 0.32215 | 0
2 | 615 | 0.07349 | -0.1049 | -0.18633 | -0.03371 | 1 | 1328.7864 | 0.1964 | 0.48145 | 0.32215 | 0
2 | 2384 | 0.0532 | 0.24485 | 0.38769 | 0.14483 | 1 | 1328.79 | 0.19641 | 0.48144 | 0.32215 | 0
2 | 1355 | -0.12536 | -0.24188 | -0.16073 | -0.37618 | 1 | 1418.9026 | 0.33342 | 0.3331 | 0.33348 | 0
2 | 215 | 0.02718 | -0.0413 | -0.05244 | -0.01635 | 1 | 1418.8761 | 0.33342 | 0.3331 | 0.33348 | 0
2 | 558 | -0.00158 | -0.01525 | -0.00732 | 0.20071 | 1 | 1417.9535 | 0.33332 | 0.33325 | 0.33343 | 0
2 | 564 | 0.00904 | -0.07624 | 0.01275 | -0.03931 | 1 | 1417.6966 | 0.33329 | 0.3333 | 0.33342 | 0
2 | 4250 | 0 | 0 | 0 | -1 | 1 | 1417.4857 | 0.33345 | 0.33334 | 0.33321 | 0
2 | 4905 | 0 | -1 | 0 | 0 | 1 | 1417.1941 | 0.3334 | 0.33335 | 0.33325 | 0
2 | 554 | 0.02863 | 0.22154 | 0.13482 | 0 | 1 | 1417.1403 | 0.33339 | 0.33335 | 0.33326 | 0
2 | 556 | 0.02938 | 0.22079 | 0.13814 | 0 | 1 | 1416.6105 | 0.33325 | 0.33343 | 0.33333 | 0
2 | 559 | 0.11407 | 0.24662 | 0.16998 | 0 | 1 | 1416.7505 | 0.33332 | 0.33337 | 0.33331 | 0
2 | 552 | 0.10378 | 0.24665 | 0.15629 | 0 | 1 | 1603.5421 | 3.4359e-05 | -0.25408 | -0.74596 | 0
2 | 472 | 0.06114 | 0.21608 | 0.10388 | 0 | 1 | 2351.6689 | 0.051921 | -0.18316 | -0.86877 | 0
2 | 499 | 0.10473 | 0.21706 | 0.15852 | 0 | 1 | 2004.4557 | 0.046997 | -0.22956 | -0.81743 | 0
2 | 537 | 0.09596 | 0.22085 | 0.17616 | 0 | 1 | 9537.7545 | 0.0098708 | 0.018299 | 0.97183 | 0
2 | 505 | 0.05145 | 0.22198 | 0.11375 | 0 | 1 | 9533.8348 | 0.0099425 | 0.018519 | 0.97154 | 0
2 | 521 | 0.028 | 0.2067 | 0.13018 | 0 | 1 | 9528.7336 | 0.009937 | 0.018888 | 0.97117 | 0
2 | 537 | 0.10027 | 0.22221 | 0.17765 | 0 | 1 | 1665.8618 | 0.04048 | -0.30902 | -0.73146 | 0
2 | 536 | 0.10847 | 0.22536 | 0.17872 | 0 | 1 | 2567.2389 | 0.065487 | -0.16218 | -0.90331 | 0
2 | 537 | 0.1082 | 0.22486 | 0.1799 | 0 | 1 | 2561.5841 | 0.065377 | -0.16278 | -0.90259 | 0
2 | 369 | 0.04383 | -0.08264 | -0.17608 | 0 | 1 | 9531.8051 | 0.01184 | 0.017001 | 0.97116 | 0
2 | 354 | 0.01004 | -0.08222 | -0.20535 | 0 | 1 | 4450.0025 | 6.7233e-16 | -1 | -8.8422e-16 | 0
2 | 365 | 0.0406 | -0.07815 | -0.17978 | 0 | 1 | 4450.0025 | 7.4975e-17 | -1 | 2.0455e-17 | 0
2 | 359 | 0.02754 | -0.07783 | -0.19112 | 0 | 1 | 4450.0025 | 7.4975e-17 | -1 | -1.8051e-17 | 0
2 | 359 | 0.02806 | -0.07775 | -0.19069 | 0 | 1 | 4450.0025 | 7.8235e-16 | -1 | 7.742e-16 | 0
2 | 338 | -0.04217 | -0.08267 | -0.2066 | 0 | 1 | 4450.0025 | 7.8235e-17 | -1 | -1.1246e-16 | 0
2 | 344 | 0 | -0.09171 | -0.20372 | 0 | 1 | 3448.8387 | 0.12244 | -0.081249 | -1.0412 | 0
2 | 336 | -0.12686 | -0.08304 | -0.20766 | 0 | 1 | 3525.8313 | 0.12948 | -0.075387 | -1.0541 | 0
2 | 343 | -0.11532 | -0.09408 | -0.20515 | 0 | 1 | 5503.6234 | 0.19107 | 0.13299 | -1.3241 | 0
2 | 343 | -0.03481 | -0.09246 | -0.20347 | 0 | 1 | 1490.1134 | 6.0679e-17 | -0.36837 | -0.63163 | 0
2 | 337 | 0 | -0.0825 | -0.2046 | 0 | 1 | 5529.3587 | 0.19806 | 0.13289 | -1.3309 | 0
3 | 1538 | 0.02103 | -0.13499 | 0.08943 | -0.0846 | 1 | 1498.9893 | 7.0382e-17 | -0.3209 | -0.6791 | 0
3 | 651 | -0.07341 | 0.17101 | 0.06185 | 0.20613 | 1 | 1547.8429 | 7.6573e-17 | -0.26888 | -0.73112 | 0
3 | 609 | -0.03308 | 0.04133 | 0.06092 | 0.01481 | 1 | 3737.3369 | 0.1761 | -0.072152 | -1.1039 | 0
3 | 2338 | 0.0532 | 0.24485 | 0.38752 | 0.14378 | 1 | 3835.3079 | 0.18393 | -0.063814 | -1.1201 | 0
3 | 1314 | -0.12536 | -0.24188 | -0.16081 | -0.37806 | 1 | 3847.9549 | 0.18511 | -0.062747 | -1.1224 | 0
3 | 152 | 0.02718 | -0.0413 | -0.05242 | -0.01612 | 1 | 6164.7259 | 0.28231 | 0.16995 | -1.4523 | 0
3 | 597 | -0.00158 | -0.01525 | -0.00732 | 0.18469 | 1 | 6167.3626 | 0.28241 | 0.17001 | -1.4524 | 0
3 | 5010 | 0 | -1 | 0 | 0 | 1 | 5281.8365 | 0.28914 | 0.056581 | -1.3457 | 0
3 | 4250 | 0 | 0 | 0 | -1 | 1 | 1498.9893 | 1.0585e-16 | -0.3209 | -0.6791 | 0
3 | 489 | 0.03862 | 0.19904 | 0.12445 | 0 | 1 | 2101.4752 | 0.14893 | -0.34575 | -0.80318 | 0
3 | 547 | 0.0625 | 0.2399 | 0.12947 | 0 | 1 | 2101.7677 | 0.14894 | -0.34579 | -0.80315 | 0
3 | 564 | 0.11405 | 0.2483 | 0.17161 | 0 | 1 | 2263.3085 | 0.16978 | -0.29793 | -0.87185 | 0
3 | 577 | 0.10768 | 0.23993 | 0.18916 | 0 | 1 | 2273.5633 | 0.1721 | -0.29831 | -0.87379 | 0
3 | 546 | 0.07762 | 0.24524 | 0.13291 | 0 | 1 | 2273.7001 | 0.17211 | -0.29832 | -0.87379 | 0
3 | 567 | 0.11624 | 0.24757 | 0.17677 | 0 | 1 | 2281.0689 | 0.17339 | -0.2983 | -0.87509 | 0
3 | 562 | 0.04747 | 0.22785 | 0.147 | 0 | 1 | 10676.9068 | 0.38983 | -0.39072 | 1.0009 | 0
3 | 561 | 0.04622 | 0.22778 | 0.14555 | 0 | 1 | 10515.9663 | 0.3846 | -0.37496 | 0.99036 | 0
3 | 595 | 0.04699 | 0.24218 | 0.15143 | 0 | 1 | 1595.899 | 0.013741 | -0.27392 | -0.73982 | 0
3 | 568 | 0.10086 | 0.23494 | 0.18364 | 0 | 1 | 2455.3975 | 0.21364 | -0.39516 | -0.81849 | 0
3 | 552 | 0.10664 | 0.24436 | 0.16204 | 0 | 1 | 2456.0877 | 0.21369 | -0.39524 | -0.81845 | 0
3 | 565 | 0.10985 | 0.23912 | 0.18254 | 0 | 1 | 1547.8429 | 1.5519e-16 | -0.26888 | -0.73112 | 0
3 | 377 | 0.06652 | -0.08077 | -0.15707 | 0 | 1 | 2052.0679 | 0.020808 | -0.20443 | -0.81638 | 0
3 | 358 | 0 | -0.09624 | -0.21139 | 0 | 1 | 4450.0025 | 2.4774e-16 | -1 | 2.9053e-16 | 0
3 | 363 | 0.03175 | -0.08117 | -0.18701 | 0 | 1 | 6627.6749 | 0.63866 | -0.029412 | -1.6092 | 0
3 | 355 | 0.0091 | -0.08536 | -0.20572 | 0 | 1 | 6588.6984 | 0.63521 | -0.032492 | -1.6027 | 0
3 | 353 | 0 | -0.08878 | -0.21288 | 0 | 1 | 11067.9925 | 1.1027 | 0.22902 | -2.3317 | 0
3 | 358 | 0.01782 | -0.08307 | -0.19865 | 0 | 1 | 11899.5805 | 1.1904 | 0.27624 | -2.4666 | 0
3 | 358 | 0.01808 | -0.08303 | -0.19843 | 0 | 1 | 1603.404 | 1.977e-16 | -0.25406 | -0.74594 | 0
3 | 348 | -0.02968 | -0.09622 | -0.20452 | 0 | 1 | 5201.0044 | 0.28375 | 0.097861 | 0.61839 | 0
3 | 339 | -0.0832 | -0.08427 | -0.20728 | 0 | 1 | 4450.0025 | 2.7505e-16 | -1 | -4.4007e-16 | 0
3 | 345 | -0.11518 | -0.09485 | -0.20596 | 0 | 1 | 5072.8721 | 0.28384 | 0.10712 | 0.60905 | 0
3 | 338 | -0.12267 | -0.08438 | -0.20825 | 0 | 1 | 1576.3965 | 0.022095 | -0.38867 | -0.63342 | 0
4 | 1409 | 0.02103 | -0.13501 | 0.08945 | -0.08427 | 1 | 1577.2589 | 0.022324 | -0.38881 | -0.63351 | 0
4 | 744 | -0.07341 | 0.17102 | 0.06173 | 0.20589 | 1 | 1577.7872 | 0.022441 | -0.38879 | -0.63365 | 0
4 | 342 | -0.03204 | 0.03945 | 0.042 | 0.02307 | 1 | 1733.2159 | 0.02702 | -0.2544 | -0.77262 | 0
4 | 1319 | -0.10507 | -0.24632 | -0.16244 | -0.38942 | 1 | 6785.3472 | 0.53454 | -0.23292 | 0.69837 | 0
4 | 443 | -0.03308 | 0.04133 | 0.06091 | 0.0147 | 1 | 6738.0902 | 0.53763 | -0.23207 | 0.69444 | 0
4 | 822 | 0.07349 | -0.1049 | -0.18623 | -0.03282 | 1 | 9607.9655 | 0.79955 | -0.6518 | 0.85225 | 0
4 | 2031 | 0.0532 | 0.24484 | 0.38786 | 0.14321 | 1 | 9476.5099 | 0.79181 | -0.63611 | 0.8443 | 0
4 | 1181 | -0.12536 | -0.24189 | -0.16069 | -0.37921 | 1 | 9450.5563 | 0.79055 | -0.63277 | 0.84222 | 0
4 | 262 | 0.02718 | -0.0413 | -0.05239 | -0.01601 | 1 | 9415.5791 | 0.78831 | -0.62866 | 0.84035 | 0
4 | 579 | -0.00158 | -0.01525 | -0.00732 | 0.18399 | 1 | 1716.1368 | 0.13898 | 0.54168 | 0.31934 | 0
4 | 565 | -0.12026 | -0.21675 | -0.33491 | -0.12884 | 1 | 3222.2085 | -0.30847 | -0.559 | -0.13253 | 0
4 | 418 | -0.21578 | -0.2212 | -0.33923 | -0.13267 | 1 | 3139.4625 | -0.30232 | -0.55867 | -0.13901 | 0
4 | 481 | 0.00904 | -0.07629 | 0.0125 | -0.0385 | 1 | 21274.1326 | -1.7638 | 1.0239 | 1.7399 | 0
4 | 4905 | 0 | -1 | 0 | 0 | 1 | 1100.7602 | -0.21279 | -0.21348 | -0.57373 | 0
4 | 4250 | 0 | 0 | 0 | -1 | 1 | 1099.464 | -0.21338 | -0.21338 | -0.57323 | 0
4 | 553 | 0.07632 | 0.23984 | 0.1448 | 0 | 1 | 22750.8003 | -1.9066 | 1.0616 | 1.8451 | 0
4 | 552 | 0.0827 | 0.24247 | 0.14506 | 0 | 1 | 22601.8787 | -1.8941 | 1.0598 | 1.8343 | 0
4 | 567 | 0.10119 | 0.24103 | 0.174 | 0 | 1 | 22663.222 | -1.8997 | 1.0609 | 1.8388 | 0
4 | 561 | 0.10194 | 0.24405 | 0.16562 | 0 | 1 | 2286.1499 | -0.36008 | -0.04479 | -0.59513 | 0
4 | 568 | 0.09361 | 0.23833 | 0.17236 | 0 | 1 | 2233.6205 | -0.35976 | -0.051425 | -0.58882 | 0
4 | 595 | 0.0707 | 0.24814 | 0.16124 | 0 | 1 | 1068.1496 | -0.25979 | -0.19733 | -0.54288 | 0
4 | 603 | 0.10407 | 0.25487 | 0.18451 | 0 | 1 | 23660.8114 | -2.8599 | 0.864 | 0.99589 | 0
4 | 594 | 0.07093 | 0.24863 | 0.16006 | 0 | 1 | 23460.4281 | -2.8388 | 0.85494 | 0.98385 | 0
4 | 596 | 0.07098 | 0.24774 | 0.16288 | 0 | 1 | 983.7242 | -0.24846 | -0.24908 | -0.50246 | 0
5 | 1443 | 0.02103 | -0.13501 | 0.08947 | -0.08425 | 1 | 983.3221 | -0.24876 | -0.24876 | -0.50248 | 0
5 | 756 | -0.07341 | 0.17102 | 0.06171 | 0.20592 | 1 | 967.6311 | -0.26737 | -0.24394 | -0.48869 | 0
5 | 353 | -0.03204 | 0.03945 | 0.042 | 0.02306 | 1 | 1007.0309 | -0.29248 | -0.20618 | -0.50134 | 0
5 | 1310 | -0.10507 | -0.24632 | -0.16242 | -0.38949 | 1 | 1014.9278 | -0.29449 | -0.20523 | -0.50028 | 0
5 | 453 | -0.03308 | 0.04133 | 0.06091 | 0.01468 | 1 | 946.0799 | -0.30824 | -0.2267 | -0.46506 | 0
5 | 815 | 0.07349 | -0.1049 | -0.18623 | -0.03277 | 1 | 946.0398 | -0.3085 | -0.22682 | -0.46469 | 0
5 | 2010 | 0.0532 | 0.24484 | 0.38793 | 0.14315 | 1 | 947.8113 | -0.30966 | -0.2269 | -0.46344 | 0
5 | 1171 | -0.12536 | -0.24189 | -0.16067 | -0.37928 | 1 | 948.3554 | -0.31001 | -0.22697 | -0.46302 | 0
5 | 252 | 0.02718 | -0.0413 | -0.05239 | -0.016 | 1 | 1188.6129 | -0.32218 | -0.36338 | -0.31444 | 0
5 | 597 | -0.00158 | -0.01525 | -0.00732 | 0.17624 | 1 | 1606.2889 | -0.39628 | -0.31579 | -0.28793 | 0
5 | 774 | -0.00732 | -0.07884 | -0.03685 | 0.12994 | 1 | 1599.0896 | -0.39614 | -0.31531 | -0.28854 | 0
5 | 583 | -0.12026 | -0.21675 | -0.33496 | -0.12879 | 1 | 1598.5402 | -0.39663 | -0.31465 | -0.28872 | 0
5 | 435 | -0.21578 | -0.22119 | -0.33928 | -0.13262 | 1 | 985.3452 | -0.31363 | -0.32302 | -0.36334 | 0
5 | 481 | 0.00904 | -0.07631 | 0.01249 | -0.03846 | 1 | 985.1554 | -0.31487 | -0.32407 | -0.36107 | 0
5 | 4250 | 0 | 0 | 0 | -1 | 1 | 986.0064 | -0.32106 | -0.33114 | -0.3478 | 0
5 | 5022 | 0 | -1 | 0 | 0 | 1 | 998.657 | -0.32049 | -0.34147 | -0.33804 | 0
5 | 588 | 0.08053 | 0.25559 | 0.15313 | 0 | 1 | 990.4535 | -0.32278 | -0.33736 | -0.33986 | 0
5 | 585 | 0.08622 | 0.25913 | 0.14966 | 0 | 1 | 1002.3659 | -0.32247 | -0.34471 | -0.33281 | 0
5 | 595 | 0.07087 | 0.24912 | 0.16044 | 0 | 1 | 1002.3673 | -0.32268 | -0.34481 | -0.33251 | 0
5 | 598 | 0.11023 | 0.26046 | 0.17732 | 0 | 1 | 1002.2088 | -0.32297 | -0.34484 | -0.33219 | 0
5 | 605 | 0.10957 | 0.25698 | 0.18723 | 0 | 1 | 1002.1177 | -0.32301 | -0.3448 | -0.33219 | 0
5 | 605 | 0.10076 | 0.25401 | 0.18481 | 0 | 1 | 996.4961 | -0.32529 | -0.34232 | -0.3324 | 0
5 | 605 | 0.10545 | 0.25553 | 0.1863 | 0 | 1 | 997.8009 | -0.32567 | -0.34252 | -0.3318 | 0
5 | 597 | 0.0708 | 0.24819 | 0.16323 | 0 | 1 | 995.0418 | -0.32565 | -0.34157 | -0.33278 | 0
5 | 596 | 0.07041 | 0.24855 | 0.16158 | 0 | 1 | 997.6143 | -0.32577 | -0.34239 | -0.33183 | 0
6 | 688 | -0.07341 | 0.17102 | 0.06176 | 0.20366 | 1 | 995.9095 | -0.32624 | -0.3415 | -0.33227 | 0
6 | 362 | -0.03204 | 0.03945 | 0.042 | 0.02319 | 1 | 996.4688 | -0.32663 | -0.34132 | -0.33205 | 0
6 | 1424 | -0.10507 | -0.24632 | -0.16244 | -0.39011 | 1 | 1019.3535 | -0.33333 | -0.33572 | -0.33094 | 0
6 | 479 | -0.03308 | 0.04133 | 0.06089 | 0.01507 | 1 | 1003.0184 | -0.33164 | -0.3362 | -0.33216 | 0
6 | 714 | 0.07349 | -0.1049 | -0.18619 | -0.03387 | 1 | 1003.3966 | -0.33194 | -0.33587 | -0.33219 | 0
6 | 2187 | 0.0532 | 0.24484 | 0.3879 | 0.14393 | 1 | 2186.6335 | -0.61092 | -0.075635 | -0.31344 | 0
6 | 1284 | -0.12536 | -0.24189 | -0.16069 | -0.37986 | 1 | 2104.0134 | -0.59604 | -0.08519 | -0.31877 | 0
6 | 239 | 0.02718 | -0.0413 | -0.05237 | -0.01636 | 1 | 2149.6823 | -0.60617 | -0.081246 | -0.31258 | 0
6 | 700 | -0.00732 | -0.07884 | -0.03686 | 0.14556 | 1 | 2127.6566 | -0.60274 | -0.082596 | -0.31467 | 0
6 | 327 | 0.01904 | 0.13114 | 0.06904 | -0.00652 | 1 | 2133.5607 | -0.60441 | -0.082042 | -0.31355 | 0
6 | 423 | -0.12026 | -0.21675 | -0.33493 | -0.12943 | 1 | 1324.3226 | -0.45537 | -0.21314 | -0.33149 | 0
6 | 558 | -0.00158 | -0.01525 | -0.00732 | 0.22097 | 1 | 1323.6617 | -0.45539 | -0.21305 | -0.33156 | 0
6 | 481 | 0.00904 | -0.07631 | 0.01236 | -0.03943 | 1 | 1321.4226 | -0.45528 | -0.21296 | -0.33176 | 0
6 | 4250 | 0 | 0 | 0 | -1 | 1 | 1319.3097 | -0.45486 | -0.21328 | -0.33186 | 0
6 | 5363 | 0 | -1 | 0 | 0 | 1 | 1489.2508 | -0.00032029 | -0.36821 | -0.63147 | 0
6 | 476 | 0.03073 | 0.19081 | 0.12028 | 0 | 1 | 1389.5768 | -0.037807 | -0.34374 | -0.61845 | 0
6 | 474 | 0.03225 | 0.19223 | 0.11788 | 0 | 1 | 1388.2531 | -0.038277 | -0.34322 | -0.61851 | 0
6 | 489 | 0.08954 | 0.20344 | 0.15888 | 0 | 1 | 1466.5467 | -0.04395 | -0.24573 | -0.71032 | 0
6 | 489 | 0.09346 | 0.2049 | 0.15953 | 0 | 1 | 1464.9486 | -0.044725 | -0.24543 | -0.70984 | 0
6 | 518 | 0.06215 | 0.238 | 0.1085 | 0 | 1 | 1464.5249 | -0.044987 | -0.24536 | -0.70966 | 0
6 | 543 | 0.10264 | 0.23886 | 0.15939 | 0 | 1 | 3857.2436 | -0.096427 | 0.064859 | -0.96843 | 0
6 | 545 | 0.10528 | 0.23872 | 0.16332 | 0 | 1 | 3845.6392 | -0.098408 | 0.064652 | -0.96624 | 0
6 | 546 | 0.10646 | 0.23847 | 0.16568 | 0 | 1 | 3708.1074 | -0.10029 | 0.048925 | -0.94864 | 0
6 | 343 | -0.10352 | -0.09227 | -0.20564 | 0 | 1 | 2588.1169 | -0.093794 | -0.087623 | -0.81858 | 0
6 | 339 | -0.10686 | -0.08538 | -0.20711 | 0 | 1 | 8646.4893 | -0.15701 | 0.2565 | 0.90051 | 0
6 | 339 | -0.08273 | -0.08535 | -0.20651 | 0 | 1 | 8697.84 | -0.15864 | 0.25396 | 0.90468 | 0
6 | 341 | -0.04457 | -0.08741 | -0.20515 | 0 | 1 | 8683.8512 | -0.15904 | 0.25556 | 0.90349 | 0
6 | 342 | -0.0638 | -0.09053 | -0.205 | 0 | 1 | 4450.0025 | -1.2102e-16 | -1 | -1.5769e-16 | 0
7 | 753 | -0.07341 | 0.17102 | 0.06216 | 0.20285 | 1 | 12719.9088 | -0.43172 | 0.23929 | 1.1924 | 0
7 | 409 | -0.03204 | 0.03945 | 0.042 | 0.02317 | 1 | 9349.2892 | -0.34011 | 0.39595 | 0.94416 | 0
7 | 1544 | -0.10507 | -0.24632 | -0.16268 | -0.39105 | 1 | 3056.1455 | -0.2981 | 0.055571 | -0.75747 | 0
7 | 528 | -0.03308 | 0.04133 | 0.0608 | 0.01511 | 1 | 1816.1707 | -0.00022831 | -0.22336 | -0.77641 | 0
7 | 2297 | 0.0532 | 0.24484 | 0.38767 | 0.14379 | 1 | 16800.6421 | -0.97015 | -0.97015 | 0.9403 | 0
7 | 180 | 0.02718 | -0.0413 | -0.05233 | -0.01639 | 1 | 16754.753 | -0.96752 | -0.96888 | 0.9364 | 0
7 | 558 | -0.00158 | -0.01525 | -0.00734 | 0.22819 | 1 | 16754.8743 | -0.96752 | -0.96888 | 0.9364 | 0
7 | 537 | 0.00904 | -0.07627 | 0.0117 | -0.0395 | 1 | 16638.8673 | -0.96237 | -0.96505 | 0.92742 | 0
7 | 4250 | 0 | 0 | 0 | -1 | 1 | 7170.4161 | -0.52496 | -0.65886 | 0.18383 | 0
7 | 5731 | 0 | -1 | 0 | 0 | 1 | 7152.8611 | -0.52435 | -0.65785 | 0.1822 | 0
7 | 485 | 0.07975 | 0.2007 | 0.1517 | 0 | 1 | 1219.7417 | -0.20454 | -0.20283 | -0.59263 | 0
7 | 472 | 0.02559 | 0.18947 | 0.1149 | 0 | 2 | 8750.987 | 0.76549 | -0.58962 | 0.82413 | 0
7 | 474 | 0.02815 | 0.18926 | 0.11892 | 0 | 2 | 2083.8579 | -0.59856 | -0.086983 | -0.31445 | 0
7 | 478 | 0.09335 | 0.20848 | 0.14555 | 0 | 2 | 1417.0017 | 0.33333 | 0.33333 | 0.33333 | 0
7 | 558 | 0.10524 | 0.23384 | 0.18084 | 0 | 2 | 2271.2739 | 0.045591 | -0.19311 | -0.85248 | 0
7 | 548 | 0.10704 | 0.23915 | 0.16676 | 0 | 2 | 2051.2753 | 0.13524 | -0.35687 | -0.77837 | 0
7 | 544 | 0.10217 | 0.23955 | 0.15908 | 0 | 2 | 8087.0225 | 0.46646 | 0.29715 | -1.7636 | 0
7 | 556 | 0.06871 | 0.25273 | 0.12251 | 0 | 2 | 8090.0795 | 0.46661 | 0.29725 | -1.7639 | 0
7 | 593 | 0.106 | 0.24686 | 0.19011 | 0 | 2 | 1590.2964 | 0.012291 | -0.27398 | -0.73831 | 0
7 | 578 | 0.03331 | 0.2308 | 0.14379 | 0 | 2 | 2276.1538 | 0.17268 | -0.29826 | -0.87442 | 0
7 | 581 | 0.1123 | 0.25467 | 0.17419 | 0 | 2 | 2276.5309 | 0.1727 | -0.29829 | -0.8744 | 0
7 | 371 | 0.04987 | -0.08256 | -0.17116 | 0 | 2 | 2630.0149 | 0.25541 | -0.40798 | -0.84743 | 0
7 | 355 | 0.00906 | -0.08434 | -0.20603 | 0 | 2 | 11894.6863 | 1.2018 | 0.27049 | -2.4723 | 0
7 | 353 | 0 | -0.08783 | -0.21315 | 0 | 2 | 1022.4199 | -0.3239 | -0.35558 | -0.32052 | 0
7 | 363 | 0.03438 | -0.08039 | -0.18497 | 0 | 2 | 2083.8265 | -0.59857 | -0.086981 | -0.31445 | 0
7 | 358 | 0.02195 | -0.08111 | -0.19555 | 0 | 2 | 897.3251 | -0.32298 | -0.3449 | -0.33212 | 0
7 | 347 | -0.12086 | -0.09657 | -0.20684 | 0 | 2 | 896.1691 | -0.32351 | -0.34439 | -0.3321 | 0
7 | 346 | 0 | -0.0926 | -0.20462 | 0 | 2 | 893.4968 | -0.32578 | -0.34243 | -0.33179 | 0
7 | 339 | -0.11556 | -0.08489 | -0.20811 | 0 | 2 | 1768.7301 | -0.00036753 | -0.23287 | -0.76676 | 0
7 | 345 | -0.04141 | -0.09412 | -0.2044 | 0 | 2 | 16761.779 | -0.95448 | -0.9559 | 0.91038 | 0
7 | 339 | -0.08327 | -0.08433 | -0.20742 | 0 | 2 | 2939.9348 | 0.26329 | 0.27292 | 0.46379 | 0
8 | 580 | -0.07339 | 0.17254 | 0.06214 | 0.20276 | 2 | 2912.9411 | 0.26338 | 0.27491 | 0.46171 | 0
8 | 355 | -0.03198 | 0.03918 | 0.04206 | 0.02316 | 2 | 2912.2231 | 0.26349 | 0.27486 | 0.46165 | 0
8 | 501 | -0.03299 | 0.04084 | 0.06089 | 0.01513 | 2 | 2895.7466 | 0.26457 | 0.27518 | 0.46024 | 0
8 | 507 | 0.07317 | -0.10359 | -0.18571 | -0.03406 | 2 | 16369.0303 | 2.4848 | -1.4254 | -2.0594 | 0
8 | 432 | 0.05014 | -0.10297 | -0.19502 | -0.038 | 2 | 16371.231 | 2.4858 | -1.4237 | -2.0622 | 0
8 | 222 | 0.02712 | -0.04085 | -0.05245 | -0.0164 | 2 | 16628.8506 | 2.5246 | -1.4427 | -2.0819 | 0
8 | 558 | -0.00159 | -0.01549 | -0.00737 | 0.22868 | 2 | 1621.0815 | 0.15773 | 0.52164 | 0.32063 | 0
8 | 460 | 0.00795 | -0.05776 | 0.00743 | -0.03519 | 2 | 3864.6619 | 0.39815 | 0.08717 | 0.51468 | 0
8 | 671 | 0.02155 | 0.1339 | 0.07169 | 0.35499 | 2 | 1593.8051 | 0.161 | 0.51845 | 0.32056 | 0
8 | 5000 | 0 | 0 | 0 | -1 | 2 | 1583.7935 | 0.1622 | 0.51726 | 0.32054 | 0
8 | 5662 | 0 | -1 | 0 | 0 | 2 | 1583.0884 | 0.16229 | 0.51718 | 0.32053 | 0
8 | 409 | 0 | 0.15555 | 0.09541 | 0 | 2 | 1367.4611 | 0.19874 | 0.48441 | 0.31684 | 0
8 | 389 | 0.04047 | 0.17788 | 0.07965 | 0 | 2 | 1375.7049 | 0.20452 | 0.48284 | 0.31265 | 0
8 | 494 | 0.12041 | 0.21209 | 0.17488 | 0 | 2 | 1357.3054 | 0.20434 | 0.48044 | 0.31522 | 0
8 | 557 | 0.13167 | 0.25394 | 0.17296 | 0 | 2 | 1328.2179 | 0.19848 | 0.47836 | 0.32316 | 0
8 | 537 | 0.08992 | 0.24992 | 0.13018 | 0 | 2 | 1326.7815 | 0.19985 | 0.47683 | 0.32332 | 0
8 | 556 | 0.02565 | 0.24532 | 0.10145 | 0 | 2 | 1323.7539 | 0.20065 | 0.47864 | 0.32071 | 0
8 | 607 | 0.12198 | 0.2527 | 0.206 | 0 | 2 | 1318.1854 | 0.19958 | 0.47848 | 0.32194 | 0
8 | 561 | 0.08174 | 0.26114 | 0.12654 | 0 | 2 | 1316.7964 | 0.19945 | 0.47835 | 0.3222 | 0
8 | 496 | 0.02663 | 0.22014 | 0.09152 | 0 | 2 | 1315.7175 | 0.19961 | 0.47819 | 0.3222 | 0
8 | 660 | -0.0081 | 0.24442 | 0.14748 | 0 | 2 | 1315.5264 | 0.19974 | 0.47794 | 0.32232 | 0
8 | 660 | -0.00787 | 0.2446 | 0.14767 | 0 | 2 | 1314.6736 | 0.19979 | 0.47799 | 0.32222 | 0
8 | 368 | -0.00529 | 0.13586 | 0.08136 | 0 | 2 | 1314.5773 | 0.19982 | 0.47793 | 0.32225 | 0
8 | 462 | 0 | 0.18051 | 0.10106 | 0 | 2 | 1314.6337 | 0.19995 | 0.47778 | 0.32227 | 0
8 | 386 | -0.00598 | 0.14265 | 0.08438 | 0 | 2 | 2413.1079 | 0.43606 | 0.21695 | 0.34699 | 0
8 | 347 | 0.00587 | -0.08185 | -0.20743 | 0 | 2 | 1757.7706 | 0.35343 | 0.29039 | 0.35617 | 0
8 | 363 | 0.0409 | -0.08212 | -0.17713 | 0 | 2 | 1452.6803 | 0.33748 | 0.33498 | 0.32754 | 0
8 | 364 | 0.06295 | -0.06695 | -0.16114 | 0 | 2 | 1451.1824 | 0.33735 | 0.33485 | 0.3278 | 0
8 | 364 | 0.05731 | -0.07219 | -0.16496 | 0 | 2 | 1431.4102 | 0.33279 | 0.33261 | 0.3346 | 0
8 | 346 | -0.10239 | -0.10167 | -0.20378 | 0 | 2 | 1417.9006 | 0.33343 | 0.33318 | 0.33338 | 0
8 | 334 | -0.12921 | -0.08214 | -0.20894 | 0 | 2 | 1417.7491 | 0.33345 | 0.33321 | 0.33335 | 0
8 | 349 | -0.15772 | -0.10311 | -0.20727 | 0 | 2 | 1417.6863 | 0.33343 | 0.33321 | 0.33336 | 0
8 | 337 | -0.05334 | -0.08151 | -0.209 | 0 | 2 | 1417.6442 | 0.33345 | 0.33324 | 0.33331 | 0
8 | 338 | 0 | -0.08218 | -0.20753 | 0 | 2 | 1416.8049 | 0.33322 | 0.33344 | 0.33334 | 0
8 | 345 | 0 | -0.09367 | -0.20522 | 0 | 2 | 1631.3657 | 0.029872 | -0.30223 | -0.72764 | 0
8 | 639 | -0.3232 | -0.0891 | -0.19803 | 0 | 2 | 1619.8838 | 0.031589 | -0.38389 | -0.64769 | 0
8 | 637 | -0.33593 | -0.16447 | -0.27596 | 0 | 2 | 1619.6545 | 0.03159 | -0.38376 | -0.64783 | 0
8 | 667 | -0.3304 | -0.14426 | -0.22806 | 0 | 2 | 1619.7101 | 0.031591 | -0.38378 | -0.64781 | 0
8 | 653 | -0.33028 | -0.09106 | -0.20237 | 0 | 2 | 2273.8269 | 0.046009 | -0.19294 | -0.85307 | 0
8 | 667 | -0.33007 | -0.1412 | -0.22552 | 0 | 2 | 1775.2193 | 0.038343 | -0.25828 | -0.78006 | 0
8 | 665 | -0.33299 | -0.15509 | -0.24178 | 0 | 2 | 2279.1916 | 0.046472 | -0.19258 | -0.85389 | 0
8 | 655 | -0.34055 | -0.16645 | -0.27219 | 0 | 2 | 9352.6707 | 0.013301 | 0.019797 | 0.9669 | 0
9 | 651 | -0.07339 | 0.17283 | 0.06234 | 0.20141 | 2 | 9310.5573 | 0.013623 | 0.022475 | 0.9639 | 0
9 | 746 | 0.0776 | -0.1111 | -0.16392 | -0.06377 | 2 | 9306.9057 | 0.013926 | 0.022466 | 0.96361 | 0
9 | 328 | -0.03198 | 0.03914 | 0.04204 | 0.02305 | 2 | 9295.7462 | 0.015217 | 0.022134 | 0.96265 | 0
9 | 460 | -0.03299 | 0.04076 | 0.06088 | 0.01509 | 2 | 1505.1642 | 5.4471e-17 | -0.31432 | -0.68568 | 0
9 | 592 | 0.07317 | -0.10334 | -0.1859 | -0.034 | 2 | 3572.4695 | 0.13129 | -0.075725 | -1.0556 | 0
9 | 490 | 0.05014 | -0.10273 | -0.19512 | -0.03791 | 2 | 3598.876 | 0.13439 | -0.074053 | -1.0603 | 0
9 | 256 | 0.02712 | -0.04077 | -0.05247 | -0.01635 | 2 | 6723.8062 | 0.29484 | 0.21825 | -1.5131 | 0
9 | 563 | -0.00159 | -0.01552 | -0.00738 | 0.24575 | 2 | 6735.7303 | 0.2963 | 0.21863 | -1.5149 | 0
9 | 459 | 0.00794 | -0.05723 | 0.00688 | -0.03511 | 2 | 1541.3459 | 0.0086634 | -0.31136 | -0.69731 | 0
9 | 652 | 0.02155 | 0.13412 | 0.07184 | 0.34588 | 2 | 4090.6771 | 0.22103 | -0.057343 | -1.1637 | 0
9 | 5000 | 0 | 0 | 0 | -1 | 2 | 4080.1115 | 0.22054 | -0.058397 | -1.1621 | 0
9 | 4925 | 0 | -1 | 0 | 0 | 2 | 4082.0297 | 0.22063 | -0.058234 | -1.1624 | 0
9 | 361 | 0.05998 | 0.16588 | 0.09038 | 0 | 2 | 4086.9749 | 0.22086 | -0.057735 | -1.1631 | 0
9 | 384 | 0.07423 | 0.15975 | 0.12827 | 0 | 2 | 1998.8286 | 0.12276 | -0.35964 | -0.76312 | 0
9 | 489 | 0.08161 | 0.20041 | 0.15745 | 0 | 2 | 1609.1013 | 0.00011357 | -0.25526 | -0.74485 | 0
9 | 442 | 0.01807 | 0.19471 | 0.07946 | 0 | 2 | 2083.4389 | 0.14198 | -0.33963 | -0.80235 | 0
9 | 442 | 0.02149 | 0.19585 | 0.08046 | 0 | 2 | 2083.69 | 0.14196 | -0.33995 | -0.80202 | 0
9 | 453 | 0.07527 | 0.20815 | 0.11341 | 0 | 2 | 5650.9674 | 0.34144 | 0.06729 | -1.4087 | 0
9 | 449 | 0.06602 | 0.20694 | 0.10494 | 0 | 2 | 5724.8759 | 0.3472 | 0.073233 | -1.4204 | 0
9 | 595 | 0.115 | 0.24749 | 0.19873 | 0 | 2 | 9995.1214 | 0.37792 | -0.34614 | 0.96822 | 0
9 | 480 | 0.10838 | 0.21797 | 0.14646 | 0 | 2 | 10086.25 | 0.38422 | -0.3582 | 0.97398 | 0
9 | 481 | 0 | 0.18257 | 0.11296 | 0 | 2 | 2266.4467 | 0.1705 | -0.2979 | -0.8726 | 0
9 | 533 | 0 | 0.21103 | 0.11259 | 0 | 2 | 2270.6187 | 0.17154 | -0.29837 | -0.87316 | 0
9 | 537 | 0.11154 | 0.24508 | 0.15447 | 0 | 2 | 1547.3505 | 1.2657e-16 | -0.26947 | -0.73053 | 0
9 | 518 | 0.05278 | 0.23494 | 0.10818 | 0 | 2 | 1496.2065 | 1.346e-16 | -0.35523 | -0.64477 | 0
9 | 560 | 0.13108 | 0.24078 | 0.19368 | 0 | 2 | 4399.9916 | 2.3046e-16 | -1 | -1.6533e-16 | 0
9 | 657 | -0.01389 | 0.24115 | 0.13867 | 0 | 2 | 2616.0441 | 0.25253 | -0.40729 | -0.84524 | 0
9 | 661 | -0.00791 | 0.24423 | 0.14885 | 0 | 2 | 2623.0962 | 0.25399 | -0.40746 | -0.84652 | 0
9 | 369 | -0.00679 | 0.13499 | 0.08042 | 0 | 2 | 6791.3338 | 0.66247 | -0.023833 | -1.6386 | 0
9 | 359 | 0.04595 | -0.07265 | -0.17423 | 0 | 2 | 6827.397 | 0.66572 | -0.021108 | -1.6446 | 0
9 | 346 | 0.00526 | -0.08229 | -0.20743 | 0 | 2 | 4973.7186 | 0.28307 | 0.10134 | 0.6156 | 0
9 | 359 | 0.03237 | -0.08334 | -0.18381 | 0 | 2 | 12253.4179 | 1.2399 | 0.29061 | -2.5305 | 0
9 | 359 | 0.04126 | -0.07661 | -0.17749 | 0 | 2 | 4399.9916 | 3.3149e-17 | -1 | 9.519e-17 | 0
9 | 347 | -0.10948 | -0.10319 | -0.20374 | 0 | 2 | 4399.9916 | 3.7116e-17 | -1 | 1.3652e-17 | 0
9 | 334 | -0.04435 | -0.08154 | -0.20647 | 0 | 2 | 6375.3848 | 0.52604 | -0.21321 | 0.68717 | 0
9 | 350 | -0.16315 | -0.1047 | -0.20715 | 0 | 2 | 6373.8789 | 0.52893 | -0.21549 | 0.68656 | 0
9 | 337 | -0.1243 | -0.08368 | -0.2104 | 0 | 2 | 6491.3036 | 0.54061 | -0.23406 | 0.69344 | 0
9 | 345 | 0 | -0.09309 | -0.2054 | 0 | 2 | 8705.1693 | 0.76298 | -0.58414 | 0.82117 | 0
9 | 338 | 0 | -0.08261 | -0.20751 | 0 | 2 | 8685.705 | 0.76201 | -0.58203 | 0.82001 | 0
9 | 338 | -0.02468 | -0.08243 | -0.20817 | 0 | 2 | 8667.7472 | 0.76041 | -0.57925 | 0.81884 | 0
9 | 638 | -0.34169 | -0.17193 | -0.29163 | 0 | 2 | 24548.8571 | -1.9966 | 1.0906 | 1.906 | 0
9 | 661 | -0.33386 | -0.11375 | -0.21791 | 0 | 2 | 24560.4612 | -1.998 | 1.0911 | 1.9069 | 0
9 | 652 | -0.34918 | -0.17569 | -0.29802 | 0 | 2 | 25022.8889 | -2.0434 | 1.11 | 1.9334 | 0
9 | 657 | -0.34562 | -0.17381 | -0.28536 | 0 | 2 | 2974.6474 | -0.28887 | -0.56191 | -0.14922 | 0
9 | 673 | -0.33082 | -0.13747 | -0.21914 | 0 | 2 | 25577.3829 | -2.0975 | 1.1309 | 1.9666 | 0
9 | 666 | -0.33903 | -0.16463 | -0.2592 | 0 | 2 | 3101.1549 | -0.30368 | -0.55578 | -0.14054 | 0
10 | 714 | -0.07339 | 0.17283 | 0.06254 | 0.20079 | 2 | 2549.0321 | -0.35896 | -0.016308 | -0.62474 | 0
10 | 766 | 0.0776 | -0.1111 | -0.16381 | -0.06279 | 2 | 2463.3764 | -0.36015 | -0.026967 | -0.61288 | 0
10 | 350 | -0.03198 | 0.03914 | 0.04203 | 0.0227 | 2 | 1102.7931 | -0.2119 | -0.21354 | -0.57456 | 0
10 | 1790 | -0.10507 | -0.24808 | -0.16314 | -0.39784 | 2 | 1099.7888 | -0.21328 | -0.21328 | -0.57343 | 0
10 | 474 | -0.03299 | 0.04076 | 0.06085 | 0.01465 | 2 | 23916.454 | -2.7515 | 0.80588 | 0.94559 | 0
10 | 611 | 0.07318 | -0.10334 | -0.18574 | -0.03286 | 2 | 1089.5609 | -0.25784 | -0.19484 | -0.54732 | 0
10 | 533 | 0.05014 | -0.10273 | -0.19495 | -0.03681 | 2 | 1071.5582 | -0.25764 | -0.19707 | -0.54529 | 0
10 | 241 | 0.02712 | -0.04077 | -0.05244 | -0.01592 | 2 | 992.7346 | -0.24589 | -0.24589 | -0.50821 | 0
10 | 592 | -0.0074 | -0.0806 | -0.03744 | 0.14126 | 2 | 992.3673 | -0.24611 | -0.24593 | -0.50796 | 0
10 | 558 | -0.00159 | -0.01552 | -0.00739 | 0.21334 | 2 | 975.3859 | -0.26561 | -0.24116 | -0.49323 | 0
10 | 459 | 0.00794 | -0.05711 | 0.00718 | -0.03449 | 2 | 1012.6769 | -0.28963 | -0.20525 | -0.50512 | 0
10 | 671 | 0.02155 | 0.13411 | 0.07192 | 0.35456 | 2 | 1019.9902 | -0.2917 | -0.2044 | -0.5039 | 0
10 | 5000 | 0 | 0 | 0 | -1 | 2 | 978.3681 | -0.28991 | -0.22275 | -0.48733 | 0
10 | 4925 | 0 | -1 | 0 | 0 | 2 | 978.1218 | -0.29004 | -0.22304 | -0.48692 | 0
10 | 477 | 0.00565 | 0.18561 | 0.10972 | 0 | 2 | 1029.0614 | -0.30975 | -0.22418 | -0.46608 | 0
10 | 496 | 0.0978 | 0.20639 | 0.16712 | 0 | 2 | 899.134 | -0.31547 | -0.3244 | -0.36013 | 0
10 | 602 | 0.10388 | 0.24614 | 0.19716 | 0 | 2 | 899.0335 | -0.31555 | -0.32446 | -0.35999 | 0
10 | 460 | 0.02105 | 0.20308 | 0.08374 | 0 | 2 | 894.4076 | -0.31951 | -0.32897 | -0.35153 | 0
10 | 464 | 0.04494 | 0.20901 | 0.09694 | 0 | 2 | 2018.879 | -0.58128 | -0.096118 | -0.3226 | 0
10 | 460 | 0.02448 | 0.20422 | 0.08473 | 0 | 2 | 2116.735 | -0.60177 | -0.085759 | -0.31247 | 0
10 | 485 | 0.00438 | 0.18611 | 0.11438 | 0 | 2 | 975.4203 | -0.33237 | -0.34158 | -0.32605 | 0
10 | 469 | 0.07109 | 0.21511 | 0.1126 | 0 | 2 | 968.7014 | -0.33137 | -0.34229 | -0.32634 | 0
10 | 472 | 0.07953 | 0.21631 | 0.12004 | 0 | 2 | 898.02 | -0.3199 | -0.34168 | -0.33842 | 0
10 | 544 | 0.12227 | 0.24682 | 0.16581 | 0 | 2 | 2064.0466 | -0.59285 | -0.089105 | -0.31804 | 0
10 | 539 | 0.11194 | 0.2458 | 0.15531 | 0 | 2 | 892.0087 | -0.32161 | -0.33419 | -0.34421 | 0
10 | 533 | 0.12445 | 0.22911 | 0.18406 | 0 | 2 | 2078.823 | -0.59714 | -0.087512 | -0.31535 | 0
10 | 361 | 0.03378 | -0.08465 | -0.18276 | 0 | 2 | 2084.863 | -0.59864 | -0.087015 | -0.31435 | 0
10 | 347 | 0.00339 | -0.08412 | -0.20911 | 0 | 2 | 2077.2883 | -0.59706 | -0.088434 | -0.3145 | 0
10 | 360 | 0.03769 | -0.07876 | -0.18057 | 0 | 2 | 1862.8415 | -0.54803 | -0.1343 | -0.31767 | 0
10 | 358 | 0.03775 | -0.07653 | -0.18097 | 0 | 2 | 1757.7698 | -0.52409 | -0.15643 | -0.31948 | 0
10 | 350 | -0.15619 | -0.10421 | -0.2067 | 0 | 2 | 890.8462 | -0.32293 | -0.33725 | -0.33981 | 0
10 | 338 | -0.12173 | -0.08486 | -0.20973 | 0 | 2 | 897.8787 | -0.32205 | -0.34444 | -0.33351 | 0
10 | 351 | -0.10116 | -0.10399 | -0.20595 | 0 | 2 | 897.1114 | -0.32302 | -0.34485 | -0.33213 | 0
10 | 349 | 0 | -0.09528 | -0.20695 | 0 | 2 | 920.6918 | -0.32827 | -0.34183 | -0.3299 | 0
10 | 342 | 0 | -0.08436 | -0.20915 | 0 | 2 | 892.2546 | -0.3254 | -0.34229 | -0.33231 | 0
10 | 342 | -0.02477 | -0.08438 | -0.20976 | 0 | 2 | 893.326 | -0.32556 | -0.34261 | -0.33183 | 0
10 | 342 | -0.04244 | -0.08447 | -0.21019 | 0 | 2 | 893.376 | -0.32567 | -0.34254 | -0.33179 | 0
10 | 661 | -0.33224 | -0.13891 | -0.2324 | 0 | 2 | 891.6813 | -0.3256 | -0.34189 | -0.33251 | 0
10 | 666 | -0.3309 | -0.14983 | -0.23319 | 0 | 2 | 893.3348 | -0.32572 | -0.34248 | -0.3318 | 0
10 | 666 | -0.33079 | -0.14799 | -0.23193 | 0 | 2 | 891.4107 | -0.32567 | -0.34166 | -0.33267 | 0
10 | 655 | -0.33974 | -0.16649 | -0.27033 | 0 | 2 | 893.2461 | -0.32579 | -0.34238 | -0.33183 | 0
11 | 676 | 0.01738 | 0.27029 | 0.1731 | 0.02054 | 2 | 918.5624 | -0.33231 | -0.33553 | -0.33216 | 0
11 | 696 | -0.07339 | 0.17283 | 0.06257 | 0.20079 | 2 | 893.1555 | -0.32585 | -0.3423 | -0.33186 | 0
11 | 426 | -0.03198 | 0.03914 | 0.04206 | 0.0227 | 2 | 893.8026 | -0.32612 | -0.34205 | -0.33183 | 0
11 | 557 | -0.03299 | 0.04076 | 0.06086 | 0.01465 | 2 | 893.916 | -0.32621 | -0.34196 | -0.33183 | 0
11 | 518 | 0.07318 | -0.10334 | -0.18569 | -0.03286 | 2 | 893.212 | -0.32634 | -0.34166 | -0.332 | 0
11 | 179 | 0.02712 | -0.04077 | -0.0525 | -0.01592 | 2 | 893.2711 | -0.32635 | -0.34168 | -0.33197 | 0
11 | 588 | -0.0074 | -0.0806 | -0.03744 | 0.14126 | 2 | 893.5545 | -0.3264 | -0.34166 | -0.33194 | 0
11 | 558 | -0.00159 | -0.01552 | -0.00739 | 0.21334 | 2 | 4494.1263 | -0.063194 | 0.12013 | -1.0569 | 0
11 | 458 | 0.00794 | -0.05712 | 0.00742 | -0.03449 | 2 | 4472.2537 | -0.065372 | 0.11829 | -1.0529 | 0
11 | 673 | 0.02155 | 0.13411 | 0.07193 | 0.35456 | 2 | 1495.4845 | -0.00026557 | -0.35512 | -0.64461 | 0
11 | 5000 | 0 | 0 | 0 | -1 | 2 | 1517.2338 | -0.032616 | -0.24767 | -0.71971 | 0
11 | 4905 | 0 | -1 | 0 | 0 | 2 | 1411.7625 | -0.031661 | -0.33542 | -0.63292 | 0
11 | 418 | 0.07163 | 0.17097 | 0.13614 | 0 | 2 | 1410.6851 | -0.032126 | -0.33474 | -0.63314 | 0
11 | 419 | 0.09948 | 0.1795 | 0.14648 | 0 | 2 | 1479.1277 | -0.036634 | -0.25046 | -0.7129 | 0
11 | 419 | 0.08247 | 0.174 | 0.14105 | 0 | 2 | 1478.1902 | -0.037128 | -0.25029 | -0.71258 | 0
11 | 457 | 0.02081 | 0.20074 | 0.08276 | 0 | 2 | 4399.9916 | -6.7635e-17 | -1 | 7.2645e-17 | 0
11 | 476 | 0.09961 | 0.21706 | 0.13638 | 0 | 2 | 2726.4737 | -0.081279 | -0.078028 | -0.84069 | 0
11 | 457 | 0.0242 | 0.20187 | 0.08374 | 0 | 2 | 2741.2801 | -0.084391 | -0.075014 | -0.84059 | 0
11 | 563 | 0.08259 | 0.25851 | 0.13061 | 0 | 2 | 4399.9916 | -9.7695e-17 | -1 | -5.9285e-17 | 0
11 | 558 | 0.05013 | 0.25053 | 0.11244 | 0 | 2 | 8580.3495 | -0.16957 | 0.25366 | 0.91591 | 0
11 | 486 | 0.1109 | 0.22058 | 0.14827 | 0 | 2 | 8581.0175 | -0.16959 | 0.25368 | 0.9159 | 0
11 | 469 | 0.06881 | 0.21535 | 0.10881 | 0 | 2 | 8596.6891 | -0.17128 | 0.25414 | 0.91714 | 0
11 | 472 | 0.07804 | 0.21677 | 0.11663 | 0 | 2 | 1590.1235 | -0.00074108 | -0.25743 | -0.74183 | 0
11 | 543 | 0.00294 | 0.20965 | 0.12331 | 0 | 2 | 1592.3732 | -9.6531e-18 | -0.25751 | -0.74249 | 0
11 | 546 | 0.0006 | 0.20744 | 0.12707 | 0 | 2 | 12804.636 | -0.4613 | 0.23846 | 1.2228 | 0
11 | 366 | 0.05303 | -0.07429 | -0.16816 | 0 | 2 | 9417.7848 | -0.36501 | 0.39758 | 0.96744 | 0
11 | 372 | 0.05784 | -0.08137 | -0.16259 | 0 | 2 | 9410.6646 | -0.36473 | 0.39803 | 0.96671 | 0
11 | 362 | 0.0462 | -0.07354 | -0.17422 | 0 | 2 | 1547.3505 | -1.4317e-16 | -0.26947 | -0.73053 | 0
11 | 350 | 0.00339 | -0.08413 | -0.20904 | 0 | 2 | 4399.9916 | -2.242e-15 | -1 | -2.4883e-15 | 0
11 | 349 | 0 | -0.08542 | -0.21171 | 0 | 2 | 1505.1642 | -1.4526e-16 | -0.31432 | -0.68568 | 0
11 | 357 | 0 | -0.09883 | -0.20901 | 0 | 2 | 3511.0195 | -0.29233 | 0.10507 | -0.81274 | 0
11 | 353 | -0.1593 | -0.10507 | -0.20712 | 0 | 2 | 3479.8664 | -0.29102 | 0.10102 | -0.81 | 0
11 | 344 | -0.04401 | -0.08433 | -0.2102 | 0 | 2 | 3483.3697 | -0.29126 | 0.10157 | -0.81031 | 0
11 | 344 | -0.12424 | -0.08562 | -0.21194 | 0 | 2 | 3483.2898 | -0.29125 | 0.10157 | -0.81031 | 0
11 | 356 | -0.10601 | -0.10544 | -0.2075 | 0 | 2 | 16786.2263 | -0.95584 | -0.95726 | 0.91311 | 0
11 | 667 | -0.33268 | -0.15808 | -0.24296 | 0 | 2 | 16810.7496 | -0.9572 | -0.9572 | 0.91441 | 0
11 | 668 | -0.33076 | -0.14945 | -0.23252 | 0 | 2 | 16616.1536 | -0.94922 | -0.95063 | 0.89986 | 0
11 | 655 | -0.34197 | -0.17004 | -0.27936 | 0 | 2 | 2316.7574 | -0.25517 | -0.050053 | -0.69477 | 0
11 | 676 | -0.33915 | -0.13472 | -0.23283 | 0 | 2 | 4399.9916 | -3.3483e-17 | -1 | -9.6025e-17 | 0
12 | 725 | -0.07339 | 0.17316 | 0.06238 | 0.201 | 2 | 23277.4578 | -1.8771 | 1.0586 | 1.8185 | 0
12 | 375 | -0.03198 | 0.03911 | 0.04204 | 0.02272 | 3 | 1751.3363 | 0.31902 | 0.44034 | 0.24064 | 0
12 | 1756 | -0.10507 | -0.24833 | -0.16296 | -0.3975 | 3 | 1989.064 | 0.10262 | -0.30329 | -0.79934 | 0
12 | 497 | -0.03299 | 0.04067 | 0.06085 | 0.01465 | 3 | 1041.415 | -0.30996 | -0.22466 | -0.46538 | 0
12 | 608 | 0.07318 | -0.10307 | -0.18571 | -0.03285 | 3 | 1320.6971 | 0.20269 | 0.47714 | 0.32017 | 0
12 | 224 | 0.02712 | -0.04069 | -0.05246 | -0.01593 | 3 | 2264.1229 | 0.41694 | 0.22455 | 0.35851 | 0
12 | 574 | -0.0074 | -0.08079 | -0.03737 | 0.14027 | 3 | 2250.0196 | 0.41554 | 0.22636 | 0.3581 | 0
12 | 558 | -0.00159 | -0.01555 | -0.00738 | 0.20912 | 3 | 1308.5852 | 0.20217 | 0.47494 | 0.32289 | 0
12 | 458 | 0.00794 | -0.05662 | 0.00767 | -0.03449 | 3 | 1305.0111 | 0.2016 | 0.4759 | 0.3225 | 0
12 | 681 | 0.02155 | 0.13437 | 0.07181 | 0.35899 | 3 | 1418.4581 | 0.33345 | 0.33309 | 0.33345 | 0
12 | 5000 | 0 | 0 | 0 | -1 | 3 | 1732.9886 | 0.033114 | -0.27898 | -0.75414 | 0
12 | 4905 | 0 | -1 | 0 | 0 | 3 | 5599.9932 | 1.3041e-15 | 1 | 2.2664e-15 | 0
12 | 500 | 0.09898 | 0.20772 | 0.16844 | 0 | 3 | 4505.0084 | 1.3958e-16 | -1 | 3.5138e-17 | 0
12 | 499 | 0.08615 | 0.20408 | 0.16277 | 0 | 3 | 3535.418 | 0.13756 | -0.11243 | -1.0251 | 0
12 | 489 | 0.10959 | 0.22119 | 0.14853 | 0 | 3 | 3895.371 | 0.2051 | -0.10748 | -1.0976 | 0
12 | 470 | 0.05696 | 0.21345 | 0.10293 | 0 | 3 | 4767.7835 | 0.28527 | 0.10079 | 0.61394 | 0
12 | 504 | 0.11738 | 0.21649 | 0.17343 | 0 | 3 | 38123.4396 | 3.5708 | 1.8177 | -6.3885 | 0
12 | 489 | 0.00348 | 0.1869 | 0.1146 | 0 | 3 | 1067.6631 | -0.25807 | -0.19878 | -0.54315 | 0
12 | 505 | 0.08352 | 0.23241 | 0.12389 | 0 | 3 | 2359.6794 | -0.61525 | -0.070847 | -0.3139 | 0
12 | 495 | 0.0228 | 0.21767 | 0.08934 | 0 | 3 | 2214.1884 | -0.59884 | -0.086919 | -0.31424 | 0
12 | 495 | 0.02647 | 0.21889 | 0.0904 | 0 | 3 | 1548.2852 | -3.0119e-17 | -0.28571 | -0.71429 | 0
12 | 365 | 0.03838 | -0.08369 | -0.17913 | 0 | 3 | 8277.7287 | -0.16336 | 0.25184 | 0.91152 | 0
12 | 356 | 0 | -0.09653 | -0.20968 | 0 | 3 | 1524.6284 | -5.4726e-17 | -0.30048 | -0.69952 | 0
12 | 355 | 0.02094 | -0.0797 | -0.19499 | 0 | 3 | 3070.7243 | -0.29438 | -0.55377 | -0.15185 | 0
12 | 350 | 0.00347 | -0.08364 | -0.20928 | 0 | 3 | 3090.4182 | -0.29784 | -0.55114 | -0.15102 | 0
12 | 362 | 0.03849 | -0.07823 | -0.18013 | 0 | 3 | 2771.412 | 0.26518 | 0.27315 | 0.46166 | 0
12 | 360 | 0.03572 | -0.07696 | -0.18278 | 0 | 3 | 2750.3346 | 0.26445 | 0.27546 | 0.46009 | 0
12 | 351 | -0.15047 | -0.10263 | -0.20707 | 0 | 3 | 2747.7524 | 0.2645 | 0.27563 | 0.45986 | 0
12 | 348 | 0 | -0.09436 | -0.20497 | 0 | 3 | 3912.0593 | 0.56316 | -0.55048 | -1.0127 | 0
12 | 341 | 0 | -0.08306 | -0.20724 | 0 | 3 | 3958.9334 | 0.57453 | -0.55689 | -1.0176 | 0
12 | 341 | -0.12159 | -0.08476 | -0.21051 | 0 | 3 | 3959.4975 | 0.57466 | -0.55695 | -1.0177 | 0
12 | 355 | -0.09406 | -0.10327 | -0.20788 | 0 | 3 | 4489.222 | 0.54677 | 0.6292 | -0.17597 | 0
12 | 344 | -0.04231 | -0.08411 | -0.21044 | 0 | 3 | 3781.6395 | 0.47914 | 0.58788 | -0.067014 | 0
12 | 679 | -0.34028 | -0.1596 | -0.24976 | 0 | 3 | 12339.5982 | 2.3778 | -1.3839 | -1.9939 | 0
12 | 679 | -0.33985 | -0.15558 | -0.24643 | 0 | 3 | 12383.868 | 2.3867 | -1.3872 | -1.9994 | 0
12 | 680 | -0.33965 | -0.15774 | -0.24679 | 0 | 3 | 12414.6201 | 2.3927 | -1.3891 | -2.0036 | 0
12 | 680 | -0.33965 | -0.15749 | -0.24666 | 0 | 3 | 3327.0794 | 0.54393 | 0.46242 | -0.0063531 | 0
12 | 678 | -0.34117 | -0.16056 | -0.25316 | 0 | 3 | 3287.4888 | 0.53932 | 0.46089 | -0.00021284 | 0
13 | 668 | -0.07339 | 0.17316 | 0.06199 | 0.20162 | 3 | 2310.3855 | 0.37219 | 0.47453 | 0.15328 | 0
13 | 404 | -0.03198 | 0.03911 | 0.04204 | 0.02305 | 3 | 2219.2672 | 0.36348 | 0.46912 | 0.1674 | 0
13 | 1786 | -0.10507 | -0.24834 | -0.16264 | -0.39346 | 3 | 2188.133 | 0.36011 | 0.46771 | 0.17218 | 0
13 | 537 | -0.03299 | 0.04068 | 0.0609 | 0.01508 | 3 | 1324.8962 | 0.20132 | 0.47829 | 0.32039 | 0
13 | 547 | 0.07318 | -0.10307 | -0.18589 | -0.03396 | 3 | 1321.6822 | 0.20138 | 0.47791 | 0.32072 | 0
13 | 203 | 0.02712 | -0.04069 | -0.05249 | -0.01634 | 3 | 1322.3845 | 0.20164 | 0.47785 | 0.3205 | 0
13 | 612 | -0.0074 | -0.0808 | -0.03726 | 0.15142 | 3 | 1315.7037 | 0.20083 | 0.47579 | 0.32338 | 0
13 | 558 | -0.00159 | -0.01555 | -0.00736 | 0.24023 | 3 | 1321.2679 | 0.20273 | 0.47718 | 0.32009 | 0
13 | 458 | 0.00795 | -0.0567 | 0.00782 | -0.03507 | 3 | 1305.8106 | 0.20155 | 0.47602 | 0.32243 | 0
13 | 594 | 0.00895 | -0.07707 | 0.00957 | -0.0394 | 3 | 2329.6756 | 0.43502 | 0.21801 | 0.34697 | 0
13 | 664 | 0.02155 | 0.13437 | 0.07163 | 0.35125 | 3 | 1305.1757 | 0.20157 | 0.47594 | 0.3225 | 0
13 | 5000 | 0 | 0 | 0 | -1 | 3 | 1305.0507 | 0.20158 | 0.47591 | 0.3225 | 0
13 | 5340 | 0 | -1 | 0 | 0 | 3 | 1304.9819 | 0.20162 | 0.47588 | 0.3225 | 0
13 | 463 | 0.05299 | 0.21147 | 0.09708 | 0 | 3 | 1304.9098 | 0.20167 | 0.47583 | 0.3225 | 0
13 | 493 | 0.0829 | 0.20183 | 0.15885 | 0 | 3 | 1304.9949 | 0.20171 | 0.47581 | 0.32248 | 0
13 | 463 | 0.07562 | 0.21388 | 0.1118 | 0 | 3 | 2327.9694 | 0.43515 | 0.21832 | 0.34652 | 0
13 | 580 | 0.12871 | 0.26208 | 0.17584 | 0 | 3 | 1304.9633 | 0.20176 | 0.47573 | 0.32251 | 0
13 | 551 | 0.02277 | 0.24198 | 0.09806 | 0 | 3 | 1315.5475 | 0.20443 | 0.47504 | 0.32053 | 0
13 | 551 | 0.02699 | 0.24338 | 0.09928 | 0 | 3 | 2148.0191 | 0.41164 | 0.41004 | 0.17832 | 0
13 | 597 | 0.13724 | 0.25678 | 0.20356 | 0 | 3 | 2148.152 | 0.41177 | 0.40989 | 0.17834 | 0
13 | 570 | 0 | 0.22551 | 0.11907 | 0 | 3 | 1750.3717 | 0.31868 | 0.44052 | 0.2408 | 0
13 | 599 | 0.11344 | 0.24807 | 0.19913 | 0 | 3 | 1420.0887 | 0.33302 | 0.33329 | 0.33369 | 0
13 | 535 | 0.10398 | 0.22206 | 0.17887 | 0 | 3 | 1418.1441 | 0.33365 | 0.33317 | 0.33318 | 0
13 | 368 | -0.00668 | 0.13437 | 0.0798 | 0 | 3 | 1416.667 | 0.33333 | 0.33333 | 0.33333 | 0
13 | 406 | -0.00448 | 0.14999 | 0.09146 | 0 | 3 | 1585.8721 | 0.0022676 | -0.278 | -0.72427 | 0
13 | 406 | 0 | 0.15362 | 0.09498 | 0 | 3 | 1524.6284 | 2.5211e-17 | -0.30048 | -0.69952 | 0
13 | 385 | -0.00841 | 0.141 | 0.0802 | 0 | 3 | 1640.1074 | 0.028584 | -0.35439 | -0.67419 | 0
13 | 364 | 0.04851 | -0.0744 | -0.17228 | 0 | 3 | 1643.9459 | 0.029965 | -0.35477 | -0.6752 | 0
13 | 367 | 0.04677 | -0.08126 | -0.17241 | 0 | 3 | 1644.3451 | 0.030194 | -0.3546 | -0.6756 | 0
13 | 349 | 0.00529 | -0.08191 | -0.20809 | 0 | 3 | 1644.9176 | 0.030422 | -0.35477 | -0.67565 | 0
13 | 361 | 0.0447 | -0.07295 | -0.17587 | 0 | 3 | 4505.0084 | 7.6576e-19 | -1 | -2.7723e-17 | 0
13 | 337 | -0.04353 | -0.0813 | -0.20708 | 0 | 3 | 4505.0084 | 8.9662e-16 | -1 | 6.1552e-16 | 0
13 | 337 | -0.12237 | -0.08256 | -0.2088 | 0 | 3 | 2372.0908 | 0.056055 | -0.20991 | -0.84615 | 0
13 | 348 | -0.15281 | -0.10149 | -0.20576 | 0 | 3 | 2367.2013 | 0.058079 | -0.21177 | -0.84631 | 0
13 | 345 | 0 | -0.09322 | -0.2036 | 0 | 3 | 4505.0084 | 1.4734e-16 | -1 | 2.2004e-16 | 0
13 | 341 | 0 | -0.08227 | -0.20817 | 0 | 3 | 3506.6646 | 0.13309 | -0.11323 | -1.0199 | 0
13 | 352 | -0.09769 | -0.10208 | -0.20663 | 0 | 3 | 1544.0982 | 7.2078e-17 | -0.3377 | -0.6623 | 0
13 | 666 | -0.33464 | -0.13341 | -0.23101 | 0 | 3 | 1983.6913 | 0.10158 | -0.30311 | -0.79847 | 0
13 | 670 | -0.33541 | -0.15593 | -0.24426 | 0 | 3 | 1984.0798 | 0.1016 | -0.30312 | -0.79848 | 0
13 | 662 | -0.34195 | -0.16415 | -0.26979 | 0 | 3 | 1526.2875 | 8.0341e-17 | -0.32723 | -0.67277 | 0
13 | 671 | -0.33395 | -0.1485 | -0.23589 | 0 | 3 | 4849.0064 | 0.22907 | -0.010998 | -1.2181 | 0
13 | 664 | -0.34011 | -0.16296 | -0.26312 | 0 | 3 | 4856.6081 | 0.22999 | -0.010615 | -1.2194 | 0
13 | 671 | -0.33395 | -0.14961 | -0.23641 | 0 | 3 | 3777.1697 | 0.19526 | -0.11634 | -1.0789 | 0
14 | 727 | -0.07338 | 0.17317 | 0.06228 | 0.20162 | 3 | 3907.7736 | 0.20568 | -0.10637 | -1.0993 | 0
14 | 796 | 0.07762 | -0.11098 | -0.1637 | -0.06378 | 3 | 4314.2565 | 0.23767 | -0.076818 | -1.1609 | 0
14 | 352 | -0.03199 | 0.03911 | 0.04203 | 0.02305 | 3 | 2041.4043 | 0.13345 | -0.35781 | -0.77564 | 0
14 | 1727 | -0.10507 | -0.24822 | -0.16277 | -0.39347 | 3 | 2044.1925 | 0.13416 | -0.3583 | -0.77586 | 0
14 | 699 | 0.07449 | 0.25565 | 0.16587 | 0.4102 | 3 | 5475.4987 | 0.32762 | 0.0079169 | -1.3355 | 0
14 | 473 | -0.03299 | 0.04067 | 0.06083 | 0.01507 | 3 | 10430.9881 | 0.62159 | 0.41479 | -2.0364 | 0
14 | 646 | 0.07318 | -0.10307 | -0.18567 | -0.03393 | 3 | 10127.1956 | 0.61275 | 0.38512 | -1.9979 | 0
14 | 571 | 0.05015 | -0.10247 | -0.19495 | -0.03784 | 3 | 1526.2875 | 1.1203e-16 | -0.32723 | -0.67277 | 0
14 | 262 | 0.02712 | -0.04068 | -0.05246 | -0.01633 | 3 | 10565.5089 | 0.73843 | 0.36801 | -2.1064 | 0
14 | 1719 | 0.10224 | -0.14514 | -0.07388 | -0.15886 | 3 | 5599.9932 | 3.3023e-15 | 1 | 7.8876e-15 | 0
14 | 599 | -0.00739 | -0.08028 | -0.03703 | 0.15144 | 3 | 12491.5459 | 0.89291 | 0.50537 | -2.3983 | 0
14 | 558 | -0.00159 | -0.01546 | -0.00732 | 0.24023 | 3 | 13119.6081 | 0.94408 | 0.54948 | -2.4936 | 0
14 | 458 | 0.008 | -0.05595 | 0.00871 | -0.03488 | 3 | 5054.4304 | 0.397 | -0.10607 | -1.2909 | 0
14 | 664 | 0.02154 | 0.13386 | 0.07145 | 0.35123 | 3 | 5075.821 | 0.39981 | -0.10528 | -1.2945 | 0
14 | 5000 | 0 | 0 | 0 | -1 | 3 | 5599.9932 | 3.4705e-15 | 1 | 5.4687e-15 | 0
14 | 5221 | 0 | -1 | 0 | 0 | 3 | 19911.3846 | 1.4824 | 1.0323 | -3.5148 | 0
14 | 482 | 0.10152 | 0.21631 | 0.14386 | 0 | 3 | 7149.0021 | 0.47047 | -0.24537 | 0.7749 | 0
14 | 459 | 0.02756 | 0.20355 | 0.08562 | 0 | 3 | 6917.1619 | 0.4607 | -0.22022 | 0.75952 | 0
14 | 459 | 0.02359 | 0.20226 | 0.08436 | 0 | 3 | 6911.872 | 0.46102 | -0.22005 | 0.75903 | 0
14 | 482 | 0.00841 | 0.18638 | 0.1136 | 0 | 3 | 6884.9829 | 0.45912 | -0.21645 | 0.75733 | 0
14 | 463 | 0.04941 | 0.20866 | 0.09867 | 0 | 3 | 4505.0084 | 3.3539e-17 | -1 | -1.4249e-16 | 0
14 | 472 | 0.08036 | 0.2144 | 0.12181 | 0 | 3 | 35539.2018 | 3.3187 | 1.6714 | -5.9902 | 0
14 | 468 | 0.06955 | 0.21287 | 0.11226 | 0 | 3 | 1169.3226 | -0.21429 | -0.32143 | -0.46429 | 0
14 | 386 | 0.07488 | 0.16012 | 0.1293 | 0 | 3 | 1086.3368 | -0.21738 | -0.21738 | -0.56524 | 0
14 | 558 | 0.12398 | 0.24058 | 0.18583 | 0 | 3 | 1085.8444 | -0.21871 | -0.21671 | -0.56458 | 0
14 | 562 | 0.09549 | 0.22941 | 0.18283 | 0 | 3 | 1000.8253 | -0.24207 | -0.24683 | -0.5111 | 0
14 | 513 | 0.00635 | 0.19965 | 0.1168 | 0 | 3 | 1067.8577 | -0.25794 | -0.19877 | -0.54329 | 0
14 | 362 | 0.0315 | -0.08325 | -0.18494 | 0 | 3 | 1067.4399 | -0.2582 | -0.1988 | -0.543 | 0
14 | 349 | 0.00528 | -0.082 | -0.20783 | 0 | 3 | 994.7761 | -0.24519 | -0.24547 | -0.50934 | 0
14 | 348 | 0 | -0.08403 | -0.21198 | 0 | 3 | 994.5557 | -0.24534 | -0.24534 | -0.50932 | 0
14 | 355 | 0.02256 | -0.07818 | -0.19368 | 0 | 3 | 1112.5903 | -0.26786 | -0.33929 | -0.39286 | 0
14 | 360 | 0.03572 | -0.07804 | -0.18235 | 0 | 3 | 4361.1347 | -0.84121 | 0.15061 | -0.3094 | 0
14 | 359 | 0.03472 | -0.07644 | -0.18353 | 0 | 3 | 1784.0713 | -0.39429 | -0.31685 | -0.28887 | 0
14 | 347 | -0.14119 | -0.09907 | -0.20571 | 0 | 3 | 976.0692 | -0.26546 | -0.24091 | -0.49363 | 0
14 | 344 | 0 | -0.09144 | -0.20372 | 0 | 3 | 1013.6105 | -0.28524 | -0.20782 | -0.50695 | 0
14 | 348 | -0.07972 | -0.09874 | -0.20482 | 0 | 3 | 980.4403 | -0.28739 | -0.22343 | -0.48917 | 0
14 | 341 | -0.1197 | -0.08397 | -0.21058 | 0 | 3 | 980.621 | -0.28744 | -0.22331 | -0.48925 | 0
14 | 341 | -0.03888 | -0.0827 | -0.20882 | 0 | 3 | 1072.4503 | -0.29919 | -0.34555 | -0.35526 | 0
15 | 1610 | 0.02119 | -0.1342 | 0.08875 | -0.0844 | 3 | 1013.5243 | -0.29102 | -0.30224 | -0.40673 | 0
15 | 857 | -0.07338 | 0.17317 | 0.06207 | 0.20161 | 3 | 1042.557 | -0.31029 | -0.22458 | -0.46514 | 0
15 | 1637 | -0.10507 | -0.24822 | -0.16262 | -0.39346 | 3 | 1055.8581 | -0.30981 | -0.34588 | -0.3443 | 0
15 | 794 | 0.07449 | 0.25565 | 0.1657 | 0.41019 | 3 | 1013.2667 | -0.3137 | -0.32345 | -0.36285 | 0
15 | 533 | -0.03299 | 0.04067 | 0.06087 | 0.01507 | 3 | 1013.4687 | -0.31378 | -0.32374 | -0.36248 | 0
15 | 2324 | 0.05258 | 0.24256 | 0.38765 | 0.14301 | 3 | 1015.8846 | -0.31776 | -0.32815 | -0.35409 | 0
15 | 1505 | -0.12525 | -0.2437 | -0.16083 | -0.38305 | 3 | 1019.2136 | -0.31931 | -0.33308 | -0.34762 | 0
15 | 197 | 0.02712 | -0.04068 | -0.05245 | -0.01633 | 3 | 1036.0088 | -0.32211 | -0.34588 | -0.33202 | 0
15 | 583 | -0.00739 | -0.08029 | -0.03697 | 0.15144 | 3 | 1035.6928 | -0.3222 | -0.34578 | -0.33203 | 0
15 | 558 | -0.00159 | -0.01546 | -0.00731 | 0.24023 | 3 | 1035.449 | -0.32225 | -0.34568 | -0.33207 | 0
15 | 521 | 0.00901 | -0.07612 | 0.01087 | -0.0392 | 3 | 1020.294 | -0.32049 | -0.33487 | -0.34464 | 0
15 | 664 | 0.02154 | 0.13387 | 0.07136 | 0.35122 | 3 | 1021.2639 | -0.32103 | -0.33598 | -0.34299 | 0
15 | 5000 | 0 | 0 | 0 | -1 | 3 | 1030.2911 | -0.32518 | -0.34302 | -0.3318 | 0
15 | 5166 | 0 | -1 | 0 | 0 | 3 | 1030.2473 | -0.3252 | -0.343 | -0.3318 | 0
15 | 459 | 0.02768 | 0.20358 | 0.08562 | 0 | 3 | 1030.1301 | -0.32523 | -0.34295 | -0.33182 | 0
15 | 459 | 0.02371 | 0.20229 | 0.08437 | 0 | 3 | 1029.5177 | -0.32518 | -0.34276 | -0.33205 | 0
15 | 471 | 0.07212 | 0.21217 | 0.11776 | 0 | 3 | 1030.0633 | -0.32529 | -0.34287 | -0.33184 | 0
15 | 480 | 0.02137 | 0.19146 | 0.11492 | 0 | 3 | 1029.7801 | -0.32529 | -0.34282 | -0.3319 | 0
15 | 382 | 0.08306 | 0.16467 | 0.1259 | 0 | 3 | 1029.9758 | -0.32535 | -0.34278 | -0.33186 | 0
15 | 373 | 0.02006 | 0.14869 | 0.09215 | 0 | 3 | 2303.7772 | -0.60894 | -0.077066 | -0.314 | 0
15 | 495 | 0.09682 | 0.20385 | 0.16855 | 0 | 3 | 1035.142 | -0.32698 | -0.34115 | -0.33187 | 0
15 | 461 | 0.05674 | 0.2072 | 0.10508 | 0 | 3 | 1043.7388 | -0.32967 | -0.33838 | -0.33194 | 0
15 | 477 | 0.09823 | 0.21309 | 0.14171 | 0 | 3 | 2266.4411 | -0.60322 | -0.085565 | -0.31121 | 0
15 | 536 | 0.09329 | 0.24125 | 0.1431 | 0 | 3 | 1050.9615 | -0.33194 | -0.33605 | -0.33201 | 0
15 | 535 | 0.09328 | 0.21701 | 0.17784 | 0 | 3 | 1051.9529 | -0.33224 | -0.33571 | -0.33205 | 0
15 | 366 | 0.04523 | -0.08147 | -0.17358 | 0 | 3 | 2194.6737 | -0.59376 | -0.088887 | -0.31735 | 0
15 | 359 | 0.03284 | -0.07882 | -0.18481 | 0 | 3 | 2152.176 | -0.58451 | -0.1004 | -0.31508 | 0
15 | 354 | 0.02107 | -0.07887 | -0.19496 | 0 | 3 | 2211.0713 | -0.59808 | -0.08725 | -0.31467 | 0
15 | 350 | 0.00527 | -0.08258 | -0.20785 | 0 | 3 | 2214.5116 | -0.59887 | -0.08693 | -0.3142 | 0
15 | 341 | -0.11388 | -0.08459 | -0.21044 | 0 | 3 | 2214.0091 | -0.59882 | -0.086913 | -0.31426 | 0
15 | 341 | -0.0858 | -0.08369 | -0.20992 | 0 | 3 | 2213.1507 | -0.59865 | -0.087096 | -0.31425 | 0
15 | 349 | -0.13156 | -0.09772 | -0.20824 | 0 | 3 | 2210.0952 | -0.59803 | -0.087636 | -0.31433 | 0
15 | 344 | 0 | -0.09181 | -0.20386 | 0 | 3 | 1550.8771 | -0.45878 | -0.20941 | -0.33181 | 0
15 | 339 | 0 | -0.08236 | -0.20634 | 0 | 3 | 1487.3357 | -0.021343 | -0.27999 | -0.69867 | 0
15 | 346 | -0.05486 | -0.09499 | -0.20517 | 0 | 3 | 5866.3756 | -0.0079548 | 0.22365 | -1.2157 | 0
16 | 1601 | 0.02104 | -0.13441 | 0.08872 | -0.08442 | 3 | 5599.9932 | -7.4669e-15 | 1 | -1.1884e-14 | 0
16 | 890 | -0.07339 | 0.17283 | 0.06194 | 0.20166 | 3 | 4505.0084 | -6.9306e-19 | -1 | -3.7561e-17 | 0
16 | 405 | -0.03203 | 0.03913 | 0.04202 | 0.02307 | 3 | 1444.6314 | -0.030564 | -0.30837 | -0.66106 | 0
16 | 1628 | -0.10506 | -0.24823 | -0.16254 | -0.39323 | 3 | 1428.209 | -0.036717 | -0.30452 | -0.65876 | 0
16 | 802 | 0.07431 | 0.25563 | 0.16557 | 0.40992 | 3 | 1457.5437 | -0.037819 | -0.2705 | -0.69168 | 0
16 | 507 | -0.03307 | 0.04072 | 0.06086 | 0.01508 | 3 | 3411.1119 | -0.078901 | -0.015427 | -0.90567 | 0
16 | 2266 | 0.05313 | 0.24283 | 0.388 | 0.14319 | 3 | 3417.7904 | -0.079035 | -0.014588 | -0.90638 | 0
16 | 1496 | -0.12535 | -0.24373 | -0.16079 | -0.38284 | 3 | 1453.8301 | -0.039655 | -0.26989 | -0.69046 | 0
16 | 218 | 0.02717 | -0.04074 | -0.05243 | -0.01635 | 3 | 1423.7179 | -0.038876 | -0.30392 | -0.65721 | 0
16 | 582 | -0.00735 | -0.08071 | -0.03697 | 0.15012 | 3 | 8292.1349 | -0.16664 | 0.25375 | 0.91289 | 0
16 | 558 | -0.00158 | -0.01555 | -0.00731 | 0.23563 | 3 | 8284.2304 | -0.16646 | 0.25423 | 0.91223 | 0
16 | 526 | 0.00901 | -0.07584 | 0.0116 | -0.03935 | 3 | 8290.7474 | -0.16735 | 0.25443 | 0.91292 | 0
16 | 674 | 0.02147 | 0.13464 | 0.07144 | 0.35582 | 3 | 8285.7464 | -0.16799 | 0.25576 | 0.91222 | 0
16 | 5000 | 0 | 0 | 0 | -1 | 3 | 2636.6688 | -0.098264 | -0.092977 | -0.80876 | 0
16 | 5554 | 0 | -1 | 0 | 0 | 3 | 2613.9007 | -0.10263 | -0.093383 | -0.80399 | 0
16 | 386 | 0.08502 | 0.16663 | 0.12789 | 0 | 3 | 12441.8509 | -0.44967 | 0.23853 | 1.2111 | 0
16 | 387 | 0.08568 | 0.16642 | 0.12942 | 0 | 3 | 12441.4048 | -0.45078 | 0.23965 | 1.2111 | 0
16 | 368 | 0.06155 | 0.16792 | 0.09282 | 0 | 3 | 12485.3228 | -0.45241 | 0.23823 | 1.2142 | 0
16 | 547 | 0.02797 | 0.21899 | 0.13246 | 0 | 3 | 9117.647 | -0.35644 | 0.3976 | 0.95884 | 0
16 | 526 | 0.04542 | 0.2347 | 0.10676 | 0 | 3 | 9120.5664 | -0.35656 | 0.39773 | 0.95883 | 0
16 | 526 | 0.04037 | 0.23304 | 0.10522 | 0 | 3 | 1499.326 | -0.009531 | -0.29672 | -0.69375 | 0
16 | 520 | 0.10643 | 0.23263 | 0.15347 | 0 | 3 | 5935.5721 | -0.0031463 | 0.22888 | -1.2257 | 0
16 | 518 | 0.10402 | 0.23271 | 0.15005 | 0 | 3 | 4505.0084 | -2.6172e-16 | -1 | -3.7173e-16 | 0
16 | 499 | 0.0585 | 0.22739 | 0.10633 | 0 | 3 | 1574.4352 | -1.1706e-17 | -0.2781 | -0.7219 | 0
16 | 499 | 0.03561 | 0.2198 | 0.0996 | 0 | 3 | 4493.8384 | -0.28387 | 0.20685 | -0.92298 | 0
16 | 540 | 0.09414 | 0.21899 | 0.17955 | 0 | 3 | 5599.9932 | -3.1813e-15 | 1 | -7.2566e-15 | 0
16 | 540 | 0.10537 | 0.22242 | 0.18377 | 0 | 3 | 3482.6539 | -0.27199 | 0.088121 | -0.81613 | 0
16 | 503 | 0.07293 | 0.23008 | 0.11706 | 0 | 3 | 5599.9932 | -4.2856e-14 | 1 | -6.6256e-14 | 0
16 | 362 | 0.02941 | -0.08351 | -0.18789 | 0 | 3 | 2895.7073 | -0.26511 | 0.019207 | -0.7541 | 0
16 | 356 | 0.01744 | -0.08149 | -0.19863 | 0 | 3 | 2884.0727 | -0.26478 | 0.017759 | -0.75298 | 0
16 | 359 | 0.02447 | -0.08152 | -0.19255 | 0 | 3 | 2871.6175 | -0.26469 | 0.016316 | -0.75163 | 0
16 | 353 | 0.00789 | -0.08374 | -0.20642 | 0 | 3 | 4505.0084 | -4.4007e-16 | -1 | -6.3975e-17 | 0
16 | 351 | 0 | -0.08669 | -0.21264 | 0 | 3 | 3095.6019 | -0.29767 | -0.55172 | -0.15061 | 0
16 | 347 | -0.12863 | -0.09693 | -0.2072 | 0 | 3 | 3016.5703 | -0.30133 | -0.54044 | -0.15823 | 0
16 | 340 | -0.11055 | -0.08439 | -0.20927 | 0 | 3 | 2298.4848 | -0.2559 | -0.052485 | -0.69162 | 0
16 | 344 | 0 | -0.08955 | -0.20547 | 0 | 3 | 2916.0506 | -0.30396 | -0.5288 | -0.16724 | 0
16 | 346 | -0.12826 | -0.09666 | -0.2066 | 0 | 4 | 7849.9336 | -0.3511 | 0.39666 | 0.95444 | 0
16 | 339 | -0.11023 | -0.08415 | -0.20866 | 0 | 4 | 2077.5774 | 0.24702 | 0.34733 | 0.40565 | 0
16 | 339 | -0.08384 | -0.0831 | -0.20822 | 0 | 4 | 1360.2157 | 0.20088 | 0.47711 | 0.32201 | 0
17 | 1544 | 0.02104 | -0.13436 | 0.08879 | -0.08437 | 4 | 1420.3122 | 0.33312 | 0.33315 | 0.33373 | 0
17 | 924 | -0.07339 | 0.17279 | 0.06188 | 0.20145 | 4 | 1417.1198 | 0.33335 | 0.33338 | 0.33327 | 0
17 | 385 | -0.03203 | 0.03913 | 0.04201 | 0.02306 | 4 | 4400.0061 | 1.3639e-18 | -1 | 3.4339e-18 | 0
17 | 1618 | -0.10506 | -0.24834 | -0.16248 | -0.39351 | 4 | 2319.2511 | 0.030046 | -0.30792 | -0.72213 | 0
17 | 815 | 0.07431 | 0.25575 | 0.16551 | 0.41023 | 4 | 21371.705 | -2.7644 | 0.81884 | 0.94554 | 0
17 | 482 | -0.03307 | 0.04072 | 0.06086 | 0.01509 | 4 | 1069.9032 | -0.33087 | -0.343 | -0.32613 | 0
17 | 2195 | 0.05313 | 0.24278 | 0.38815 | 0.14314 | 4 | 1049.6804 | -0.33018 | -0.34142 | -0.3284 | 0
17 | 1487 | -0.12535 | -0.24384 | -0.16073 | -0.38311 | 4 | 2385.199 | -0.59909 | -0.086508 | -0.31441 | 0
17 | 232 | 0.02717 | -0.04074 | -0.05242 | -0.01635 | 4 | 10791.2849 | -0.44302 | 0.23877 | 1.2042 | 0
17 | 1580 | 0.10226 | -0.14485 | -0.07361 | -0.15873 | 4 | 15413.9041 | -0.96779 | -0.96933 | 0.93712 | 0
17 | 580 | -0.00734 | -0.08099 | -0.03696 | 0.15113 | 4 | 18144.5572 | 2.3416 | -1.3709 | -1.9708 | 0
17 | 558 | -0.00158 | -0.0156 | -0.0073 | 0.24017 | 4 | 18153.6075 | 2.3432 | -1.3715 | -1.9717 | 0
17 | 545 | 0.00902 | -0.07608 | 0.01166 | -0.03949 | 4 | 18154.5132 | 2.3433 | -1.3716 | -1.9717 | 0
17 | 665 | 0.02146 | 0.13512 | 0.07142 | 0.35182 | 4 | 2600.334 | 0.26344 | 0.27468 | 0.46187 | 0
17 | 5000 | 0 | 0 | 0 | -1 | 4 | 2591.4166 | 0.2641 | 0.27491 | 0.46099 | 0
17 | 5058 | 0 | -1 | 0 | 0 | 4 | 2588.3656 | 0.26419 | 0.27514 | 0.46067 | 0
17 | 545 | 0.03058 | 0.21914 | 0.1329 | 0 | 4 | 3425.7346 | 0.39878 | 0.084126 | 0.51709 | 0
17 | 568 | 0.0985 | 0.23001 | 0.18902 | 0 | 4 | 3432.1977 | 0.40043 | 0.082146 | 0.51743 | 0
17 | 523 | 0.03368 | 0.2308 | 0.10079 | 0 | 4 | 2950.4941 | 0.39586 | 0.46713 | 0.13702 | 0
17 | 534 | 0.08866 | 0.24325 | 0.13489 | 0 | 4 | 2082.6232 | 0.24795 | 0.34579 | 0.40626 | 0
17 | 583 | 0.11897 | 0.26082 | 0.1718 | 0 | 4 | 2701.3034 | 0.40449 | 0.41963 | 0.17588 | 0
17 | 581 | 0.11559 | 0.26083 | 0.16729 | 0 | 4 | 2695.8615 | 0.41129 | 0.40944 | 0.17927 | 0
17 | 557 | 0.03923 | 0.24744 | 0.10783 | 0 | 4 | 2121.0113 | 0.31004 | 0.46676 | 0.2232 | 0
17 | 560 | 0.06558 | 0.25449 | 0.12079 | 0 | 4 | 2125.3054 | 0.31127 | 0.46569 | 0.22304 | 0
17 | 564 | 0.08098 | 0.25756 | 0.13163 | 0 | 4 | 2111.8632 | 0.30936 | 0.46637 | 0.22427 | 0
17 | 597 | 0.13035 | 0.25761 | 0.1968 | 0 | 4 | 2027.5348 | 0.31969 | 0.44007 | 0.24024 | 0
17 | 539 | 0.10284 | 0.22215 | 0.18107 | 0 | 4 | 1504.9368 | 0.182 | 0.49232 | 0.32568 | 0
17 | 497 | 0.03992 | 0.22215 | 0.0978 | 0 | 4 | 1503.2565 | 0.18219 | 0.49225 | 0.32556 | 0
17 | 533 | 0.11633 | 0.22932 | 0.17663 | 0 | 4 | 1492.3496 | 0.18356 | 0.49116 | 0.32528 | 0
17 | 355 | 0.0088 | -0.08605 | -0.2053 | 0 | 4 | 2109.2264 | 0.43457 | 0.21851 | 0.34692 | 0
17 | 354 | 0.00692 | -0.0866 | -0.20682 | 0 | 4 | 2109.1579 | 0.43459 | 0.21855 | 0.34686 | 0
17 | 354 | 0.00427 | -0.08736 | -0.20894 | 0 | 4 | 2031.3153 | 0.41644 | 0.22508 | 0.35849 | 0
17 | 354 | 0.00781 | -0.08606 | -0.20615 | 0 | 4 | 1385.0664 | 0.19811 | 0.47698 | 0.32491 | 0
17 | 354 | 0.00824 | -0.08596 | -0.2058 | 0 | 4 | 1375.441 | 0.20124 | 0.47444 | 0.32432 | 0
17 | 339 | -0.08355 | -0.08383 | -0.20754 | 0 | 4 | 1366.871 | 0.19956 | 0.47736 | 0.32308 | 0
17 | 339 | -0.10295 | -0.08467 | -0.20785 | 0 | 4 | 1364.3444 | 0.20103 | 0.47744 | 0.32152 | 0
17 | 341 | -0.00324 | -0.0858 | -0.20513 | 0 | 4 | 1363.8239 | 0.20099 | 0.47742 | 0.32159 | 0
17 | 344 | -0.1181 | -0.09429 | -0.2063 | 0 | 4 | 1360.72 | 0.20024 | 0.47721 | 0.32255 | 0
18 | 815 | -0.07341 | 0.1734 | 0.06241 | 0.19825 | 4 | 1360.4187 | 0.20083 | 0.4772 | 0.32197 | 0
18 | 391 | -0.03204 | 0.03906 | 0.04198 | 0.02161 | 4 | 1360.4074 | 0.20083 | 0.4772 | 0.32197 | 0
18 | 1702 | -0.10509 | -0.24845 | -0.16284 | -0.4114 | 4 | 1359.6713 | 0.20071 | 0.47722 | 0.32207 | 0
18 | 737 | 0.07435 | 0.25586 | 0.16588 | 0.42932 | 4 | 1358.3968 | 0.20048 | 0.47724 | 0.32228 | 0
18 | 504 | -0.03307 | 0.04056 | 0.06072 | 0.01329 | 4 | 1358.2714 | 0.2005 | 0.47722 | 0.32228 | 0
18 | 619 | 0.07345 | -0.10274 | -0.18533 | -0.02931 | 4 | 1358.1875 | 0.20051 | 0.47721 | 0.32228 | 0
18 | 1575 | -0.12538 | -0.24395 | -0.16108 | -0.40024 | 4 | 1358.0921 | 0.20052 | 0.47717 | 0.3223 | 0
18 | 221 | 0.02717 | -0.04059 | -0.05231 | -0.01459 | 4 | 1358.0734 | 0.20069 | 0.47699 | 0.32232 | 0
18 | 690 | 0.02154 | 0.13405 | 0.07145 | 0.36347 | 4 | 1358.0746 | 0.20072 | 0.47695 | 0.32233 | 0
18 | 450 | -0.00735 | -0.08035 | -0.03709 | 0.10863 | 4 | 1419.4509 | 0.33363 | 0.33287 | 0.33349 | 0
18 | 458 | 0.00801 | -0.0554 | 0.0091 | -0.03089 | 4 | 1417.8563 | 0.33318 | 0.33336 | 0.33346 | 0
18 | 5000 | 0 | 0 | 0 | -1 | 4 | 1417.9374 | 0.33346 | 0.33334 | 0.3332 | 0
18 | 4905 | 0 | -1 | 0 | 0 | 4 | 1417.6265 | 0.33341 | 0.33336 | 0.33323 | 0
18 | 566 | 0.04621 | 0.25202 | 0.11333 | 0 | 4 | 1417.3313 | 0.33337 | 0.33337 | 0.33325 | 0
18 | 566 | 0.04181 | 0.25052 | 0.11218 | 0 | 4 | 1417.0367 | 0.33332 | 0.3334 | 0.33328 | 0
18 | 607 | 0.13253 | 0.25984 | 0.20328 | 0 | 4 | 1417.0207 | 0.33332 | 0.3334 | 0.33328 | 0
18 | 465 | 0.03796 | 0.20705 | 0.09311 | 0 | 4 | 1416.9986 | 0.33333 | 0.33333 | 0.33333 | 0
18 | 570 | 0.0057 | 0.21688 | 0.13615 | 0 | 4 | 1416.6314 | 0.33324 | 0.33344 | 0.33332 | 0
18 | 543 | 0.06742 | 0.24969 | 0.11593 | 0 | 4 | 1416.6246 | 0.33323 | 0.33344 | 0.33332 | 0
18 | 581 | 0.12739 | 0.25068 | 0.19221 | 0 | 4 | 1416.6208 | 0.33323 | 0.33345 | 0.33332 | 0
18 | 610 | 0.01577 | 0.23134 | 0.15465 | 0 | 4 | 2355.2102 | 0.032392 | -0.306 | -0.72639 | 0
18 | 602 | 0.00386 | 0.23126 | 0.13915 | 0 | 4 | 7875.915 | 0.012622 | 0.021133 | 0.96624 | 0
18 | 600 | 0.0029 | 0.232 | 0.13557 | 0 | 4 | 7875.3406 | 0.01291 | 0.020916 | 0.96617 | 0
18 | 581 | 0.08761 | 0.26852 | 0.13426 | 0 | 4 | 7875.2307 | 0.012983 | 0.020844 | 0.96617 | 0
18 | 624 | 0.11169 | 0.25547 | 0.20666 | 0 | 4 | 5714.0063 | 1.3629e-15 | 1 | 3.8265e-15 | 0
18 | 625 | 0.12604 | 0.25971 | 0.21248 | 0 | 4 | 4725.9894 | 0.1832 | -0.17136 | -1.0118 | 0
18 | 603 | 0.12378 | 0.26955 | 0.17893 | 0 | 4 | 4727.3282 | 0.18323 | -0.1714 | -1.0118 | 0
18 | 600 | 0.12027 | 0.26981 | 0.17347 | 0 | 4 | 4723.8351 | 0.18371 | -0.17187 | -1.0118 | 0
18 | 367 | 0.03537 | -0.08292 | -0.18517 | 0 | 4 | 4724.074 | 0.18371 | -0.17188 | -1.0118 | 0
18 | 365 | 0.03131 | -0.08207 | -0.18885 | 0 | 4 | 4943.4851 | 0.2014 | -0.16499 | -1.0364 | 0
18 | 355 | 8e-05 | -0.0887 | -0.21448 | 0 | 4 | 6318.7179 | 0.28369 | -0.08774 | -1.196 | 0
18 | 371 | 0.03721 | -0.08842 | -0.18248 | 0 | 4 | 5685.7273 | 0.25937 | -0.13935 | -1.12 | 0
18 | 361 | 0.01978 | -0.08356 | -0.1985 | 0 | 4 | 8678.6919 | 0.37951 | -0.36759 | 0.98809 | 0
18 | 363 | 0 | -0.10116 | -0.21204 | 0 | 4 | 8694.2724 | 0.38299 | -0.3719 | 0.98891 | 0
18 | 355 | 0 | -0.08873 | -0.21454 | 0 | 4 | 4400.0061 | 2.423e-16 | -1 | 2.9579e-16 | 0
18 | 354 | -0.125 | -0.09011 | -0.21669 | 0 | 4 | 14552.9488 | 0.84791 | 0.31095 | -2.1589 | 0
18 | 354 | -0.11417 | -0.08977 | -0.21648 | 0 | 4 | 14954.5671 | 0.87705 | 0.3291 | -2.2061 | 0
18 | 366 | -0.09662 | -0.10883 | -0.21221 | 0 | 4 | 14971.4938 | 0.87796 | 0.32944 | -2.2074 | 0
18 | 354 | -0.02779 | -0.08841 | -0.2146 | 0 | 4 | 15094.9479 | 0.8866 | 0.33538 | -2.222 | 0
18 | 366 | -0.15675 | -0.10987 | -0.21414 | 0 | 4 | 4400.0061 | 3.22e-16 | -1 | -4.1453e-16 | 0
18 | 355 | -0.11448 | -0.09001 | -0.21708 | 0 | 4 | 5714.0063 | 3.0926e-16 | 1 | 9.6257e-16 | 0
19 | 600 | -0.0734 | 0.17308 | 0.0628 | 0.19917 | 4 | 5714.0063 | 3.1069e-16 | 1 | 1.0198e-16 | 0
19 | 386 | -0.03204 | 0.03909 | 0.04195 | 0.02194 | 4 | 3329.2689 | 0.030752 | -0.2061 | -0.82465 | 0
19 | 1867 | -0.1051 | -0.24827 | -0.1632 | -0.40716 | 4 | 5714.0063 | 3.7883e-15 | 1 | 1.2247e-14 | 0
19 | 528 | -0.03307 | 0.04063 | 0.06066 | 0.01367 | 4 | 2305.7845 | 0.02682 | -0.30713 | -0.71969 | 0
19 | 501 | 0.07345 | -0.10297 | -0.18524 | -0.0303 | 4 | 2316.987 | 0.029678 | -0.30795 | -0.72172 | 0
19 | 415 | 0.05035 | -0.10241 | -0.19456 | -0.03437 | 4 | 2317.7673 | 0.029873 | -0.30805 | -0.72182 | 0
19 | 216 | 0.02717 | -0.04066 | -0.05227 | -0.01497 | 4 | 7710.7199 | 0.78266 | -0.62195 | 0.83929 | 0
19 | 755 | 0.02154 | 0.13404 | 0.07169 | 0.36556 | 4 | 7710.6799 | 0.78266 | -0.62195 | 0.83929 | 0
19 | 474 | -0.00734 | -0.0803 | -0.03719 | 0.11637 | 4 | 7709.4293 | 0.78249 | -0.62181 | 0.83933 | 0
19 | 460 | 0.00803 | -0.05583 | 0.00857 | -0.03186 | 4 | 7710.0164 | 0.78256 | -0.62187 | 0.83931 | 0
19 | 5000 | 0 | 0 | 0 | -1 | 4 | 7710.0193 | 0.78256 | -0.62187 | 0.83931 | 0
19 | 4925 | 0 | -1 | 0 | 0 | 4 | 18918.1484 | -1.7584 | 1.0218 | 1.7366 | 0
19 | 661 | 0.10524 | 0.31034 | 0.15245 | 0 | 4 | 20240.6769 | -1.9056 | 1.0623 | 1.8434 | 0
19 | 664 | 0 | 0.27491 | 0.12321 | 0 | 4 | 20241.012 | -1.9057 | 1.0623 | 1.8434 | 0
19 | 689 | 0.14881 | 0.31122 | 0.20738 | 0 | 4 | 20360.5709 | -1.9189 | 1.067 | 1.8519 | 0
19 | 515 | 0.12179 | 0.22097 | 0.17983 | 0 | 4 | 1359.5388 | -0.21946 | -0.23417 | -0.54637 | 0
19 | 493 | 0.10189 | 0.22472 | 0.14183 | 0 | 4 | 1358.7789 | -0.21966 | -0.23413 | -0.54621 | 0
19 | 473 | 0.04704 | 0.2164 | 0.09508 | 0 | 4 | 1304.784 | -0.25091 | -0.22146 | -0.52763 | 0
19 | 473 | 0.05059 | 0.21753 | 0.09627 | 0 | 4 | 1304.8099 | -0.25092 | -0.22145 | -0.52763 | 0
19 | 498 | 0 | 0.18562 | 0.12162 | 0 | 4 | 1305.368 | -0.25106 | -0.22135 | -0.52759 | 0
19 | 505 | 0.01606 | 0.18754 | 0.1369 | 0 | 4 | 1308.2532 | -0.25208 | -0.22099 | -0.52693 | 0
19 | 507 | 0.02322 | 0.18895 | 0.142 | 0 | 4 | 21489.3732 | -2.7777 | 0.82517 | 0.95256 | 0
19 | 463 | 0.06523 | 0.21606 | 0.10198 | 0 | 4 | 1388.0065 | -0.31011 | -0.22475 | -0.46515 | 0
19 | 545 | 0.11016 | 0.22677 | 0.18566 | 0 | 4 | 1071.7494 | -0.33094 | -0.3431 | -0.32596 | 0
19 | 655 | -0.01915 | 0.25294 | 0.10944 | 0 | 4 | 1010.033 | -0.32201 | -0.34582 | -0.33217 | 0
19 | 675 | -0.02333 | 0.24012 | 0.1354 | 0 | 4 | 1009.8488 | -0.32208 | -0.34585 | -0.33207 | 0
19 | 560 | -0.02438 | 0.20855 | 0.08934 | 0 | 4 | 1041.304 | -0.3287 | -0.34266 | -0.32864 | 0
19 | 579 | -0.01479 | 0.20752 | 0.12426 | 0 | 4 | 1041.0259 | -0.32867 | -0.34267 | -0.32867 | 0
19 | 544 | 0.0842 | -0.10524 | -0.24984 | 0 | 4 | 1006.3751 | -0.32526 | -0.34288 | -0.33186 | 0
19 | 368 | 0.03972 | -0.08688 | -0.17946 | 0 | 4 | 1006.2777 | -0.32525 | -0.34288 | -0.33187 | 0
19 | 359 | 0 | -0.10099 | -0.21091 | 0 | 4 | 1006.3127 | -0.32526 | -0.34288 | -0.33187 | 0
19 | 369 | 0.05675 | -0.07561 | -0.16702 | 0 | 4 | 1006.9059 | -0.32538 | -0.34276 | -0.33186 | 0
19 | 369 | 0.0685 | -0.06765 | -0.15848 | 0 | 4 | 1041.3695 | -0.3321 | -0.33585 | -0.33205 | 0
19 | 368 | 0.06517 | -0.06845 | -0.16119 | 0 | 4 | 2460.3421 | -0.60714 | -0.07872 | -0.31414 | 0
19 | 362 | 0.04276 | -0.07488 | -0.17924 | 0 | 4 | 2365.6972 | -0.59299 | -0.088992 | -0.31801 | 0
19 | 351 | 0.00186 | -0.08728 | -0.21206 | 0 | 4 | 2280.0102 | -0.5782 | -0.10606 | -0.31574 | 0
19 | 346 | -0.13649 | -0.08703 | -0.21492 | 0 | 4 | 2372.6603 | -0.59521 | -0.088173 | -0.31661 | 0
19 | 365 | -0.15667 | -0.11696 | -0.21007 | 0 | 4 | 2404.5472 | -0.60133 | -0.085616 | -0.31306 | 0
19 | 365 | -0.19668 | -0.11738 | -0.21099 | 0 | 4 | 2374.0034 | -0.59562 | -0.087962 | -0.31642 | 0
19 | 347 | -0.03452 | -0.08595 | -0.21326 | 0 | 4 | 2304.1585 | -0.583 | -0.1016 | -0.3154 | 0
19 | 348 | 0 | -0.08734 | -0.21211 | 0 | 4 | 2394.3002 | -0.60004 | -0.085552 | -0.31441 | 0
19 | 347 | -0.13689 | -0.08729 | -0.21555 | 0 | 4 | 2392.8749 | -0.59985 | -0.085754 | -0.31439 | 0
19 | 347 | -0.05752 | -0.08603 | -0.21381 | 0 | 4 | 2391.1862 | -0.59966 | -0.085949 | -0.31439 | 0
19 | 691 | -0.33617 | -0.14605 | -0.22139 | 0 | 4 | 2390.3195 | -0.59965 | -0.086416 | -0.31394 | 0
19 | 669 | -0.33899 | -0.08374 | -0.20108 | 0 | 4 | 2389.433 | -0.59949 | -0.086142 | -0.31437 | 0
19 | 679 | -0.3496 | -0.18718 | -0.28536 | 0 | 4 | 2385.3759 | -0.59911 | -0.086512 | -0.31438 | 0
19 | 663 | -0.36165 | -0.20348 | -0.33297 | 0 | 4 | 5714.0063 | -5.2417e-15 | 1 | -7.1002e-15 | 0
19 | 705 | -0.34339 | -0.144 | -0.22326 | 0 | 4 | 5714.0063 | -5.623e-15 | 1 | -1.2771e-14 | 0
19 | 667 | -0.37574 | -0.21013 | -0.36167 | 0 | 4 | 5714.0063 | -7.2908e-17 | 1 | 1.2294e-17 | 0
19 | 704 | -0.3493 | -0.17533 | -0.25769 | 0 | 4 | 5714.0063 | -7.5767e-14 | 1 | -1.9013e-13 | 0
19 | 702 | -0.35054 | -0.1783 | -0.26322 | 0 | 4 | 5714.0063 | -9.6257e-16 | 1 | -1.4486e-15 | 0
20 | 578 | -0.0734 | 0.17308 | 0.06297 | 0.20018 | 4 | 4400.0061 | -1.2677e-16 | -1 | -8.9325e-17 | 0
20 | 408 | -0.03204 | 0.03909 | 0.04195 | 0.02237 | 4 | 6946.167 | -0.14639 | 0.26072 | 0.88567 | 0
20 | 1848 | -0.1051 | -0.24827 | -0.16337 | -0.40183 | 4 | 7192.1894 | -0.16449 | 0.25426 | 0.91022 | 0
20 | 551 | -0.03307 | 0.04063 | 0.06065 | 0.0142 | 4 | 7193.3204 | -0.16452 | 0.25432 | 0.9102 | 0
20 | 492 | 0.07345 | -0.10297 | -0.1852 | -0.03165 | 4 | 7193.0433 | -0.16451 | 0.2543 | 0.91021 | 0
20 | 419 | 0.05035 | -0.10241 | -0.19448 | -0.03567 | 4 | 4400.0061 | -1.8079e-16 | -1 | -5.2632e-17 | 0
20 | 190 | 0.02717 | -0.04066 | -0.05229 | -0.01548 | 4 | 5714.0063 | -1.7155e-15 | 1 | -4.465e-15 | 0
20 | 722 | 0.02154 | 0.13404 | 0.07178 | 0.36119 | 4 | 4400.0061 | -2.0165e-16 | -1 | 1.1553e-16 | 0
20 | 524 | -0.00734 | -0.0803 | -0.03725 | 0.12884 | 4 | 5714.0063 | -1.8441e-15 | 1 | -6.6237e-15 | 0
20 | 484 | 0.00803 | -0.05583 | 0.00828 | -0.03302 | 4 | 4400.0061 | -2.3e-15 | -1 | -2.7279e-15 | 0
20 | 5000 | 0 | 0 | 0 | -1 | 4 | 4472.5243 | -0.24788 | 0.079225 | -0.83134 | 0
20 | 4905 | 0 | -1 | 0 | 0 | 4 | 7854.6624 | -0.35134 | 0.39626 | 0.95508 | 0
20 | 410 | 0.08473 | 0.18621 | 0.11777 | 0 | 4 | 15438.5772 | -0.96928 | -0.96928 | 0.93856 | 0
20 | 513 | 0.10091 | 0.2133 | 0.17205 | 0 | 4 | 15389.1709 | -0.96631 | -0.96784 | 0.93415 | 0
20 | 496 | 0.10677 | 0.22325 | 0.1489 | 0 | 4 | 2872.8141 | -0.24311 | -0.070452 | -0.68644 | 0
20 | 473 | 0.04933 | 0.21585 | 0.09586 | 0 | 4 | 2864.5222 | -0.24316 | -0.071265 | -0.68558 | 0
20 | 473 | 0.0458 | 0.21468 | 0.09482 | 0 | 4 | 4400.0061 | -4.3004e-16 | -1 | 6.5255e-16 | 0
20 | 466 | 0 | 0.1921 | 0.08581 | 0 | 4 | 2387.054 | -0.2383 | -0.11873 | -0.64297 | 0
20 | 462 | 0.03229 | 0.20436 | 0.09045 | 0 | 4 | 2365.3649 | -0.23797 | -0.12096 | -0.64107 | 0
20 | 617 | 0.14453 | 0.2647 | 0.21353 | 0 | 4 | 1980.2238 | -0.24203 | -0.1559 | -0.60206 | 0
20 | 611 | 0.01366 | 0.22531 | 0.16267 | 0 | 4 | 1969.7152 | -0.24157 | -0.15724 | -0.6012 | 0
20 | 573 | 0.09031 | 0.26833 | 0.13048 | 0 | 4 | 1975.2187 | -0.24204 | -0.15633 | -0.60162 | 0
20 | 570 | 0.06759 | 0.26247 | 0.11862 | 0 | 5 | 2095.1314 | 0.43462 | 0.21852 | 0.34686 | 0
20 | 539 | 0.01872 | 0.19976 | 0.14707 | 0 | 5 | 2359.9893 | -0.023085 | -0.26756 | -0.70936 | 0
20 | 451 | 0 | 0.16652 | 0.11165 | 0 | 5 | 2658.4093 | 0.41279 | 0.41021 | 0.177 | 0
20 | 446 | -0.01752 | 0.15474 | 0.09033 | 0 | 5 | 1976.6242 | 0.3192 | 0.4371 | 0.2437 | 0
20 | 444 | -0.02092 | 0.15314 | 0.08404 | 0 | 5 | 1422.3399 | 0.33408 | 0.3331 | 0.33282 | 0
20 | 463 | -0.02546 | 0.16735 | 0.0693 | 0 | 5 | 1417.0009 | 0.33333 | 0.33333 | 0.33333 | 0
20 | 553 | 0.07756 | -0.12406 | -0.25051 | 0 | 5 | 5600.0133 | 2.3378e-15 | 1 | -1.3455e-15 | 0
20 | 522 | 0 | -0.12867 | -0.31655 | 0 | 5 | 8751.908 | 0.38213 | -0.37086 | 0.98874 | 0
20 | 550 | 0.1105 | -0.09566 | -0.22779 | 0 | 5 | 1409.9159 | -0.30637 | -0.22547 | -0.46816 | 0
20 | 542 | 0.08598 | -0.1 | -0.24808 | 0 | 5 | 1085.5569 | -0.32134 | -0.34613 | -0.33253 | 0
20 | 546 | 0.09915 | -0.09709 | -0.2373 | 0 | 5 | 1353.9234 | -0.3854 | -0.27788 | -0.33672 | 0
20 | 556 | 0.11133 | -0.10525 | -0.22515 | 0 | 5 | 2381.571 | -0.59388 | -0.091282 | -0.31484 | 0
20 | 553 | 0.11103 | -0.09935 | -0.22659 | 0 | 5 | 2407.4312 | -0.59896 | -0.086773 | -0.31427 | 0
20 | 360 | -0.18163 | -0.11174 | -0.20876 | 0 | 5 | 7154.7816 | -0.16367 | 0.25421 | 0.90946 | 0
20 | 360 | -0.13628 | -0.11138 | -0.20769 | 0 | 5 | 5600.0133 | -3.7561e-15 | 1 | -1.0806e-14 | 0
20 | 354 | 0 | -0.09885 | -0.20681 | 0 | 5 | 7731.6504 | 0.78384 | -0.62466 | 0.84082 | 0
20 | 345 | -0.13511 | -0.08522 | -0.21293 | 0 | 5 | 7731.2495 | 0.78384 | -0.62463 | 0.84079 | 0
20 | 345 | -0.03202 | -0.08402 | -0.21059 | 0 | 5 | 7728.0671 | 0.78382 | -0.62437 | 0.84055 | 0
20 | 345 | -0.05671 | -0.08394 | -0.21122 | 0 | 5 | 7698.3081 | 0.78129 | -0.61955 | 0.83826 | 0
20 | 685 | -0.35079 | -0.18279 | -0.28184 | 0 | 5 | 7646.2846 | 0.77868 | -0.61231 | 0.83362 | 0
20 | 693 | -0.3438 | -0.16857 | -0.25196 | 0 | 5 | 17369.8477 | 2.315 | -1.3591 | -1.9559 | 0
20 | 664 | -0.36553 | -0.19677 | -0.33722 | 0 | 5 | 17479.8282 | 2.3308 | -1.3674 | -1.9634 | 0
20 | 695 | -0.3393 | -0.14795 | -0.22727 | 0 | 5 | 17451.1342 | 2.3279 | -1.3653 | -1.9626 | 0
20 | 672 | -0.36031 | -0.1946 | -0.31893 | 0 | 5 | 17702.5999 | 2.3634 | -1.38 | -1.9834 | 0
20 | 694 | -0.33929 | -0.14428 | -0.2255 | 0 | 5 | 2630.8767 | 0.26423 | 0.27525 | 0.46052 | 0
20 | 674 | -0.34034 | -0.07394 | -0.19551 | 0 | 5 | 2630.3552 | 0.26425 | 0.27529 | 0.46046 | 0
21 | 544 | -0.0734 | 0.17308 | 0.06257 | 0.20169 | 5 | 3345.03 | 0.4177 | 0.49364 | 0.088662 | 0
21 | 383 | -0.03204 | 0.03909 | 0.04198 | 0.02309 | 5 | 3477.1896 | 0.40064 | 0.078007 | 0.52136 | 0
21 | 534 | -0.03307 | 0.04063 | 0.06071 | 0.01509 | 5 | 3440.5539 | 0.40166 | 0.080343 | 0.51799 | 0
21 | 479 | 0.07345 | -0.10297 | -0.18528 | -0.03396 | 5 | 3438.7133 | 0.40154 | 0.080609 | 0.51785 | 0
21 | 404 | 0.05035 | -0.10241 | -0.19461 | -0.03788 | 5 | 2561.4249 | 0.33996 | 0.48773 | 0.17231 | 0
21 | 210 | 0.02717 | -0.04066 | -0.05234 | -0.01636 | 5 | 2132.878 | 0.248 | 0.34369 | 0.40831 | 0
21 | 661 | 0.02154 | 0.13404 | 0.07156 | 0.34955 | 5 | 2131.5002 | 0.24799 | 0.34385 | 0.40817 | 0
21 | 558 | -0.00159 | -0.01556 | -0.00737 | 0.23978 | 5 | 2877.6466 | 0.4305 | 0.41685 | 0.15265 | 0
21 | 459 | 0.00803 | -0.05583 | 0.00933 | -0.03502 | 5 | 2673.9112 | 0.41439 | 0.41028 | 0.17533 | 0
21 | 5000 | 0 | 0 | 0 | -1 | 5 | 2108.5305 | 0.30899 | 0.46694 | 0.22407 | 0
21 | 5056 | 0 | -1 | 0 | 0 | 5 | 1512.8986 | 0.18136 | 0.48208 | 0.33656 | 0
21 | 568 | 0.11038 | 0.2355 | 0.19076 | 0 | 5 | 1485.3537 | 0.18421 | 0.48482 | 0.33097 | 0
21 | 549 | 0.1178 | 0.24717 | 0.16434 | 0 | 5 | 1481.7952 | 0.18491 | 0.48948 | 0.32561 | 0
21 | 545 | 0.11284 | 0.24759 | 0.15646 | 0 | 5 | 1977.4676 | 0.31882 | 0.43769 | 0.24349 | 0
21 | 532 | 0 | 0.21735 | 0.10106 | 0 | 5 | 1376.0331 | 0.19739 | 0.47592 | 0.32669 | 0
21 | 555 | 0 | 0.20614 | 0.13584 | 0 | 5 | 1352.2649 | 0.19892 | 0.47796 | 0.32312 | 0
21 | 519 | 0.05131 | 0.24013 | 0.0982 | 0 | 5 | 1349.1801 | 0.20374 | 0.4761 | 0.32015 | 0
21 | 519 | 0.05548 | 0.24139 | 0.0998 | 0 | 5 | 1342.0424 | 0.20153 | 0.4772 | 0.32127 | 0
21 | 594 | 0.00127 | 0.22059 | 0.14609 | 0 | 5 | 1335.6651 | 0.20076 | 0.47691 | 0.32233 | 0
21 | 608 | 0.14441 | 0.26013 | 0.21273 | 0 | 5 | 1335.2034 | 0.20083 | 0.47655 | 0.32262 | 0
21 | 524 | 0.07946 | 0.24836 | 0.11239 | 0 | 5 | 1334.0349 | 0.20095 | 0.47654 | 0.32251 | 0
21 | 370 | -0.01804 | 0.12754 | 0.06909 | 0 | 5 | 1333.8074 | 0.20106 | 0.47675 | 0.3222 | 0
21 | 372 | -0.01423 | 0.12966 | 0.07511 | 0 | 5 | 1332.7384 | 0.20109 | 0.47661 | 0.3223 | 0
21 | 434 | -0.02377 | 0.15309 | 0.07064 | 0 | 5 | 1332.3554 | 0.20113 | 0.47654 | 0.32233 | 0
21 | 400 | -0.01787 | 0.14532 | 0.0669 | 0 | 5 | 1332.267 | 0.20123 | 0.47645 | 0.32232 | 0
21 | 413 | -0.00189 | 0.15193 | 0.09923 | 0 | 5 | 2095.1277 | 0.43458 | 0.21848 | 0.34694 | 0
21 | 367 | 0.04614 | -0.08123 | -0.17332 | 0 | 5 | 2014.4321 | 0.41643 | 0.22506 | 0.35851 | 0
21 | 369 | 0.06674 | -0.0695 | -0.1579 | 0 | 5 | 1454.8829 | 0.33116 | 0.33151 | 0.33734 | 0
21 | 369 | 0.07707 | -0.06206 | -0.15047 | 0 | 5 | 1426.2689 | 0.3339 | 0.33193 | 0.33417 | 0
21 | 351 | 0.00797 | -0.08131 | -0.20626 | 0 | 5 | 1418.4559 | 0.33344 | 0.33307 | 0.33349 | 0
21 | 348 | -0.16709 | -0.10445 | -0.20456 | 0 | 5 | 1417.8232 | 0.33342 | 0.33315 | 0.33342 | 0
21 | 335 | -0.05415 | -0.07999 | -0.20666 | 0 | 5 | 1416.6421 | 0.33308 | 0.33362 | 0.33329 | 0
21 | 336 | 0 | -0.08113 | -0.20507 | 0 | 5 | 4517.0033 | 4.9711e-16 | -1 | -4.2033e-16 | 0
21 | 351 | -0.11731 | -0.10462 | -0.20473 | 0 | 5 | 5600.0133 | 1.3975e-15 | 1 | 2.3222e-15 | 0
21 | 337 | -0.13261 | -0.08171 | -0.20972 | 0 | 5 | 4808.8386 | 0.18163 | -0.17287 | -1.0088 | 0
21 | 338 | -0.02621 | -0.08098 | -0.2072 | 0 | 5 | 4817.8153 | 0.18258 | -0.17254 | -1.01 | 0
21 | 346 | 0 | -0.09369 | -0.20399 | 0 | 5 | 4856.5473 | 0.18518 | -0.17064 | -1.0145 | 0
21 | 674 | -0.33049 | -0.1406 | -0.22119 | 0 | 5 | 4885.7098 | 0.18746 | -0.16967 | -1.0178 | 0
21 | 648 | -0.35254 | -0.18096 | -0.31331 | 0 | 5 | 6563.4855 | 0.28859 | -0.08117 | -1.2074 | 0
21 | 674 | -0.3302 | -0.13651 | -0.2183 | 0 | 5 | 6498.3387 | 0.28775 | -0.086572 | -1.2012 | 0
21 | 649 | -0.32951 | -0.03924 | -0.16973 | 0 | 5 | 6570.6531 | 0.29238 | -0.082883 | -1.2095 | 0
22 | 643 | -0.0734 | 0.17308 | 0.06236 | 0.20269 | 5 | 7874.6428 | 0.38518 | -0.024987 | -1.3602 | 0
22 | 392 | -0.03204 | 0.03909 | 0.04199 | 0.02319 | 5 | 5600.0133 | 2.1404e-15 | 1 | 5.1016e-15 | 0
22 | 1699 | -0.1051 | -0.24827 | -0.16285 | -0.39105 | 5 | 8569.3463 | 0.32178 | -0.30152 | 0.97974 | 0
22 | 718 | 0.07435 | 0.25568 | 0.16589 | 0.40759 | 5 | 14758.4515 | 0.83996 | 0.30936 | -2.1493 | 0
22 | 524 | -0.03307 | 0.04063 | 0.06075 | 0.01515 | 5 | 15086.1989 | 0.86361 | 0.32339 | -2.187 | 0
22 | 571 | 0.07345 | -0.10297 | -0.18543 | -0.03409 | 5 | 15097.5984 | 0.86421 | 0.32362 | -2.1878 | 0
22 | 203 | 0.02717 | -0.04066 | -0.05237 | -0.01642 | 5 | 8770.2905 | 0.38386 | -0.37418 | 0.99032 | 0
22 | 703 | 0.02154 | 0.13404 | 0.07146 | 0.34895 | 5 | 4517.0033 | 2.9187e-17 | -1 | -3.1549e-17 | 0
22 | 662 | -0.00734 | -0.0803 | -0.03703 | 0.14916 | 5 | 3416.0143 | 0.034965 | -0.20589 | -0.82908 | 0
22 | 558 | -0.00159 | -0.01556 | -0.00736 | 0.2325 | 5 | 3422.4578 | 0.036125 | -0.20585 | -0.83028 | 0
22 | 458 | 0.00803 | -0.05583 | 0.00976 | -0.03515 | 5 | 2376.6309 | 0.029114 | -0.30781 | -0.72131 | 0
22 | 5000 | 0 | 0 | 0 | -1 | 5 | 2379.7053 | 0.02973 | -0.30786 | -0.72187 | 0
22 | 5296 | 0 | -1 | 0 | 0 | 5 | 2381.1968 | 0.029745 | -0.30767 | -0.72207 | 0
22 | 577 | 0.13547 | 0.24801 | 0.1994 | 0 | 5 | 2383.8406 | 0.030458 | -0.30833 | -0.72212 | 0
22 | 556 | 0.11552 | 0.25178 | 0.16131 | 0 | 5 | 1501.5795 | -0.22976 | -0.21263 | -0.55761 | 0
22 | 580 | 0.11534 | 0.24036 | 0.19652 | 0 | 5 | 1501.5498 | -0.23012 | -0.21239 | -0.55749 | 0
22 | 530 | 0.05924 | 0.24633 | 0.10374 | 0 | 5 | 1400.8095 | -0.21954 | -0.23416 | -0.5463 | 0
22 | 594 | 0.12724 | 0.26678 | 0.17835 | 0 | 5 | 1399.9795 | -0.21976 | -0.23414 | -0.54611 | 0
22 | 614 | 0.10725 | 0.25066 | 0.20197 | 0 | 5 | 20581.7783 | -1.8992 | 1.0599 | 1.8393 | 0
22 | 594 | 0.00872 | 0.22867 | 0.13987 | 0 | 5 | 20594.5532 | -1.9007 | 1.0606 | 1.8401 | 0
22 | 562 | 0.0583 | 0.25994 | 0.10838 | 0 | 5 | 20654.5156 | -1.9076 | 1.0637 | 1.8438 | 0
22 | 507 | 0.08112 | 0.23772 | 0.11563 | 0 | 5 | 21015.4148 | -1.9471 | 1.0794 | 1.8677 | 0
22 | 526 | 0.00286 | 0.20338 | 0.1187 | 0 | 5 | 1352.8835 | -0.25004 | -0.22091 | -0.52905 | 0
22 | 505 | 0.03225 | 0.22289 | 0.097 | 0 | 5 | 1344.9362 | -0.25098 | -0.22145 | -0.52757 | 0
22 | 351 | 0.00855 | -0.08073 | -0.20589 | 0 | 5 | 1344.8004 | -0.25096 | -0.22148 | -0.52756 | 0
22 | 368 | 0.04919 | -0.08047 | -0.17086 | 0 | 5 | 1345.5497 | -0.25111 | -0.22135 | -0.52754 | 0
22 | 364 | 0.04668 | -0.07485 | -0.17415 | 0 | 5 | 1344.1687 | -0.25117 | -0.22171 | -0.52712 | 0
22 | 356 | 0 | -0.09543 | -0.21032 | 0 | 5 | 1343.8548 | -0.25205 | -0.2221 | -0.52585 | 0
22 | 361 | 0.04121 | -0.07421 | -0.179 | 0 | 5 | 21985.1111 | -2.7708 | 0.82229 | 0.94852 | 0
22 | 356 | 0.02617 | -0.07686 | -0.19146 | 0 | 5 | 21916.4259 | -2.7636 | 0.81979 | 0.94384 | 0
22 | 347 | -0.06984 | -0.09696 | -0.20462 | 0 | 5 | 1301.1527 | -0.31441 | -0.25765 | -0.42794 | 0
22 | 338 | 0 | -0.0813 | -0.20602 | 0 | 5 | 1298.004 | -0.31747 | -0.25978 | -0.42274 | 0
22 | 346 | -0.13584 | -0.09771 | -0.20612 | 0 | 5 | 1296.9375 | -0.31799 | -0.26035 | -0.42166 | 0
22 | 337 | -0.04175 | -0.08116 | -0.2071 | 0 | 5 | 1149.6669 | -0.33085 | -0.34333 | -0.32581 | 0
22 | 337 | -0.12239 | -0.08236 | -0.20887 | 0 | 5 | 1145.0041 | -0.3305 | -0.3433 | -0.3262 | 0
23 | 1606 | 0.02107 | -0.13367 | 0.08918 | -0.08494 | 5 | 1135.8161 | -0.32983 | -0.34317 | -0.327 | 0
23 | 661 | -0.0734 | 0.17309 | 0.06197 | 0.20321 | 5 | 1084.6991 | -0.32168 | -0.34629 | -0.33203 | 0
23 | 1661 | -0.1051 | -0.24828 | -0.1626 | -0.39063 | 5 | 1124.0058 | -0.32895 | -0.34303 | -0.32801 | 0
23 | 760 | 0.07435 | 0.25568 | 0.16563 | 0.40715 | 5 | 1118.8667 | -0.32845 | -0.3431 | -0.32845 | 0
23 | 589 | -0.03307 | 0.04063 | 0.06083 | 0.0151 | 5 | 1081.1756 | -0.32493 | -0.34332 | -0.33175 | 0
23 | 2429 | 0.0531 | 0.24263 | 0.38777 | 0.14385 | 5 | 1080.5937 | -0.32491 | -0.34327 | -0.33183 | 0
23 | 1523 | -0.12538 | -0.24378 | -0.16085 | -0.38037 | 5 | 1080.5166 | -0.3249 | -0.34326 | -0.33184 | 0
23 | 150 | 0.02717 | -0.04066 | -0.05237 | -0.01638 | 5 | 1080.4992 | -0.32494 | -0.34317 | -0.33188 | 0
23 | 784 | 0.02154 | 0.13404 | 0.0713 | 0.35356 | 5 | 1107.5027 | -0.33188 | -0.3353 | -0.33282 | 0
23 | 698 | -0.00734 | -0.0803 | -0.03693 | 0.14523 | 5 | 1109.722 | -0.33238 | -0.33479 | -0.33283 | 0
23 | 558 | -0.00159 | -0.01556 | -0.00734 | 0.21773 | 5 | 1488.5641 | -0.40557 | -0.27038 | -0.32406 | 0
23 | 605 | 0.00904 | -0.0759 | 0.01219 | -0.03938 | 5 | 2352.3419 | -0.58135 | -0.093582 | -0.32507 | 0
23 | 5000 | 0 | 0 | 0 | -1 | 5 | 2396.5364 | -0.59562 | -0.087959 | -0.31642 | 0
23 | 5659 | 0 | -1 | 0 | 0 | 5 | 2400.528 | -0.59688 | -0.087346 | -0.31577 | 0
23 | 402 | 0.07347 | 0.16328 | 0.13594 | 0 | 5 | 2418.5388 | -0.60034 | -0.085961 | -0.3137 | 0
23 | 466 | 0.03129 | 0.20616 | 0.09012 | 0 | 5 | 2407.2134 | -0.59895 | -0.086765 | -0.31429 | 0
23 | 488 | 0.0148 | 0.19034 | 0.11742 | 0 | 5 | 2407.6639 | -0.5991 | -0.086549 | -0.31435 | 0
23 | 621 | 0.12244 | 0.25725 | 0.21011 | 0 | 5 | 2407.3776 | -0.59905 | -0.086542 | -0.31441 | 0
23 | 600 | 0.12819 | 0.26919 | 0.18064 | 0 | 5 | 2407.3399 | -0.59905 | -0.086541 | -0.31441 | 0
23 | 568 | 0.06153 | 0.26311 | 0.11133 | 0 | 5 | 2407.2971 | -0.59906 | -0.086539 | -0.3144 | 0
23 | 568 | 0.06613 | 0.26453 | 0.11299 | 0 | 5 | 4517.0033 | -5.7094e-15 | -1 | 5.611e-15 | 0
23 | 531 | 0.01056 | 0.20765 | 0.12273 | 0 | 5 | 5600.0133 | -6.9095e-15 | 1 | -1.6209e-14 | 0
23 | 511 | 0.07554 | 0.23809 | 0.1142 | 0 | 5 | 7982.6448 | -1.1089e-14 | 0.039593 | 0.96041 | 0
23 | 555 | 0.10145 | 0.22546 | 0.1877 | 0 | 5 | 4517.0033 | -8.318e-16 | -1 | 7.0383e-16 | 0
23 | 515 | 0.0861 | 0.2396 | 0.12348 | 0 | 5 | 6747.1648 | -0.12546 | 0.25639 | 0.86906 | 0
23 | 531 | 0.11035 | 0.23972 | 0.15522 | 0 | 5 | 7189.4257 | -0.15498 | 0.24329 | 0.91169 | 0
23 | 548 | 0.1246 | 0.23612 | 0.18522 | 0 | 5 | 7178.5507 | -0.15529 | 0.24461 | 0.91068 | 0
23 | 351 | 0.00854 | -0.08062 | -0.20611 | 0 | 5 | 7159.7235 | -0.16435 | 0.25437 | 0.90998 | 0
23 | 384 | 0.09267 | -0.07526 | -0.13455 | 0 | 5 | 7164.7037 | -0.16617 | 0.25564 | 0.91053 | 0
23 | 357 | 0 | -0.0973 | -0.21012 | 0 | 5 | 7465.1215 | -0.025509 | 0.10304 | 0.92247 | 0
23 | 368 | 0.06193 | -0.0706 | -0.16202 | 0 | 5 | 5600.0133 | -2.1248e-15 | 1 | -5.299e-15 | 0
23 | 356 | 0.0268 | -0.07652 | -0.19116 | 0 | 5 | 4517.0033 | -2.1558e-16 | -1 | -2.52e-16 | 0
23 | 362 | 0.04517 | -0.07281 | -0.17605 | 0 | 5 | 4517.0033 | -2.3576e-14 | -1 | 1.6735e-13 | 0
23 | 336 | -0.12097 | -0.08223 | -0.20839 | 0 | 5 | 10703.2852 | -0.44211 | 0.239 | 1.2031 | 0
23 | 337 | 0 | -0.08098 | -0.20561 | 0 | 5 | 10940.3517 | -0.45517 | 0.23296 | 1.2222 | 0
23 | 345 | -0.06288 | -0.0956 | -0.20424 | 0 | 5 | 4517.0033 | -2.7661e-16 | -1 | -1.2206e-16 | 0
23 | 345 | -0.13045 | -0.09631 | -0.20579 | 0 | 5 | 7754.1098 | -0.34982 | 0.39639 | 0.95344 | 0
23 | 338 | -0.041 | -0.08126 | -0.20736 | 0 | 5 | 7765.2913 | -0.35094 | 0.39635 | 0.9546 | 0
24 | 423 | -0.03204 | 0.03943 | 0.04198 | 0.02303 | 5 | 2377.111 | -0.02173 | -0.26688 | -0.71138 | 0
24 | 1741 | -0.1051 | -0.24645 | -0.16279 | -0.3924 | 5 | 4517.0033 | -3.3272e-15 | -1 | -9.3516e-15 | 0
24 | 676 | 0.07435 | 0.25375 | 0.16583 | 0.40903 | 5 | 2958.8095 | -0.24453 | -0.068065 | -0.6874 | 0
24 | 583 | -0.03307 | 0.0413 | 0.06078 | 0.01488 | 5 | 15789.7794 | -0.96738 | -0.96879 | 0.93617 | 0
24 | 2623 | 0.0531 | 0.24474 | 0.38746 | 0.14289 | 5 | 15835.7039 | -0.97013 | -0.97013 | 0.94026 | 0
24 | 1600 | -0.12538 | -0.24202 | -0.16103 | -0.38206 | 5 | 4517.0033 | -3.8342e-16 | -1 | -3.8735e-16 | 0
24 | 159 | 0.02717 | -0.04127 | -0.05235 | -0.01617 | 5 | 5600.0133 | -4.0989e-16 | 1 | -9.4031e-17 | 0
24 | 558 | -0.00159 | -0.01525 | -0.00735 | 0.20742 | 5 | 4517.0033 | -4.4888e-17 | -1 | -3.1205e-17 | 0
24 | 5000 | 0 | 0 | 0 | -1 | 5 | 2057.6856 | -0.24352 | -0.15101 | -0.60547 | 0
24 | 5049 | 0 | -1 | 0 | 0 | 5 | 2007.0607 | -0.24207 | -0.15656 | -0.60137 | 0
24 | 670 | 0.14873 | 0.30057 | 0.20599 | 0 | 5 | 1982.3647 | -0.24144 | -0.15934 | -0.59922 | 0
24 | 670 | 0 | 0.2525 | 0.15844 | 0 | 6 | 1340.0728 | 0.19491 | 0.48269 | 0.3224 | 0
24 | 634 | 0.07514 | 0.29416 | 0.12852 | 0 | 6 | 1060.9772 | -0.22386 | -0.22822 | -0.54792 | 0
24 | 666 | 0.14404 | 0.30091 | 0.19874 | 0 | 6 | 846.7687 | -0.32941 | -0.34118 | -0.32941 | 0
24 | 579 | 0.12723 | 0.24433 | 0.19973 | 0 | 6 | 8531.8175 | -0.35747 | 0.39744 | 0.96003 | 0
24 | 564 | 0.12776 | 0.24229 | 0.19125 | 0 | 6 | 7390.5358 | 0.76466 | -0.58178 | 0.81712 | 0
24 | 521 | 0.06175 | 0.24173 | 0.10561 | 0 | 6 | 3459.4095 | 0.40207 | 0.078184 | 0.51974 | 0
24 | 525 | 0.08528 | 0.24738 | 0.11922 | 0 | 6 | 1019.4198 | -0.24734 | -0.23112 | -0.52154 | 0
24 | 493 | 0.05423 | 0.22785 | 0.09808 | 0 | 6 | 1050.0593 | -0.25364 | -0.21094 | -0.53542 | 0
24 | 538 | 0.09623 | 0.21972 | 0.17889 | 0 | 6 | 824.0006 | -0.32136 | -0.34275 | -0.33589 | 0
24 | 365 | -0.00124 | 0.13644 | 0.08524 | 0 | 6 | 816.4559 | -0.32669 | -0.34129 | -0.33202 | 0
24 | 358 | -0.01063 | 0.13221 | 0.06735 | 0 | 6 | 815.4885 | -0.32649 | -0.3414 | -0.33211 | 0
24 | 348 | 0 | 0.13908 | 0.07064 | 0 | 6 | 7901.1789 | -0.02571 | 0.10796 | 0.91776 | 0
24 | 354 | -0.01079 | 0.12748 | 0.07099 | 0 | 6 | 1320.1838 | -0.12264 | -0.2621 | -0.61526 | 0
24 | 461 | -0.01605 | 0.16715 | 0.08671 | 0 | 6 | 7393.4498 | 0.76479 | -0.58203 | 0.81724 | 0
24 | 380 | -0.00588 | 0.13972 | 0.08323 | 0 | 6 | 7392.1524 | 0.76472 | -0.58192 | 0.8172 | 0
24 | 429 | 0.08944 | -0.08914 | -0.16373 | 0 | 6 | 7391.2466 | 0.76469 | -0.58184 | 0.81716 | 0
24 | 376 | 0 | -0.09223 | -0.22824 | 0 | 6 | 7340.0901 | 0.76108 | -0.574 | 0.81291 | 0
24 | 378 | 0.00825 | -0.08933 | -0.2217 | 0 | 6 | 17864.4396 | 2.495 | -1.4306 | -2.0645 | 0
24 | 406 | 0.10442 | -0.06683 | -0.1432 | 0 | 6 | 17914.0568 | 2.5024 | -1.4323 | -2.0701 | 0
24 | 372 | 0.0834 | -0.06144 | -0.14583 | 0 | 6 | 18371.2055 | 2.5699 | -1.4592 | -2.1107 | 0
24 | 382 | 0.10045 | -0.06522 | -0.13035 | 0 | 6 | 3456.0499 | 0.40216 | 0.078429 | 0.51941 | 0
24 | 372 | 0.08343 | -0.06143 | -0.1458 | 0 | 6 | 3455.1631 | 0.40222 | 0.078407 | 0.51937 | 0
24 | 348 | 0 | -0.09716 | -0.20346 | 0 | 6 | 1809.4117 | 0.20091 | 0.52968 | 0.26941 | 0
24 | 349 | -0.14454 | -0.10176 | -0.20615 | 0 | 6 | 2915.9108 | 0.40433 | 0.47511 | 0.12055 | 0
24 | 338 | -0.07166 | -0.08121 | -0.20846 | 0 | 6 | 2538.6124 | 0.35294 | 0.48057 | 0.1665 | 0
24 | 351 | -0.083 | -0.1014 | -0.20545 | 0 | 6 | 2523.1246 | 0.3515 | 0.47998 | 0.16853 | 0
24 | 339 | -0.14623 | -0.08267 | -0.21079 | 0 | 6 | 1392.2259 | 0.19697 | 0.48788 | 0.31515 | 0
24 | 545 | -0.27659 | -0.02721 | -0.13893 | 0 | 6 | 1360.1563 | 0.1934 | 0.4824 | 0.3242 | 0
24 | 562 | -0.28122 | -0.12389 | -0.20025 | 0 | 6 | 1349.5772 | 0.19489 | 0.48461 | 0.3205 | 0
24 | 544 | -0.27712 | -0.02823 | -0.14118 | 0 | 6 | 1347.7334 | 0.19575 | 0.4839 | 0.32035 | 0
24 | 550 | -0.2731 | -0.02602 | -0.12682 | 0 | 6 | 1339.5583 | 0.19496 | 0.48269 | 0.32235 | 0
24 | 550 | -0.27311 | -0.02557 | -0.12667 | 0 | 6 | 1341.0052 | 0.19597 | 0.48304 | 0.32099 | 0
24 | 529 | -0.29112 | -0.05983 | -0.2025 | 0 | 6 | 1336.49 | 0.19507 | 0.48309 | 0.32184 | 0
24 | 533 | -0.287 | -0.04915 | -0.18379 | 0 | 6 | 1335.2318 | 0.1953 | 0.48282 | 0.32189 | 0
[6 empty] | 6 | 1334.5999 | 0.19542 | 0.48267 | 0.3219 | 0
[6 empty] | 6 | 1334.5834 | 0.19543 | 0.48265 | 0.32191 | 0
[6 empty] | 6 | 1335.125 | 0.1956 | 0.48262 | 0.32178 | 0
[6 empty] | 6 | 1335.1142 | 0.1956 | 0.48262 | 0.32178 | 0
[6 empty] | 6 | 1335.8831 | 0.19596 | 0.48234 | 0.3217 | 0
[6 empty] | 6 | 2259.8694 | 0.434 | 0.21925 | 0.34675 | 0
[6 empty] | 6 | 1454.4004 | 0.33396 | 0.33838 | 0.32767 | 0
[6 empty] | 6 | 1443.2291 | 0.33615 | 0.33388 | 0.32998 | 0
[6 empty] | 6 | 1417.3693 | 0.33281 | 0.3341 | 0.33309 | 0
[6 empty] | 6 | 1417.2248 | 0.33292 | 0.33394 | 0.33314 | 0
[6 empty] | 6 | 1417.2781 | 0.3334 | 0.33335 | 0.33326 | 0
[6 empty] | 6 | 1417.2084 | 0.33341 | 0.3333 | 0.33329 | 0
[6 empty] | 6 | 1416.9215 | 0.33332 | 0.33332 | 0.33336 | 0
[6 empty] | 6 | 1417.0191 | 0.33338 | 0.33329 | 0.33334 | 0
[6 empty] | 6 | 1416.9362 | 0.33334 | 0.3333 | 0.33336 | 0
[6 empty] | 6 | 1416.9519 | 0.33335 | 0.33329 | 0.33336 | 0
[6 empty] | 6 | 1832.1109 | 0.032152 | -0.30796 | -0.72419 | 0
[6 empty] | 6 | 1832.1146 | 0.032153 | -0.3078 | -0.72436 | 0
[6 empty] | 6 | 1833.6644 | 0.032433 | -0.30771 | -0.72473 | 0
[6 empty] | 6 | 1832.718 | 0.032421 | -0.30791 | -0.72451 | 0
[6 empty] | 6 | 4857.9898 | 6.7082e-17 | -1 | -1.7196e-16 | 0
[6 empty] | 6 | 1837.1018 | 0.033001 | -0.30816 | -0.72484 | 0
[6 empty] | 6 | 4857.9898 | 1.2352e-17 | -1 | 1.8048e-16 | 0
[6 empty] | 6 | 4857.9898 | 1.2352e-17 | -1 | 2.8962e-17 | 0
[6 empty] | 6 | 4756.7573 | 0.16626 | -0.062131 | -1.1041 | 0
[6 empty] | 6 | 4757.9095 | 0.1663 | -0.062145 | -1.1042 | 0
[6 empty] | 6 | 3737.3319 | 0.17113 | -0.1763 | -0.99483 | 0
[6 empty] | 6 | 3758.4051 | 0.17344 | -0.17533 | -0.99811 | 0
[6 empty] | 6 | 3762.9667 | 0.17362 | -0.17504 | -0.99858 | 0
[6 empty] | 6 | 3885.0787 | 0.18251 | -0.16742 | -1.0151 | 0
[6 empty] | 6 | 3960.8666 | 0.19277 | -0.16849 | -1.0243 | 0
[6 empty] | 6 | 5037.0209 | 0.26506 | -0.095323 | -1.1697 | 0
[6 empty] | 6 | 5058.966 | 0.26674 | -0.093854 | -1.1729 | 0
[6 empty] | 6 | 8640.0764 | 0.38202 | -0.34998 | 0.96796 | 0
[6 empty] | 6 | 8640.8388 | 0.38289 | -0.35085 | 0.96796 | 0
[6 empty] | 6 | 8649.5775 | 0.38332 | -0.35206 | 0.96874 | 0
[6 empty] | 6 | 8586.6428 | 0.38374 | -0.347 | 0.96326 | 0
[6 empty] | 6 | 1971.3433 | 0.10263 | 0.5898 | 0.30757 | 0
[6 empty] | 6 | 1877.6584 | 0.10579 | 0.57771 | 0.3165 | 0
[6 empty] | 6 | 1867.2335 | 0.10706 | 0.5765 | 0.31645 | 0
[6 empty] | 6 | 1866.8334 | 0.10717 | 0.57641 | 0.31641 | 0
[6 empty] | 6 | 4857.9898 | 4.1474e-14 | -1 | 4.2059e-14 | 0
[6 empty] | 6 | 5525.7334 | 0.53117 | -0.2178 | 0.68664 | 0
[6 empty] | 6 | 22405.1668 | -1.9806 | 1.0886 | 1.892 | 0
[6 empty] | 6 | 22658.7332 | -2.007 | 1.0952 | 1.9118 | 0
[6 empty] | 6 | 22713.6893 | -2.0123 | 1.0979 | 1.9144 | 0
[6 empty] | 6 | 22783.9977 | -2.0198 | 1.0994 | 1.9204 | 0
[6 empty] | 6 | 2225.4385 | -0.33128 | -0.060329 | -0.60839 | 0
[6 empty] | 6 | 2208.7429 | -0.3296 | -0.062282 | -0.60812 | 0
[6 empty] | 6 | 1288.758 | -0.23685 | -0.18692 | -0.57623 | 0
[6 empty] | 6 | 22006.0853 | -2.719 | 0.79789 | 0.92109 | 0
[6 empty] | 6 | 22002.526 | -2.7187 | 0.79776 | 0.92095 | 0
[6 empty] | 6 | 1068.3922 | -0.22044 | -0.22962 | -0.54994 | 0
[6 empty] | 6 | 1062.9451 | -0.22284 | -0.22868 | -0.54848 | 0
[6 empty] | 6 | 1055.0688 | -0.22691 | -0.22691 | -0.54619 | 0
[6 empty] | 6 | 1055.0758 | -0.22694 | -0.22688 | -0.54618 | 0
[6 empty] | 6 | 1049.8206 | -0.2285 | -0.2285 | -0.54299 | 0
[6 empty] | 6 | 1049.3126 | -0.22872 | -0.22862 | -0.54267 | 0
[6 empty] | 6 | 1051.4823 | -0.25361 | -0.21075 | -0.53564 | 0
[6 empty] | 6 | 1006.5973 | -0.25778 | -0.23049 | -0.51173 | 0
[6 empty] | 6 | 1026.0427 | -0.26597 | -0.21477 | -0.51926 | 0
[6 empty] | 6 | 1026.5572 | -0.26609 | -0.21471 | -0.5192 | 0
[6 empty] | 6 | 1010.1138 | -0.26804 | -0.22155 | -0.5104 | 0
[6 empty] | 6 | 1009.2712 | -0.26813 | -0.22192 | -0.50994 | 0
[6 empty] | 6 | 1108.4228 | -0.30935 | -0.2244 | -0.46625 | 0
[6 empty] | 6 | 2267.0862 | -0.59037 | -0.088051 | -0.32158 | 0
[6 empty] | 6 | 865.8848 | -0.30364 | -0.31281 | -0.38355 | 0
[6 empty] | 6 | 2323.1476 | -0.60373 | -0.082214 | -0.31406 | 0
[6 empty] | 6 | 2315.7664 | -0.60283 | -0.083136 | -0.31403 | 0
[6 empty] | 6 | 2313.6069 | -0.60241 | -0.083309 | -0.31428 | 0
[6 empty] | 6 | 2315.6961 | -0.60285 | -0.083135 | -0.31401 | 0
[6 empty] | 6 | 2216.4503 | -0.58457 | -0.10026 | -0.31517 | 0
[6 empty] | 6 | 848.8982 | -0.31068 | -0.31859 | -0.37073 | 0
[6 empty] | 6 | 849.3309 | -0.31123 | -0.31716 | -0.37161 | 0
[6 empty] | 6 | 838.8123 | -0.31495 | -0.32286 | -0.36218 | 0
[6 empty] | 6 | 838.1323 | -0.31516 | -0.32328 | -0.36155 | 0
[6 empty] | 6 | 837.4468 | -0.31545 | -0.32378 | -0.36076 | 0
[6 empty] | 6 | 876.2384 | -0.33158 | -0.34146 | -0.32697 | 0
[6 empty] | 6 | 873.2196 | -0.33133 | -0.34147 | -0.3272 | 0
[6 empty] | 6 | 853.5254 | -0.33083 | -0.33976 | -0.32941 | 0
[6 empty] | 6 | 843.596 | -0.32919 | -0.34113 | -0.32968 | 0
[6 empty] | 6 | 818.333 | -0.32369 | -0.34382 | -0.33249 | 0
[6 empty] | 6 | 817.8569 | -0.32389 | -0.34386 | -0.33225 | 0
[6 empty] | 6 | 817.5136 | -0.32402 | -0.34371 | -0.33227 | 0
[6 empty] | 6 | 842.7848 | -0.33136 | -0.33615 | -0.33248 | 0
[6 empty] | 6 | 815.5572 | -0.32645 | -0.3412 | -0.33235 | 0
[6 empty] | 6 | 815.4252 | -0.32648 | -0.34141 | -0.33211 | 0
[6 empty] | 6 | 7794.0525 | -0.014858 | 0.10653 | 0.90833 | 0
[6 empty] | 6 | 4857.9898 | -1.4801e-17 | -1 | -1.2511e-17 | 0
[6 empty] | 6 | 4857.9898 | -1.5067e-16 | -1 | -1.4854e-16 | 0
[6 empty] | 6 | 2470.6515 | -0.096999 | -0.14255 | -0.76045 | 0
[6 empty] | 6 | 2466.9081 | -0.097483 | -0.14267 | -0.75985 | 0
[6 empty] | 6 | 7898.4093 | -0.024073 | 0.10652 | 0.91755 | 0
[6 empty] | 6 | 7903.2213 | -0.025292 | 0.10728 | 0.91801 | 0
[6 empty] | 6 | 3034.2365 | -0.13267 | -0.058316 | -0.80901 | 0
[6 empty] | 6 | 3029.672 | -0.13565 | -0.057097 | -0.80725 | 0
[6 empty] | 6 | 11796.6572 | -0.4511 | 0.23814 | 1.213 | 0
[6 empty] | 6 | 2335.2404 | -0.13813 | -0.13143 | -0.73044 | 0
[6 empty] | 6 | 8538.7445 | -0.35776 | 0.39702 | 0.96074 | 0
[6 empty] | 6 | 2879.647 | -0.17242 | -0.050245 | -0.77734 | 0
[6 empty] | 6 | 2735.1268 | -0.16654 | -0.069913 | -0.76355 | 0
[6 empty] | 6 | 2866.9167 | -0.17406 | -0.050711 | -0.77523 | 0
[6 empty] | 6 | 4857.9898 | -3.1624e-14 | -1 | -3.221e-14 | 0
[6 empty] | 6 | 16478.7222 | -0.95597 | -0.9544 | 0.91038 | 0
[6 empty] | 6 | 16478.4714 | -0.95597 | -0.9544 | 0.91038 | 0
[6 empty] | 6 | 16425.0424 | -0.95298 | -0.95298 | 0.90596 | 0
[6 empty] | 6 | 1318.0207 | -0.12338 | -0.26193 | -0.61469 | 0
[6 empty] | 6 | 1367.1719 | -0.14655 | -0.23379 | -0.61967 | 0
[6 empty] | 6 | 1364.096 | -0.14737 | -0.23361 | -0.61902 | 0
[6 empty] | 6 | 1358.5223 | -0.14975 | -0.23274 | -0.61751 | 0
[6 empty] | 6 | 1803.5357 | -0.021372 | -0.26694 | -0.71168 | 0
[6 empty] | 6 | 1406.6503 | -0.16666 | -0.21667 | -0.61667 | 0
[6 empty] | 6 | 1318.1095 | -0.16871 | -0.2252 | -0.60609 | 0
[6 empty] | 6 | 1318.1408 | -0.16888 | -0.22509 | -0.60603 | 0
[6 empty] | 6 | 2638.5518 | -0.29258 | -0.0037032 | -0.70371 | 0
[6 empty] | 6 | 2634.936 | -0.29253 | -0.0041266 | -0.70334 | 0
[6 empty] | 6 | 2624.6488 | -0.29216 | -0.0054836 | -0.70236 | 0
[6 empty] | 6 | 2624.4349 | -0.29214 | -0.0055137 | -0.70235 | 0
[6 empty] | 7 | 24554.2277 | -2.7469 | 0.8107 | 0.93621 | 0
[6 empty] | 7 | 807.4414 | -0.31743 | -0.32983 | -0.35274 | 0
[6 empty] | 7 | 811.1734 | -0.33208 | -0.33564 | -0.33228 | 0
[6 empty] | 7 | 1371.3087 | 0.19673 | 0.48607 | 0.3172 | 0
[6 empty] | 7 | 1346.7953 | 0.1942 | 0.4845 | 0.32129 | 0
[6 empty] | 7 | 1422.0341 | 0.33367 | 0.33262 | 0.33371 | 0
[6 empty] | 7 | 1633.5614 | 0.028121 | -0.35899 | -0.66913 | 0
[6 empty] | 7 | 4515.3287 | 0.19217 | -0.012032 | -1.1801 | 0
[6 empty] | 7 | 2938.8842 | 0.32959 | -0.44368 | -0.88591 | 0
[6 empty] | 7 | 803.3259 | -0.31903 | -0.33169 | -0.34929 | 0
[6 empty] | 7 | 795.853 | -0.32214 | -0.34309 | -0.33477 | 0
[6 empty] | 7 | 3526.6614 | -0.038955 | 0.66355 | 0.3754 | 0
[6 empty] | 7 | 3256.0323 | -0.083134 | -0.023482 | -0.89338 | 0
[6 empty] | 7 | 1583.0914 | -5.4125e-17 | -0.26981 | -0.73019 | 0
[6 empty] | 7 | 5226.0061 | -1.6598e-15 | -1 | -1.8292e-15 | 0
[6 empty] | 7 | 2584.9882 | -0.096537 | -0.093631 | -0.80983 | 0
[6 empty] | 7 | 3824.5354 | 0.40417 | 0.077728 | 0.5181 | 0
[6 empty] | 7 | 3823.7649 | 0.40421 | 0.077711 | 0.51808 | 0
[6 empty] | 7 | 6196.4009 | 0.83873 | 0.5848 | -0.42352 | 0
[6 empty] | 7 | 4357.6883 | 0.59172 | 0.55309 | -0.14481 | 0
[6 empty] | 7 | 4196.9199 | 0.57396 | 0.54588 | -0.11984 | 0
[6 empty] | 7 | 14601.2113 | 2.5177 | -1.4403 | -2.0775 | 0
[6 empty] | 7 | 14665.8197 | 2.5293 | -1.4445 | -2.0848 | 0
[6 empty] | 7 | 2367.5309 | 0.41544 | 0.41357 | 0.17099 | 0
[6 empty] | 7 | 2135.2608 | 0.364 | 0.43292 | 0.20308 | 0
[6 empty] | 7 | 2135.2257 | 0.36399 | 0.43293 | 0.20307 | 0
[6 empty] | 7 | 1502.8289 | 0.20318 | 0.49775 | 0.29908 | 0
[6 empty] | 7 | 1379.2454 | 0.19138 | 0.48312 | 0.3255 | 0
[6 empty] | 7 | 1380.702 | 0.19832 | 0.4861 | 0.31559 | 0
[6 empty] | 7 | 1349.187 | 0.19338 | 0.48376 | 0.32286 | 0
[6 empty] | 7 | 1348.5874 | 0.19508 | 0.4843 | 0.32062 | 0
[6 empty] | 7 | 1342.9257 | 0.19396 | 0.48363 | 0.32241 | 0
[6 empty] | 7 | 1345.2779 | 0.1948 | 0.48406 | 0.32114 | 0
[6 empty] | 7 | 1341.2603 | 0.19407 | 0.48384 | 0.32209 | 0
[6 empty] | 7 | 1340.5794 | 0.19414 | 0.48374 | 0.32212 | 0
[6 empty] | 7 | 1339.97 | 0.19421 | 0.4837 | 0.32209 | 0
[6 empty] | 7 | 1339.3276 | 0.19428 | 0.48361 | 0.32211 | 0
[6 empty] | 7 | 1339.2505 | 0.19429 | 0.4836 | 0.32211 | 0
[6 empty] | 7 | 1339.2328 | 0.19429 | 0.4836 | 0.32211 | 0
[6 empty] | 7 | 1339.1516 | 0.1943 | 0.48359 | 0.32211 | 0
[6 empty] | 7 | 1339.0396 | 0.19432 | 0.48355 | 0.32213 | 0
[6 empty] | 7 | 1338.9976 | 0.19435 | 0.48352 | 0.32214 | 0
[6 empty] | 7 | 1339.0573 | 0.19481 | 0.48303 | 0.32216 | 0
[6 empty] | 7 | 1339.3839 | 0.19517 | 0.48271 | 0.32213 | 0
[6 empty] | 7 | 1427.1685 | 0.33237 | 0.33342 | 0.33421 | 0
[6 empty] | 7 | 1416.5323 | 0.33309 | 0.3336 | 0.33331 | 0
[6 empty] | 7 | 1416.5319 | 0.33309 | 0.33359 | 0.33331 | 0
[6 empty] | 7 | 1416.8178 | 0.33336 | 0.33332 | 0.33332 | 0
[6 empty] | 7 | 1416.7692 | 0.33334 | 0.33335 | 0.33331 | 0
[6 empty] | 7 | 1416.7921 | 0.33335 | 0.33333 | 0.33332 | 0
[6 empty] | 7 | 1416.7846 | 0.33335 | 0.33334 | 0.33332 | 0
[6 empty] | 7 | 1416.7756 | 0.33334 | 0.33334 | 0.33331 | 0
[6 empty] | 7 | 1637.8078 | 0.029673 | -0.35915 | -0.67053 | 0
[6 empty] | 7 | 1637.8394 | 0.029674 | -0.35913 | -0.67054 | 0
[6 empty] | 7 | 1637.6474 | 0.029672 | -0.35901 | -0.67067 | 0
[6 empty] | 7 | 2210.8152 | 0.039055 | -0.21096 | -0.8281 | 0
[6 empty] | 7 | 5226.0061 | 7.4222e-17 | -1 | -1.6247e-16 | 0
[6 empty] | 7 | 1744.6957 | 0.033361 | -0.26894 | -0.76443 | 0
[6 empty] | 7 | 1521.3034 | 3.4317e-17 | -0.33243 | -0.66757 | 0
[6 empty] | 7 | 1536.9628 | 4.3492e-16 | -0.3428 | -0.6572 | 0
[6 empty] | 7 | 2753.0409 | 0.04135 | 0.6465 | 0.31215 | 0
[6 empty] | 7 | 2749.2805 | 0.041715 | 0.64611 | 0.31217 | 0
[6 empty] | 7 | 2745.8383 | 0.042085 | 0.64573 | 0.31218 | 0
[6 empty] | 7 | 2740.4804 | 0.042633 | 0.64513 | 0.31224 | 0
[6 empty] | 7 | 3136.7165 | 0.096094 | -0.12496 | -0.97113 | 0
[6 empty] | 7 | 3393.1799 | 0.11631 | -0.10348 | -1.0128 | 0
[6 empty] | 7 | 3419.0043 | 0.1203 | -0.10248 | -1.0178 | 0
[6 empty] | 7 | 5226.0061 | 1.6072e-15 | -1 | -2.0279e-15 | 0
[6 empty] | 7 | 5599.9864 | 1.37e-15 | 1 | 2.5656e-15 | 0
[6 empty] | 7 | 1528.1718 | 6.6798e-17 | -0.29327 | -0.70673 | 0
[6 empty] | 7 | 1528.1718 | 7.0714e-18 | -0.29327 | -0.70673 | 0
[6 empty] | 7 | 4517.1347 | 0.19103 | -0.011291 | -1.1797 | 0
[6 empty] | 7 | 3739.6329 | 0.18399 | -0.097866 | -1.0861 | 0
[6 empty] | 7 | 3792.6043 | 0.18828 | -0.093644 | -1.0946 | 0
[6 empty] | 7 | 3792.2517 | 0.18827 | -0.093638 | -1.0946 | 0
[6 empty] | 7 | 1994.8121 | 0.11656 | -0.33222 | -0.78434 | 0
[6 empty] | 7 | 1520.2318 | 9.175e-17 | -0.30093 | -0.69907 | 0
[6 empty] | 7 | 9750.9357 | 0.38617 | -0.35185 | 0.96567 | 0
[6 empty] | 7 | 9731.1179 | 0.38939 | -0.35322 | 0.96382 | 0
[6 empty] | 7 | 2101.3531 | 0.13039 | -0.30123 | -0.82916 | 0
[6 empty] | 7 | 2102.4547 | 0.13045 | -0.30106 | -0.82939 | 0
[6 empty] | 7 | 2105.9824 | 0.13128 | -0.30123 | -0.83005 | 0
[6 empty] | 7 | 2110.2917 | 0.13248 | -0.30215 | -0.83034 | 0
[6 empty] | 7 | 2045.3385 | 0.13454 | -0.3585 | -0.77603 | 0
[6 empty] | 7 | 5101.0358 | 0.28497 | 0.0089174 | -1.2939 | 0
[6 empty] | 7 | 5122.766 | 0.28673 | 0.010509 | -1.2972 | 0
[6 empty] | 7 | 2052.5026 | 0.13621 | -0.35878 | -0.77743 | 0
[6 empty] | 7 | 2054.0301 | 0.13661 | -0.3589 | -0.77771 | 0
[6 empty] | 7 | 2165.911 | 0.1457 | -0.31156 | -0.83413 | 0
[6 empty] | 7 | 1521.3034 | 1.24e-16 | -0.33243 | -0.66757 | 0
[6 empty] | 7 | 5411.2083 | 0.45706 | -0.086184 | -1.3709 | 0
[6 empty] | 7 | 5413.3864 | 0.45721 | -0.086214 | -1.371 | 0
[6 empty] | 7 | 5226.0061 | 3.863e-17 | -1 | 9.7014e-17 | 0
[6 empty] | 7 | 6640.6976 | 0.59461 | -0.033966 | -1.5606 | 0
[6 empty] | 7 | 8127.3747 | 0.71727 | 0.078622 | -1.7959 | 0
[6 empty] | 7 | 8182.6006 | 0.72288 | 0.08192 | -1.8048 | 0
[6 empty] | 7 | 2934.7709 | 0.32874 | -0.44319 | -0.88555 | 0
[6 empty] | 7 | 6193.9013 | 0.53634 | -0.22169 | 0.68536 | 0
[6 empty] | 7 | 6193.463 | 0.53628 | -0.22167 | 0.68539 | 0
[6 empty] | 7 | 2045.7475 | 0.024663 | -0.22387 | -0.80079 | 0
[6 empty] | 7 | 8265.1543 | 0.76455 | -0.57341 | 0.80886 | 0
[6 empty] | 7 | 8331.5385 | 0.77125 | -0.58457 | 0.81332 | 0
[6 empty] | 7 | 8331.5416 | 0.77125 | -0.58457 | 0.81332 | 0
[6 empty] | 7 | 8324.2991 | 0.77058 | -0.58319 | 0.81261 | 0
[6 empty] | 7 | 2209.4177 | -0.25797 | -0.061344 | -0.68069 | 0
[6 empty] | 7 | 2556.1957 | -0.30433 | -0.016382 | -0.67929 | 0
[6 empty] | 7 | 2534.9753 | -0.3038 | -0.018995 | -0.67721 | 0
[6 empty] | 7 | 2541.4683 | -0.30482 | -0.018322 | -0.67686 | 0
[6 empty] | 7 | 2505.3033 | -0.30272 | -0.022653 | -0.67462 | 0
[6 empty] | 7 | 1089.207 | -0.2158 | -0.21827 | -0.56593 | 0
[6 empty] | 7 | 1084.972 | -0.2178 | -0.2178 | -0.56441 | 0
[6 empty] | 7 | 1084.3942 | -0.21895 | -0.21729 | -0.56375 | 0
[6 empty] | 7 | 2072.7488 | -0.34265 | -0.085825 | -0.57152 | 0
[6 empty] | 7 | 2088.4179 | -0.34773 | -0.084714 | -0.56756 | 0
[6 empty] | 7 | 1005.3373 | -0.24205 | -0.24205 | -0.51589 | 0
[6 empty] | 7 | 1004.6351 | -0.24217 | -0.24251 | -0.51532 | 0
[6 empty] | 7 | 1070.2971 | -0.25703 | -0.20061 | -0.54235 | 0
[6 empty] | 7 | 1064.0604 | -0.25696 | -0.20141 | -0.54163 | 0
[6 empty] | 7 | 981.4832 | -0.2643 | -0.23892 | -0.49678 | 0
[6 empty] | 7 | 1018.6354 | -0.27712 | -0.21085 | -0.51202 | 0
[6 empty] | 7 | 1027.5468 | -0.27884 | -0.21 | -0.51116 | 0
[6 empty] | 7 | 969.9648 | -0.29422 | -0.2241 | -0.48168 | 0
[6 empty] | 7 | 969.2661 | -0.29423 | -0.22446 | -0.48132 | 0
[6 empty] | 7 | 993.2847 | -0.30882 | -0.22515 | -0.46602 | 0
[6 empty] | 7 | 994.237 | -0.30951 | -0.22527 | -0.46522 | 0
[6 empty] | 7 | 2510.2935 | -0.60512 | -0.081449 | -0.31343 | 0
[6 empty] | 7 | 2490.0654 | -0.6014 | -0.083381 | -0.31522 | 0
[6 empty] | 7 | 2506.4712 | -0.60469 | -0.082001 | -0.31331 | 0
[6 empty] | 7 | 2505.3602 | -0.60461 | -0.081968 | -0.31342 | 0
[6 empty] | 7 | 2504.4779 | -0.60447 | -0.082163 | -0.31337 | 0
[6 empty] | 7 | 2501.6422 | -0.6041 | -0.082525 | -0.31338 | 0
[6 empty] | 7 | 828.3762 | -0.30994 | -0.31782 | -0.37224 | 0
[6 empty] | 7 | 827.5482 | -0.30906 | -0.34414 | -0.3468 | 0
[6 empty] | 7 | 816.9272 | -0.3117 | -0.3384 | -0.3499 | 0
[6 empty] | 7 | 805.7562 | -0.31894 | -0.32718 | -0.35388 | 0
[6 empty] | 7 | 805.226 | -0.31915 | -0.32741 | -0.35344 | 0
[6 empty] | 7 | 799.7851 | -0.32083 | -0.33157 | -0.3476 | 0
[6 empty] | 7 | 851.8241 | -0.33152 | -0.34107 | -0.32741 | 0
[6 empty] | 7 | 851.1957 | -0.33147 | -0.34107 | -0.32746 | 0
[6 empty] | 7 | 798.7864 | -0.32129 | -0.33245 | -0.34626 | 0
[6 empty] | 7 | 849.3755 | -0.33131 | -0.3411 | -0.32759 | 0
[6 empty] | 7 | 1425.3523 | -0.45709 | -0.21119 | -0.33172 | 0
[6 empty] | 7 | 1424.5492 | -0.45694 | -0.21137 | -0.33169 | 0
[6 empty] | 7 | 839.0388 | -0.33055 | -0.34106 | -0.32839 | 0
[6 empty] | 7 | 828.0651 | -0.32979 | -0.34094 | -0.32927 | 0
[6 empty] | 7 | 812.7 | -0.32852 | -0.34103 | -0.33045 | 0
[6 empty] | 7 | 791.911 | -0.32416 | -0.34356 | -0.33228 | 0
[6 empty] | 7 | 791.758 | -0.32419 | -0.34351 | -0.33229 | 0
[6 empty] | 7 | 791.5219 | -0.32432 | -0.34338 | -0.3323 | 0
[6 empty] | 7 | 790.9611 | -0.32654 | -0.34131 | -0.33216 | 0
[6 empty] | 7 | 790.9121 | -0.32675 | -0.34109 | -0.33216 | 0
[6 empty] | 7 | 791.019 | -0.32679 | -0.34107 | -0.33215 | 0
[6 empty] | 7 | 814.1363 | -0.33213 | -0.33591 | -0.33196 | 0
[6 empty] | 7 | 811.8474 | -0.33223 | -0.33551 | -0.33226 | 0
[6 empty] | 7 | 1668.1409 | -0.00026222 | -0.25843 | -0.74131 | 0
[6 empty] | 7 | 5599.9864 | -5.6792e-15 | 1 | -9.4155e-15 | 0
[6 empty] | 7 | 3553.3665 | -0.041772 | 0.66567 | 0.37611 | 0
[6 empty] | 7 | 3570.8062 | -0.043667 | 0.66723 | 0.37643 | 0
[6 empty] | 7 | 1510.2778 | -0.0037802 | -0.29942 | -0.6968 | 0
[6 empty] | 7 | 1427.1465 | -0.03564 | -0.30838 | -0.65598 | 0
[6 empty] | 7 | 1426.2047 | -0.036039 | -0.30873 | -0.65523 | 0
[6 empty] | 7 | 1462.0389 | -0.038476 | -0.26416 | -0.69737 | 0
[6 empty] | 7 | 1461.622 | -0.03868 | -0.2641 | -0.69722 | 0
[6 empty] | 7 | 1515.0595 | -0.004883 | -0.29157 | -0.70355 | 0
[6 empty] | 7 | 3265.8329 | -0.090938 | -0.018739 | -0.89032 | 0
[6 empty] | 7 | 5226.0061 | -1.3909e-15 | -1 | -5.289e-15 | 0
[6 empty] | 7 | 1519.7582 | -0.00058731 | -0.3323 | -0.66711 | 0
[6 empty] | 7 | 1581.3307 | -0.00061377 | -0.26967 | -0.72972 | 0
[6 empty] | 7 | 1545.0306 | -6.3878e-19 | -0.28166 | -0.71834 | 0
[6 empty] | 7 | 5226.0061 | -1.689e-16 | -1 | -9.2923e-17 | 0
[6 empty] | 7 | 8464.8392 | -0.02229 | 0.10727 | 0.91502 | 0
[6 empty] | 7 | 8480.1277 | -0.022791 | 0.10671 | 0.91608 | 0
[6 empty] | 7 | 2580.5429 | -0.099173 | -0.092733 | -0.80809 | 0
[6 empty] | 7 | 2574.3905 | -0.10082 | -0.092791 | -0.80639 | 0
[6 empty] | 7 | 8475.069 | -0.023988 | 0.10814 | 0.91585 | 0
[6 empty] | 7 | 8476.8954 | -0.02422 | 0.10815 | 0.91607 | 0
[6 empty] | 7 | 8477.921 | -0.024375 | 0.10816 | 0.91621 | 0
[6 empty] | 7 | 5226.0061 | -1.9812e-16 | -1 | -1.4377e-16 | 0
[6 empty] | 7 | 1761.6937 | -0.00097248 | -0.24567 | -0.75336 | 0
[6 empty] | 7 | 1545.0306 | -9.2913e-18 | -0.28166 | -0.71834 | 0
[6 empty] | 7 | 12415.999 | -0.4487 | 0.23786 | 1.2108 | 0
[6 empty] | 7 | 12417.5094 | -0.44978 | 0.23894 | 1.2108 | 0
[6 empty] | 7 | 1761.5086 | -0.0011606 | -0.24561 | -0.75323 | 0
[6 empty] | 7 | 8872.0128 | -0.35019 | 0.39808 | 0.95211 | 0
[6 empty] | 7 | 8956.4998 | -0.35664 | 0.39744 | 0.9592 | 0
[6 empty] | 7 | 8956.3114 | -0.35662 | 0.39742 | 0.9592 | 0
[6 empty] | 7 | 1508.7382 | -0.012791 | -0.27854 | -0.70867 | 0
[6 empty] | 7 | 17877.8425 | -0.94966 | -0.95134 | 0.90101 | 0
[6 empty] | 7 | 17817.8689 | -0.94816 | -0.94816 | 0.89632 | 0
[6 empty] | 7 | 1262.4267 | -0.1151 | -0.28533 | -0.59956 | 0
[6 empty] | 7 | 1613.1455 | -0.13625 | -0.19335 | -0.6704 | 0
[6 empty] | 7 | 5226.0061 | -3.8163e-16 | -1 | -1.4435e-16 | 0
[6 empty] | 7 | 1520.2318 | -1.4978e-17 | -0.30093 | -0.69907 | 0
[6 empty] | 7 | 1962.553 | -0.0022825 | -0.21945 | -0.77827 | 0
[6 empty] | 7 | 2755.3396 | -0.26749 | 0.0053809 | -0.73789 | 0
[6 empty] | 7 | 2755.6817 | -0.2675 | 0.0053812 | -0.73788 | 0
[6 empty] | 7 | 2751.9948 | -0.26721 | 0.0048782 | -0.73767 | 0
[6 empty] | 7 | 24999.5914 | -2.0331 | 1.1056 | 1.9275 | 0
[6 empty] | 7 | 24999.4947 | -2.0331 | 1.1056 | 1.9275 | 0
[6 empty] | 7 | 24999.5618 | -2.0331 | 1.1056 | 1.9275 | 0
[6 empty] | 7 | 25050.8183 | -2.0394 | 1.1079 | 1.9315 | 0
[6 empty] | 7 | 25256.8973 | -2.0565 | 1.113 | 1.9435 | 0
[6 empty] | 7 | 25154.161 | -2.0479 | 1.1104 | 1.9375 | 0
[6 empty] | 7 | 2234.4644 | -0.25795 | -0.058331 | -0.68372 | 0
[6 empty] | 8 | 2339.0998 | 0.2128 | -0.35947 | -0.85333 | 0
[6 empty] | 8 | 5136.9872 | -2.9521e-16 | -1 | 5.5605e-16 | 0
[6 empty] | 8 | 3992.9881 | 0.42364 | 0.07687 | 0.49948 | 0
[6 empty] | 8 | 3076.6162 | 0.3652 | 0.1956 | 0.4392 | 0
[6 empty] | 8 | 5756.5598 | 0.8375 | 0.55426 | -0.39176 | 0
[6 empty] | 8 | 1354.6271 | 0.19359 | 0.48796 | 0.31846 | 0
[6 empty] | 8 | 1353.6647 | 0.19352 | 0.48787 | 0.31861 | 0
[6 empty] | 8 | 1349.5646 | 0.19306 | 0.48752 | 0.31942 | 0
[6 empty] | 8 | 1668.3621 | 0.33343 | 0.33403 | 0.33254 | 0
[6 empty] | 8 | 1667.0058 | 0.33335 | 0.3333 | 0.33336 | 0
[6 empty] | 8 | 3428.7465 | 0.11925 | -0.072566 | -1.0467 | 0
[6 empty] | 8 | 8788.7438 | 0.041626 | 0.1057 | 0.85267 | 0
[6 empty] | 8 | 8094.1913 | 0.42641 | -0.22116 | 0.79475 | 0
[6 empty] | 8 | 13236.0007 | 0.96435 | 0.69494 | -2.6593 | 0
[6 empty] | 8 | 7087.7855 | 0.68314 | -0.35756 | 0.67442 | 0
[6 empty] | 8 | 2433.5088 | -0.30901 | -0.0086045 | -0.68239 | 0
[6 empty] | 8 | 22749.3812 | -2.8398 | 0.85064 | 0.98912 | 0
[6 empty] | 8 | 1080.0437 | -0.26113 | -0.19224 | -0.54663 | 0
[6 empty] | 8 | 1239.9633 | -0.3075 | -0.16495 | -0.52755 | 0
[6 empty] | 8 | 3216.4549 | -0.68637 | 0.12658 | -0.44022 | 0
[6 empty] | 8 | 1214.0874 | -0.34491 | -0.35541 | -0.29968 | 0
[6 empty] | 8 | 791.6179 | -0.32359 | -0.33331 | -0.34311 | 0
[6 empty] | 8 | 790.9716 | -0.32389 | -0.34376 | -0.33235 | 0
[6 empty] | 8 | 788.9338 | -0.32663 | -0.3415 | -0.33187 | 0
[6 empty] | 8 | 787.7514 | -0.32659 | -0.34136 | -0.33205 | 0
[6 empty] | 8 | 790.859 | -0.33205 | -0.3351 | -0.33285 | 0
[6 empty] | 8 | 1098.8086 | -0.43046 | -0.18916 | -0.38038 | 0
[6 empty] | 8 | 1244.1703 | -0.48318 | -0.18752 | -0.3293 | 0
[6 empty] | 8 | 1852.4736 | -4.2232e-05 | -0.21315 | -0.78681 | 0
[6 empty] | 8 | 1468.9139 | -0.045987 | -0.24004 | -0.71397 | 0
[6 empty] | 8 | 1463.6149 | -0.047445 | -0.23997 | -0.71258 | 0
[6 empty] | 8 | 3906.0758 | -0.12298 | 0.89735 | 0.22563 | 0
[6 empty] | 8 | 17150.1723 | -0.94754 | -0.95246 | 0.9 | 0
[6 empty] | 8 | 4898.7961 | 0.65867 | -0.48534 | -1.1733 | 0
[6 empty] | 8 | 4935.8684 | 0.66477 | -0.4881 | -1.1767 | 0
[6 empty] | 8 | 4056.3873 | 0.42776 | 0.06867 | 0.50357 | 0
[6 empty] | 8 | 3981.7745 | 0.42306 | 0.078194 | 0.49874 | 0
[6 empty] | 8 | 6651.0336 | 0.94152 | -0.60974 | -1.3318 | 0
[6 empty] | 8 | 6675.6385 | 0.94532 | -0.61266 | -1.3327 | 0
[6 empty] | 8 | 17156.9645 | 2.5432 | -1.434 | -2.1092 | 0
[6 empty] | 8 | 17216.0224 | 2.5533 | -1.4369 | -2.1164 | 0
[6 empty] | 8 | 17275.8403 | 2.5631 | -1.4397 | -2.1234 | 0
[6 empty] | 8 | 17276.3549 | 2.5636 | -1.4398 | -2.1238 | 0
[6 empty] | 8 | 3077.8234 | 0.36502 | 0.19566 | 0.43932 | 0
[6 empty] | 8 | 3074.3033 | 0.36464 | 0.19628 | 0.43908 | 0
[6 empty] | 8 | 1851.5242 | 0.21918 | 0.53425 | 0.24658 | 0
[6 empty] | 8 | 1461.8061 | 0.17668 | 0.50512 | 0.3182 | 0
[6 empty] | 8 | 1499.2724 | 0.1915 | 0.50539 | 0.30312 | 0
[6 empty] | 8 | 2268.8018 | 0.36536 | 0.4995 | 0.13514 | 0
[6 empty] | 8 | 2241.0219 | 0.36448 | 0.49558 | 0.13994 | 0
[6 empty] | 8 | 2220.1989 | 0.36149 | 0.49554 | 0.14298 | 0
[6 empty] | 8 | 2209.168 | 0.36041 | 0.49473 | 0.14487 | 0
[6 empty] | 8 | 2205.1257 | 0.35997 | 0.49443 | 0.1456 | 0
[6 empty] | 8 | 2118.1031 | 0.35103 | 0.48829 | 0.16068 | 0
[6 empty] | 8 | 1437.7548 | 0.20041 | 0.49461 | 0.30498 | 0
[6 empty] | 8 | 1378.8373 | 0.19371 | 0.49069 | 0.3156 | 0
[6 empty] | 8 | 1390.1815 | 0.19666 | 0.49074 | 0.31261 | 0
[6 empty] | 8 | 1362.9427 | 0.19172 | 0.48789 | 0.32039 | 0
[6 empty] | 8 | 1361.3231 | 0.19182 | 0.48799 | 0.32019 | 0
[6 empty] | 8 | 1914.6109 | 0.33 | 0.47385 | 0.19615 | 0
[6 empty] | 8 | 1913.7093 | 0.32984 | 0.4739 | 0.19626 | 0
[6 empty] | 8 | 1913.6452 | 0.32984 | 0.47388 | 0.19628 | 0
[6 empty] | 8 | 1356.4556 | 0.19198 | 0.48877 | 0.31924 | 0
[6 empty] | 8 | 1355.729 | 0.19249 | 0.48764 | 0.31987 | 0
[6 empty] | 8 | 1354.5712 | 0.19255 | 0.48765 | 0.31979 | 0
[6 empty] | 8 | 1352.7476 | 0.19255 | 0.48813 | 0.31932 | 0
[6 empty] | 8 | 1352.981 | 0.19271 | 0.48761 | 0.31967 | 0
[6 empty] | 8 | 1351.1231 | 0.19288 | 0.4876 | 0.31952 | 0
[6 empty] | 8 | 1349.9899 | 0.19299 | 0.48759 | 0.31943 | 0
[6 empty] | 8 | 1349.6464 | 0.19305 | 0.48752 | 0.31943 | 0
[6 empty] | 8 | 1349.2869 | 0.19311 | 0.48752 | 0.31937 | 0
[6 empty] | 8 | 1349.4639 | 0.19316 | 0.48752 | 0.31932 | 0
[6 empty] | 8 | 1349.2612 | 0.19311 | 0.48749 | 0.3194 | 0
[6 empty] | 8 | 1349.9872 | 0.19332 | 0.48749 | 0.31919 | 0
[6 empty] | 8 | 1353.7805 | 0.19437 | 0.48731 | 0.31832 | 0
[6 empty] | 8 | 1353.8858 | 0.19444 | 0.48725 | 0.31831 | 0
[6 empty] | 8 | 1353.1243 | 0.19432 | 0.48717 | 0.31851 | 0
[6 empty] | 8 | 1370.1727 | 0.2 | 0.4847 | 0.31529 | 0
[6 empty] | 8 | 1819.1118 | 0.31896 | 0.46194 | 0.2191 | 0
[6 empty] | 8 | 1818.8079 | 0.3189 | 0.46193 | 0.21917 | 0
[6 empty] | 8 | 1636.824 | 0.28621 | 0.44972 | 0.26408 | 0
[6 empty] | 8 | 1664.8471 | 0.33046 | 0.34043 | 0.32911 | 0
[6 empty] | 8 | 1670.2965 | 0.33328 | 0.33558 | 0.33114 | 0
[6 empty] | 8 | 1669.9018 | 0.33358 | 0.33289 | 0.33352 | 0
[6 empty] | 8 | 1667.6397 | 0.33339 | 0.33373 | 0.33288 | 0
[6 empty] | 8 | 1667.9576 | 0.33353 | 0.3332 | 0.33327 | 0
[6 empty] | 8 | 1667.3284 | 0.33343 | 0.33331 | 0.33325 | 0
[6 empty] | 8 | 1666.9923 | 0.33334 | 0.3333 | 0.33336 | 0
[6 empty] | 8 | 1667.2354 | 0.33342 | 0.33327 | 0.33331 | 0
[6 empty] | 8 | 1667.0452 | 0.33336 | 0.33328 | 0.33336 | 0
[6 empty] | 8 | 1556.1308 | 0.002465 | -0.27011 | -0.73235 | 0
[6 empty] | 8 | 2262.1473 | 0.034465 | -0.17821 | -0.85625 | 0
[6 empty] | 8 | 5136.9872 | 8.2252e-17 | -1 | -1.6338e-17 | 0
[6 empty] | 8 | 5136.9872 | 9.0139e-16 | -1 | 4.3887e-16 | 0
[6 empty] | 8 | 1615.2494 | 0.00039899 | -0.24832 | -0.75208 | 0
[6 empty] | 8 | 1502.7547 | 4.3816e-17 | -0.31689 | -0.68311 | 0
[6 empty] | 8 | 1502.7547 | 4.4451e-18 | -0.31689 | -0.68311 | 0
[6 empty] | 8 | 2694.6082 | 0.07248 | -0.14221 | -0.93027 | 0
[6 empty] | 8 | 5136.9872 | 1.2563e-16 | -1 | 5.8027e-16 | 0
[6 empty] | 8 | 2344.8927 | 0.048694 | 0.64179 | 0.30952 | 0
[6 empty] | 8 | 2336.7126 | 0.049617 | 0.64101 | 0.30937 | 0
[6 empty] | 8 | 3417.8747 | 0.11761 | -0.073186 | -1.0444 | 0
[6 empty] | 8 | 3426.7202 | 0.11918 | -0.072948 | -1.0462 | 0
[6 empty] | 8 | 3475.4757 | 0.12687 | -0.070529 | -1.0563 | 0
[6 empty] | 8 | 1547.6565 | 6.4661e-17 | -0.26902 | -0.73098 | 0
[6 empty] | 8 | 2287.2685 | 0.056804 | 0.63331 | 0.30988 | 0
[6 empty] | 8 | 1832.9017 | 0.085532 | -0.31628 | -0.76925 | 0
[6 empty] | 8 | 3567.6332 | 0.15412 | -0.072631 | -1.0815 | 0
[6 empty] | 8 | 3666.1144 | 0.16063 | -0.063072 | -1.0976 | 0
[6 empty] | 8 | 4831.0247 | 0.20526 | 0.053773 | -1.259 | 0
[6 empty] | 8 | 3664.1755 | 0.16104 | -0.063508 | -1.0975 | 0
[6 empty] | 8 | 3669.6382 | 0.16218 | -0.063599 | -1.0986 | 0
[6 empty] | 8 | 3679.3852 | 0.16303 | -0.062843 | -1.1002 | 0
[6 empty] | 8 | 4851.5443 | 0.21334 | 0.052667 | -1.266 | 0
[6 empty] | 8 | 2632.9304 | 0.12606 | -0.52168 | -0.60438 | 0
[6 empty] | 8 | 2657.2923 | 0.12842 | -0.52516 | -0.60326 | 0
[6 empty] | 8 | 2857.5478 | 0.14112 | -0.5559 | -0.58522 | 0
[6 empty] | 8 | 1508.4032 | 8.2531e-17 | -0.35288 | -0.64712 | 0
[6 empty] | 8 | 5185.6335 | 0.26361 | 0.069632 | -1.3332 | 0
[6 empty] | 8 | 5581.1244 | 0.29714 | 0.1006 | -1.3977 | 0
[6 empty] | 8 | 3394.736 | 0.19023 | -0.62844 | -0.56179 | 0
[6 empty] | 8 | 2125.3801 | 0.13383 | -0.29103 | -0.8428 | 0
[6 empty] | 8 | 2125.7733 | 0.13415 | -0.29139 | -0.84276 | 0
[6 empty] | 8 | 2126.2812 | 0.1348 | -0.2924 | -0.8424 | 0
[6 empty] | 8 | 8805.3145 | 0.041049 | 0.10509 | 0.85387 | 0
[6 empty] | 8 | 4006.4288 | 0.25917 | -0.70268 | -0.55649 | 0
[6 empty] | 8 | 4030.9459 | 0.2616 | -0.70572 | -0.55588 | 0
[6 empty] | 8 | 8100.665 | 0.42596 | -0.22134 | 0.79538 | 0
[6 empty] | 8 | 8093.8904 | 0.42641 | -0.22116 | 0.79475 | 0
[6 empty] | 8 | 8086.9625 | 0.42687 | -0.22099 | 0.79412 | 0
[6 empty] | 8 | 8086.9084 | 0.42687 | -0.22099 | 0.79412 | 0
[6 empty] | 8 | 8060.5119 | 0.42789 | -0.22029 | 0.79239 | 0
[6 empty] | 8 | 13376.1073 | 0.97584 | 0.70675 | -2.6826 | 0
[6 empty] | 8 | 13639.0087 | 0.99589 | 0.72801 | -2.7239 | 0
[6 empty] | 8 | 2320.3336 | 0.21007 | -0.35674 | -0.85333 | 0
[6 empty] | 8 | 2322.321 | 0.21056 | -0.35726 | -0.8533 | 0
[6 empty] | 8 | 2323.5711 | 0.21099 | -0.35721 | -0.85378 | 0
[6 empty] | 8 | 2328.1935 | 0.21168 | -0.35736 | -0.85432 | 0
[6 empty] | 8 | 5136.9872 | 3.707e-16 | -1 | 1.0197e-15 | 0
[6 empty] | 8 | 2536.9854 | 0.23117 | -0.39575 | -0.83543 | 0
[6 empty] | 8 | 2538.103 | 0.23125 | -0.39592 | -0.83533 | 0
[6 empty] | 8 | 2535.4968 | 0.23145 | -0.39501 | -0.83644 | 0
[6 empty] | 8 | 5430.6782 | 0.45891 | -0.063644 | -1.3953 | 0
[6 empty] | 8 | 2008.6653 | 0.020123 | -0.20416 | -0.81596 | 0
[6 empty] | 8 | 3809.9966 | 0.03444 | 0.0086441 | -1.0431 | 0
[6 empty] | 8 | 3820.075 | 0.035619 | 0.0093017 | -1.0449 | 0
[6 empty] | 8 | 3012.808 | 0.32564 | -0.40473 | -0.92091 | 0
[6 empty] | 8 | 3041.1825 | 0.33048 | -0.40596 | -0.92452 | 0
[6 empty] | 8 | 1582.1683 | 0.01838 | -0.36841 | -0.64997 | 0
[6 empty] | 8 | 1582.1438 | 0.018402 | -0.36837 | -0.65003 | 0
[6 empty] | 8 | 1582.0843 | 0.018446 | -0.3683 | -0.65015 | 0
[6 empty] | 8 | 1710.418 | 0.020132 | -0.24843 | -0.7717 | 0
[6 empty] | 8 | 3225.3903 | 0.36951 | -0.40189 | -0.96762 | 0
[6 empty] | 8 | 3239.2362 | 0.37133 | -0.40339 | -0.96794 | 0
[6 empty] | 8 | 3246.8313 | 0.37305 | -0.40302 | -0.97003 | 0
[6 empty] | 8 | 3272.0875 | 0.37746 | -0.40414 | -0.97332 | 0
[6 empty] | 8 | 1839.7022 | 0.021628 | -0.42848 | -0.59315 | 0
[6 empty] | 8 | 5807.8264 | 0.63987 | -0.2354 | -1.4045 | 0
[6 empty] | 8 | 1839.5745 | 0.021776 | -0.42838 | -0.59339 | 0
[6 empty] | 8 | 1845.6197 | 0.022004 | -0.42939 | -0.59261 | 0
[6 empty] | 8 | 45976.5721 | 4.821 | 2.2341 | -8.0551 | 0
[6 empty] | 8 | 1717.6975 | 0.021683 | -0.2485 | -0.77318 | 0
[6 empty] | 8 | 176188.7167 | 18.6496 | 9.8434 | -29.493 | 0
[6 empty] | 8 | 262478.2583 | 27.8232 | 14.8653 | -43.6885 | 0
[6 empty] | 8 | 5791.1823 | 0.53509 | -0.14873 | 0.61364 | 0
[6 empty] | 8 | 6976.6925 | 0.67071 | -0.34 | 0.66929 | 0
[6 empty] | 8 | 7078.022 | 0.68215 | -0.35631 | 0.67417 | 0
[6 empty] | 8 | 7082.6685 | 0.68264 | -0.3573 | 0.67466 | 0
[6 empty] | 8 | 2198.4341 | -0.2561 | -0.058867 | -0.68503 | 0
[6 empty] | 8 | 2448.3575 | -0.30308 | -0.0092464 | -0.68767 | 0
[6 empty] | 8 | 2544.6535 | -0.31516 | 0.0066229 | -0.69146 | 0
[6 empty] | 8 | 2439.7128 | -0.30909 | -0.0078159 | -0.6831 | 0
[6 empty] | 8 | 1093.2959 | -0.19083 | -0.27633 | -0.53283 | 0
[6 empty] | 8 | 1115.5643 | -0.20766 | -0.21051 | -0.58182 | 0
[6 empty] | 8 | 1110.2091 | -0.21011 | -0.21011 | -0.57978 | 0
[6 empty] | 8 | 21919.6451 | -2.7484 | 0.80268 | 0.94568 | 0
[6 empty] | 8 | 21750.5691 | -2.7293 | 0.79276 | 0.93656 | 0
[6 empty] | 8 | 21790.2923 | -2.7344 | 0.7961 | 0.93826 | 0
[6 empty] | 8 | 1108.7792 | -0.21226 | -0.20936 | -0.57838 | 0
[6 empty] | 8 | 1078.6236 | -0.2561 | -0.19449 | -0.54941 | 0
[6 empty] | 8 | 1076.4527 | -0.26089 | -0.19278 | -0.54633 | 0
[6 empty] | 8 | 1075.3182 | -0.26073 | -0.19298 | -0.54629 | 0
[6 empty] | 8 | 978.1959 | -0.25032 | -0.25032 | -0.49936 | 0
[6 empty] | 8 | 977.2549 | -0.25073 | -0.25052 | -0.49875 | 0
[6 empty] | 8 | 1241.3675 | -0.3101 | -0.16449 | -0.52541 | 0
[6 empty] | 8 | 1203.7198 | -0.30578 | -0.17025 | -0.52397 | 0
[6 empty] | 8 | 1139.8923 | -0.29772 | -0.1801 | -0.52218 | 0
[6 empty] | 8 | 3483.4886 | -0.70681 | 0.16813 | -0.46132 | 0
[6 empty] | 8 | 3457.4072 | -0.70314 | 0.16442 | -0.46128 | 0
[6 empty] | 8 | 1556.8073 | -0.37626 | -0.11539 | -0.50835 | 0
[6 empty] | 8 | 1506.8172 | -0.36798 | -0.12297 | -0.50905 | 0
[6 empty] | 8 | 1520.8649 | -0.37067 | -0.12076 | -0.50857 | 0
[6 empty] | 8 | 2907.6873 | -0.61947 | 0.085743 | -0.46627 | 0
[6 empty] | 8 | 2908.3243 | -0.6201 | 0.085734 | -0.46563 | 0
[6 empty] | 8 | 3216.1443 | -0.68625 | 0.12658 | -0.44032 | 0
[6 empty] | 8 | 1356.8909 | -0.35142 | -0.14587 | -0.5027 | 0
[6 empty] | 8 | 1240.844 | -0.34764 | -0.16359 | -0.48877 | 0
[6 empty] | 8 | 1148.8041 | -0.33748 | -0.17767 | -0.48485 | 0
[6 empty] | 8 | 1108.978 | -0.33365 | -0.18378 | -0.48257 | 0
[6 empty] | 8 | 2560.094 | -0.62687 | 0.024939 | -0.39807 | 0
[6 empty] | 8 | 930.4368 | -0.30509 | -0.23695 | -0.45795 | 0
[6 empty] | 8 | 928.4981 | -0.31036 | -0.2343 | -0.45534 | 0
[6 empty] | 8 | 958.7298 | -0.32249 | -0.21028 | -0.46723 | 0
[6 empty] | 8 | 930.282 | -0.32252 | -0.22493 | -0.45254 | 0
[6 empty] | 8 | 944.0456 | -0.33016 | -0.21254 | -0.45731 | 0
[6 empty] | 8 | 943.6459 | -0.33031 | -0.21264 | -0.45706 | 0
[6 empty] | 8 | 933.2192 | -0.32917 | -0.21881 | -0.45202 | 0
[6 empty] | 8 | 932.8089 | -0.32944 | -0.21896 | -0.4516 | 0
[6 empty] | 8 | 2192.4091 | -0.61081 | -0.074669 | -0.31452 | 0
[6 empty] | 8 | 827.6223 | -0.3093 | -0.31661 | -0.37409 | 0
[6 empty] | 8 | 2167.2164 | -0.60768 | -0.077904 | -0.31441 | 0
[6 empty] | 8 | 2165.1179 | -0.60731 | -0.07864 | -0.31405 | 0
[6 empty] | 8 | 2163.6441 | -0.60723 | -0.078389 | -0.31438 | 0
[6 empty] | 8 | 2162.2761 | -0.60705 | -0.078544 | -0.31441 | 0
[6 empty] | 8 | 2155.9122 | -0.60619 | -0.079335 | -0.31447 | 0
[6 empty] | 8 | 1856.884 | -0.54189 | -0.076991 | -0.38112 | 0
[6 empty] | 8 | 2152.7458 | -0.60582 | -0.07963 | -0.31455 | 0
[6 empty] | 8 | 1817.0025 | -0.53429 | -0.082358 | -0.38335 | 0
[6 empty] | 8 | 1792.8942 | -0.531 | -0.085927 | -0.38308 | 0
[6 empty] | 8 | 1686.4188 | -0.51064 | -0.10045 | -0.38891 | 0
[6 empty] | 8 | 834.6319 | -0.31575 | -0.35031 | -0.33394 | 0
[6 empty] | 8 | 816.6818 | -0.31288 | -0.32515 | -0.36196 | 0
[6 empty] | 8 | 1675.2648 | -0.50945 | -0.10216 | -0.38839 | 0
[6 empty] | 8 | 817.1205 | -0.31334 | -0.32161 | -0.36505 | 0
[6 empty] | 8 | 843.9762 | -0.32122 | -0.29198 | -0.3868 | 0
[6 empty] | 8 | 951.1408 | -0.34788 | -0.21042 | -0.44171 | 0
[6 empty] | 8 | 1025.5208 | -0.36948 | -0.19803 | -0.43248 | 0
[6 empty] | 8 | 965.7362 | -0.36312 | -0.20719 | -0.4297 | 0
[6 empty] | 8 | 844.5851 | -0.3307 | -0.34183 | -0.32747 | 0
[6 empty] | 8 | 956.8357 | -0.36401 | -0.20868 | -0.4273 | 0
[6 empty] | 8 | 957.9536 | -0.36442 | -0.20847 | -0.42711 | 0
[6 empty] | 8 | 829.0064 | -0.32972 | -0.34168 | -0.32861 | 0
[6 empty] | 8 | 791.0514 | -0.32255 | -0.34044 | -0.33701 | 0
[6 empty] | 8 | 790.9733 | -0.32262 | -0.34052 | -0.33686 | 0
[6 empty] | 8 | 790.6469 | -0.32286 | -0.33964 | -0.3375 | 0
[6 empty] | 8 | 816.6386 | -0.32918 | -0.34127 | -0.32955 | 0
[6 empty] | 8 | 816.1331 | -0.32906 | -0.34136 | -0.32958 | 0
[6 empty] | 8 | 1600.8458 | -0.51955 | -0.11695 | -0.3635 | 0
[6 empty] | 8 | 919.9489 | -0.35826 | -0.2183 | -0.42343 | 0
[6 empty] | 8 | 919.4818 | -0.35838 | -0.21853 | -0.42309 | 0
[6 empty] | 8 | 919.5751 | -0.35841 | -0.21847 | -0.42311 | 0
[6 empty] | 8 | 791.2833 | -0.32379 | -0.34381 | -0.3324 | 0
[6 empty] | 8 | 789.3245 | -0.3239 | -0.33756 | -0.33854 | 0
[6 empty] | 8 | 790.4599 | -0.32409 | -0.34369 | -0.33222 | 0
[6 empty] | 8 | 790.5229 | -0.32412 | -0.3437 | -0.33219 | 0
[6 empty] | 8 | 789.8809 | -0.32424 | -0.34339 | -0.33236 | 0
[6 empty] | 8 | 800.0907 | -0.32822 | -0.32103 | -0.35075 | 0
[6 empty] | 8 | 797.536 | -0.32896 | -0.32251 | -0.34854 | 0
[6 empty] | 8 | 788.4666 | -0.32635 | -0.34173 | -0.33192 | 0
[6 empty] | 8 | 788.4019 | -0.32634 | -0.34173 | -0.33193 | 0
[6 empty] | 8 | 786.9049 | -0.3261 | -0.34131 | -0.33259 | 0
[6 empty] | 8 | 786.8627 | -0.32613 | -0.34128 | -0.33259 | 0
[6 empty] | 8 | 786.8707 | -0.32634 | -0.34117 | -0.33249 | 0
[6 empty] | 8 | 787.6488 | -0.32657 | -0.34133 | -0.3321 | 0
[6 empty] | 8 | 797.0759 | -0.3298 | -0.32236 | -0.34784 | 0
[6 empty] | 8 | 795.4933 | -0.32947 | -0.32377 | -0.34677 | 0
[6 empty] | 8 | 794.9634 | -0.3294 | -0.3243 | -0.3463 | 0
[6 empty] | 8 | 1535.1166 | -0.51177 | -0.12662 | -0.36161 | 0
[6 empty] | 8 | 1535.898 | -0.51209 | -0.12651 | -0.36141 | 0
[6 empty] | 8 | 788.2198 | -0.32837 | -0.33952 | -0.33211 | 0
[6 empty] | 8 | 788.1866 | -0.32836 | -0.33951 | -0.33213 | 0
[6 empty] | 8 | 787.4645 | -0.32833 | -0.33915 | -0.33252 | 0
[6 empty] | 8 | 1497.6182 | -0.5036 | -0.13138 | -0.36502 | 0
[6 empty] | 8 | 787.5349 | -0.32848 | -0.33895 | -0.33257 | 0
[6 empty] | 8 | 788.8959 | -0.32891 | -0.33905 | -0.33205 | 0
[6 empty] | 8 | 789.555 | -0.32907 | -0.33896 | -0.33196 | 0
[6 empty] | 8 | 1480.6743 | -0.50016 | -0.13374 | -0.3661 | 0
[6 empty] | 8 | 792.9262 | -0.33052 | -0.33773 | -0.33175 | 0
[6 empty] | 8 | 794.6276 | -0.33096 | -0.33742 | -0.33162 | 0
[6 empty] | 8 | 795.385 | -0.3313 | -0.33709 | -0.33161 | 0
[6 empty] | 8 | 796.6194 | -0.33199 | -0.33638 | -0.33163 | 0
[6 empty] | 8 | 794.036 | -0.33145 | -0.3367 | -0.33185 | 0
[6 empty] | 8 | 1404.2156 | -0.4835 | -0.14383 | -0.37268 | 0
[6 empty] | 8 | 789.8176 | -0.33117 | -0.33337 | -0.33546 | 0
[6 empty] | 8 | 789.677 | -0.33115 | -0.33365 | -0.3352 | 0
[6 empty] | 8 | 790.6653 | -0.33184 | -0.33535 | -0.33281 | 0
[6 empty] | 8 | 790.881 | -0.33206 | -0.33509 | -0.33285 | 0
[6 empty] | 8 | 1220.9047 | -0.44245 | -0.17042 | -0.38713 | 0
[6 empty] | 8 | 836.3794 | -0.34482 | -0.32456 | -0.33062 | 0
[6 empty] | 8 | 1293.6264 | -0.4762 | -0.16453 | -0.35927 | 0
[6 empty] | 8 | 1100.2572 | -0.43073 | -0.18895 | -0.38032 | 0
[6 empty] | 8 | 1076.8207 | -0.42656 | -0.19246 | -0.38098 | 0
[6 empty] | 8 | 1076.7657 | -0.42663 | -0.1925 | -0.38087 | 0
[6 empty] | 8 | 1324.2808 | -0.49193 | -0.1642 | -0.34386 | 0
[6 empty] | 8 | 1318.3069 | -0.49106 | -0.16515 | -0.34379 | 0
[6 empty] | 8 | 1319.8172 | -0.49147 | -0.16499 | -0.34354 | 0
[6 empty] | 8 | 1286.9765 | -0.48324 | -0.19842 | -0.31834 | 0
[6 empty] | 8 | 1286.7549 | -0.48322 | -0.19842 | -0.31836 | 0
[6 empty] | 8 | 1261.912 | -0.4784 | -0.20237 | -0.31923 | 0
[6 empty] | 8 | 1259.059 | -0.47799 | -0.20262 | -0.31939 | 0
[6 empty] | 8 | 944.9898 | -0.39808 | -0.2638 | -0.33812 | 0
[6 empty] | 8 | 945.6274 | -0.39826 | -0.26365 | -0.33809 | 0
[6 empty] | 8 | 1243.3057 | -0.47688 | -0.20233 | -0.32079 | 0
[6 empty] | 8 | 1243.6292 | -0.47711 | -0.20204 | -0.32085 | 0
[6 empty] | 8 | 1243.7828 | -0.47716 | -0.20198 | -0.32086 | 0
[6 empty] | 8 | 1243.4182 | -0.47734 | -0.20144 | -0.32122 | 0
[6 empty] | 8 | 1023.2083 | -0.42029 | -0.24431 | -0.3354 | 0
[6 empty] | 8 | 998.4078 | -0.41587 | -0.21343 | -0.37069 | 0
[6 empty] | 8 | 999.2583 | -0.41629 | -0.21331 | -0.3704 | 0
[6 empty] | 8 | 1000.4352 | -0.41662 | -0.21305 | -0.37032 | 0
[6 empty] | 8 | 1189.0408 | -0.46724 | -0.2033 | -0.32947 | 0
[6 empty] | 8 | 1222.6064 | -0.477 | -0.19354 | -0.32945 | 0
[6 empty] | 8 | 1244.5643 | -0.48329 | -0.18734 | -0.32937 | 0
[6 empty] | 8 | 1244.5929 | -0.4833 | -0.18732 | -0.32938 | 0
[6 empty] | 8 | 1244.3922 | -0.48326 | -0.18722 | -0.32952 | 0
[6 empty] | 8 | 5136.9872 | -5.8027e-17 | -1 | 6.0281e-17 | 0
[6 empty] | 8 | 5136.9872 | -6.0844e-17 | -1 | -3.1549e-16 | 0
[6 empty] | 8 | 3109.2219 | -0.041074 | 0.77856 | 0.26251 | 0
[6 empty] | 8 | 3121.7926 | -0.042518 | 0.78055 | 0.26197 | 0
[6 empty] | 8 | 3125.7913 | -0.042831 | 0.78113 | 0.2617 | 0
[6 empty] | 8 | 3128.076 | -0.043119 | 0.78149 | 0.26163 | 0
[6 empty] | 8 | 3186.9249 | -0.050444 | 0.78944 | 0.261 | 0
[6 empty] | 8 | 1395.1338 | -0.041767 | -0.32724 | -0.63099 | 0
[6 empty] | 8 | 1394.2115 | -0.042125 | -0.32765 | -0.63022 | 0
[6 empty] | 8 | 3243.3592 | -0.057194 | 0.79732 | 0.25988 | 0
[6 empty] | 8 | 5136.9872 | -1.2789e-14 | -1 | -1.3014e-14 | 0
[6 empty] | 8 | 1460.8654 | -0.048758 | -0.23965 | -0.7116 | 0
[6 empty] | 8 | 1613.1493 | -5.5972e-17 | -0.24838 | -0.75162 | 0
[6 empty] | 8 | 5136.9872 | -1.4197e-14 | -1 | -1.4479e-14 | 0
[6 empty] | 8 | 2600.1975 | -0.090574 | -0.080231 | -0.82919 | 0
[6 empty] | 8 | 2600.1488 | -0.091786 | -0.079569 | -0.82865 | 0
[6 empty] | 8 | 1835.4552 | -0.0072017 | -0.21163 | -0.78117 | 0
[6 empty] | 8 | 2600.6499 | -0.092408 | -0.079251 | -0.82834 | 0
[6 empty] | 8 | 1950.1326 | -0.0088509 | -0.19657 | -0.79458 | 0
[6 empty] | 8 | 3891.4188 | -0.12183 | 0.89521 | 0.22663 | 0
[6 empty] | 8 | 3938.8457 | -0.12544 | 0.90193 | 0.22351 | 0
[6 empty] | 8 | 10300.2934 | -0.36226 | 0.39544 | 0.96682 | 0
[6 empty] | 8 | 4033.1585 | -0.13375 | 0.9154 | 0.21835 | 0
[6 empty] | 8 | 2937.3412 | -0.1475 | -0.016011 | -0.83649 | 0
[6 empty] | 8 | 2901.7418 | -0.15207 | -0.018235 | -0.8297 | 0
[6 empty] | 8 | 1505.6746 | -0.0010286 | -0.35265 | -0.64632 | 0
[6 empty] | 8 | 1873.971 | -0.0012298 | -0.20965 | -0.78912 | 0
[6 empty] | 8 | 4454.0765 | -0.18533 | 0.97628 | 0.20905 | 0
[6 empty] | 8 | 1805.6029 | -0.0012904 | -0.21888 | -0.77983 | 0
[6 empty] | 8 | 17179.1569 | -0.9491 | -0.95238 | 0.90148 | 0
[6 empty] | 8 | 17208.6211 | -0.95066 | -0.95395 | 0.90461 | 0
[6 empty] | 8 | 3009.4909 | -0.015278 | 0.65278 | 0.3625 | 0
[6 empty] | 8 | 1603.9296 | -0.13805 | -0.18105 | -0.6809 | 0
[6 empty] | 8 | 7532.409 | -0.52328 | -0.6578 | 0.18108 | 0
[6 empty] | 8 | 5136.9872 | -4.7436e-16 | -1 | -2.6535e-16 | 0
[6 empty] | 8 | 1547.6565 | -1.8921e-16 | -0.26902 | -0.73098 | 0
[6 empty] | 8 | 24481.9399 | -2.0807 | 1.1019 | 1.9788 | 0
[6 empty] | 8 | 24085.9234 | -2.0501 | 1.0981 | 1.952 | 0
[6 empty] | 8 | 24135.9787 | -2.0544 | 1.0983 | 1.9561 | 0
[6 empty] | 8 | 24235.441 | -2.063 | 1.1008 | 1.9622 | 0
[6 empty] | 8 | 24186.3072 | -2.0587 | 1.1006 | 1.9581 | 0
[6 empty] | 8 | 1803.0532 | -0.002421 | -0.21852 | -0.77906 | 0
[6 empty] | 9 | 1499.1708 | 0.00022618 | -0.36425 | -0.63598 | 0
[6 empty] | 9 | 3411.934 | -0.69162 | 0.14745 | -0.45583 | 0
[6 empty] | 9 | 746.7934 | -0.32448 | -0.34294 | -0.33258 | 0
[6 empty] | 9 | 753.0888 | -0.33172 | -0.33663 | -0.33165 | 0
[6 empty] | 9 | 749.3007 | -0.33188 | -0.33239 | -0.33573 | 0
[6 empty] | 9 | 1515.3861 | -0.041635 | -0.24 | -0.71837 | 0
[6 empty] | 9 | 1634.922 | -0.136 | -0.18065 | -0.68335 | 0
[6 empty] | 9 | 2536.4754 | 0.2539 | 0.344 | 0.40209 | 0
[6 empty] | 9 | 2021.6207 | 0.32928 | 0.47928 | 0.19143 | 0
[6 empty] | 9 | 1374.0996 | 0.18743 | 0.4937 | 0.31886 | 0
[6 empty] | 9 | 1666.9031 | 0.33331 | 0.33334 | 0.33335 | 0
[6 empty] | 9 | 3496.4591 | 0.14159 | -0.079645 | -1.0619 | 0
[6 empty] | 9 | 3507.7125 | 0.14285 | -0.079035 | -1.0638 | 0
[6 empty] | 9 | 2365.8226 | 0.13371 | -0.43878 | -0.69493 | 0
[6 empty] | 9 | 2109.4499 | 0.13012 | -0.29212 | -0.83799 | 0
[6 empty] | 9 | 7931.0888 | 0.42778 | -0.21429 | 0.78651 | 0
[6 empty] | 9 | 3078.6658 | 0.24747 | -0.47649 | -0.77098 | 0
[6 empty] | 9 | 3034.8299 | 0.015931 | 0.73662 | 0.24745 | 0
[6 empty] | 9 | 1701.1728 | 0.018818 | -0.25229 | -0.76653 | 0
[6 empty] | 9 | 3252.0534 | 0.35699 | -0.39419 | -0.9628 | 0
[6 empty] | 9 | 63709.1034 | 6.5309 | 3.3798 | -10.9107 | 0
[6 empty] | 9 | 7119.3534 | 0.6848 | -0.35246 | 0.66766 | 0
[6 empty] | 9 | 7090.1338 | 0.68175 | -0.34792 | 0.66617 | 0
[6 empty] | 9 | 2237.8363 | -0.26565 | -0.053304 | -0.68104 | 0
[6 empty] | 9 | 23793.9762 | -2.2935 | 3.6307 | -0.33724 | 0
[6 empty] | 9 | 969.2664 | -0.25304 | -0.25304 | -0.49392 | 0
[6 empty] | 9 | 1131.955 | -0.29572 | -0.18424 | -0.52004 | 0
[6 empty] | 9 | 3537.31 | -0.70769 | 0.16488 | -0.45719 | 0
[6 empty] | 9 | 925.812 | -0.30261 | -0.24106 | -0.45633 | 0
[6 empty] | 9 | 929.8853 | -0.33269 | -0.21809 | -0.44923 | 0
[6 empty] | 9 | 956.047 | -0.37006 | -0.20737 | -0.42256 | 0
[6 empty] | 9 | 746.5949 | -0.32462 | -0.34301 | -0.33237 | 0
[6 empty] | 9 | 746.5111 | -0.32469 | -0.34302 | -0.33229 | 0
[6 empty] | 9 | 745.1759 | -0.32888 | -0.33846 | -0.33266 | 0
[6 empty] | 9 | 752.0969 | -0.33107 | -0.33738 | -0.33155 | 0
[6 empty] | 9 | 750.8124 | -0.33077 | -0.33755 | -0.33167 | 0
[6 empty] | 9 | 1045.2064 | -0.41894 | -0.19458 | -0.38648 | 0
[6 empty] | 9 | 1314.6874 | -0.48965 | -0.16651 | -0.34385 | 0
[6 empty] | 9 | 15272.2261 | -0.94807 | -0.95401 | 0.90208 | 0
[6 empty] | 9 | 8038.65 | -0.59288 | 1.4082 | 0.1847 | 0
[6 empty] | 9 | 193383.7302 | 23.1051 | 6.674 | -30.7791 | 0
[6 empty] | 9 | 259888.7178 | 31.0846 | 9.1124 | -41.197 | 0
[6 empty] | 9 | 4047.0182 | 0.42471 | 0.07764 | 0.49765 | 0
[6 empty] | 9 | 4019.1497 | 0.42355 | 0.080636 | 0.49581 | 0
[6 empty] | 9 | 18947.6469 | 2.5155 | -1.4162 | -2.0993 | 0
[6 empty] | 9 | 19150.793 | 2.5433 | -1.4288 | -2.1145 | 0
[6 empty] | 9 | 19155.8023 | 2.5442 | -1.4292 | -2.1151 | 0
[6 empty] | 9 | 19165.6756 | 2.5459 | -1.4299 | -2.1161 | 0
[6 empty] | 9 | 27504.6502 | 3.6181 | 1.0046 | -3.6227 | 0
[6 empty] | 9 | 23988.6782 | 3.1628 | 0.93612 | -3.099 | 0
[6 empty] | 9 | 2489.8851 | 0.25788 | 0.59124 | 0.15088 | 0
[6 empty] | 9 | 3116.2662 | 0.36584 | 0.19654 | 0.43763 | 0
[6 empty] | 9 | 2768.4075 | 0.40463 | 0.53154 | 0.063832 | 0
[6 empty] | 9 | 2738.7215 | 0.40124 | 0.53004 | 0.068724 | 0
[6 empty] | 9 | 2737.4879 | 0.40122 | 0.52983 | 0.068952 | 0
[6 empty] | 9 | 1513.6955 | 0.17254 | 0.49761 | 0.32984 | 0
[6 empty] | 9 | 1487.1995 | 0.18462 | 0.50769 | 0.30769 | 0
[6 empty] | 9 | 1454.86 | 0.19361 | 0.50034 | 0.30605 | 0
[6 empty] | 9 | 2021.0282 | 0.32928 | 0.47914 | 0.19158 | 0
[6 empty] | 9 | 2020.1482 | 0.3292 | 0.47902 | 0.19178 | 0
[6 empty] | 9 | 1395.3448 | 0.18542 | 0.49685 | 0.31773 | 0
[6 empty] | 9 | 1405.394 | 0.18866 | 0.49678 | 0.31455 | 0
[6 empty] | 9 | 1391.2113 | 0.1856 | 0.49418 | 0.32023 | 0
[6 empty] | 9 | 1403.2632 | 0.18974 | 0.49609 | 0.31417 | 0
[6 empty] | 9 | 1386.7479 | 0.18688 | 0.49539 | 0.31773 | 0
[6 empty] | 9 | 1381.7964 | 0.18649 | 0.49433 | 0.31919 | 0
[6 empty] | 9 | 1380.3196 | 0.1869 | 0.49464 | 0.31846 | 0
[6 empty] | 9 | 1378.2485 | 0.18699 | 0.49437 | 0.31865 | 0
[6 empty] | 9 | 1376.0232 | 0.18721 | 0.49402 | 0.31877 | 0
[6 empty] | 9 | 1379.766 | 0.18873 | 0.49364 | 0.31763 | 0
[6 empty] | 9 | 1373.9396 | 0.18746 | 0.49367 | 0.31887 | 0
[6 empty] | 9 | 1373.9076 | 0.18746 | 0.49367 | 0.31887 | 0
[6 empty] | 9 | 1374.9383 | 0.18773 | 0.49367 | 0.31859 | 0
[6 empty] | 9 | 1373.7061 | 0.18753 | 0.49362 | 0.31885 | 0
[6 empty] | 9 | 1392.8328 | 0.19256 | 0.48738 | 0.32005 | 0
[6 empty] | 9 | 1373.8929 | 0.18776 | 0.49338 | 0.31885 | 0
[6 empty] | 9 | 1381.6171 | 0.19162 | 0.48911 | 0.31926 | 0
[6 empty] | 9 | 1692.5512 | 0.28451 | 0.45343 | 0.26206 | 0
[6 empty] | 9 | 1721.7811 | 0.34095 | 0.33043 | 0.32862 | 0
[6 empty] | 9 | 1721.0019 | 0.34103 | 0.33216 | 0.32681 | 0
[6 empty] | 9 | 1697.2232 | 0.33423 | 0.33025 | 0.33552 | 0
[6 empty] | 9 | 1681.674 | 0.33544 | 0.33315 | 0.33141 | 0
[6 empty] | 9 | 1672.1732 | 0.33369 | 0.33264 | 0.33367 | 0
[6 empty] | 9 | 1668.5424 | 0.33342 | 0.33312 | 0.33346 | 0
[6 empty] | 9 | 1668.8608 | 0.33359 | 0.33317 | 0.33325 | 0
[6 empty] | 9 | 1668.9957 | 0.33363 | 0.33339 | 0.33298 | 0
[6 empty] | 9 | 1667.6782 | 0.33336 | 0.33323 | 0.33341 | 0
[6 empty] | 9 | 1666.9072 | 0.33333 | 0.33343 | 0.33324 | 0
[6 empty] | 9 | 1666.7812 | 0.3333 | 0.33335 | 0.33334 | 0
[6 empty] | 9 | 1666.6841 | 0.3333 | 0.33342 | 0.33328 | 0
[6 empty] | 9 | 1666.5543 | 0.33328 | 0.3334 | 0.33333 | 0
[6 empty] | 9 | 1666.5486 | 0.33328 | 0.3334 | 0.33333 | 0
[6 empty] | 9 | 4399.9896 | 8.0526e-13 | -1 | 8.2565e-13 | 0
[6 empty] | 9 | 1675.1583 | 0.041574 | -0.30391 | -0.73767 | 0
[6 empty] | 9 | 4399.9896 | 9.4287e-17 | -1 | -1.6564e-16 | 0
[6 empty] | 9 | 2701.2858 | 0.07023 | -0.14447 | -0.92576 | 0
[6 empty] | 9 | 2705.5147 | 0.070665 | -0.14401 | -0.92666 | 0
[6 empty] | 9 | 3294.1117 | 0.10478 | -0.086526 | -1.0183 | 0
[6 empty] | 9 | 3295.634 | 0.10523 | -0.086565 | -1.0187 | 0
[6 empty] | 9 | 3304.6443 | 0.10712 | -0.086413 | -1.0207 | 0
[6 empty] | 9 | 1613.1172 | 0.00058931 | -0.25227 | -0.74832 | 0
[6 empty] | 9 | 1542.6296 | 6.0296e-17 | -0.27438 | -0.72562 | 0
[6 empty] | 9 | 2390.4597 | 0.092823 | -0.48543 | -0.60739 | 0
[6 empty] | 9 | 3110.8932 | 0.0076131 | 0.74724 | 0.24515 | 0
[6 empty] | 9 | 2576.8874 | 0.06241 | 0.67245 | 0.26514 | 0
[6 empty] | 9 | 2559.0396 | 0.064535 | 0.66989 | 0.26557 | 0
[6 empty] | 9 | 2557.5772 | 0.064487 | 0.66973 | 0.26578 | 0
[6 empty] | 9 | 4588.22 | 0.17917 | 0.031248 | -1.2104 | 0
[6 empty] | 9 | 3487.1278 | 0.14127 | -0.080723 | -1.0605 | 0
[6 empty] | 9 | 3499.6956 | 0.14213 | -0.079714 | -1.0624 | 0
[6 empty] | 9 | 4543.1222 | 0.17982 | 0.025757 | -1.2056 | 0
[6 empty] | 9 | 3535.4705 | 0.14559 | -0.077052 | -1.0685 | 0
[6 empty] | 9 | 1506.7227 | 7.2011e-17 | -0.31266 | -0.68734 | 0
[6 empty] | 9 | 4899.2813 | 0.23337 | 0.043022 | -1.2764 | 0
[6 empty] | 9 | 2089.4103 | 0.12496 | -0.29032 | -0.83464 | 0
[6 empty] | 9 | 2107.0354 | 0.12939 | -0.29164 | -0.83775 | 0
[6 empty] | 9 | 2118.8864 | 0.13331 | -0.29467 | -0.83864 | 0
[6 empty] | 9 | 2467.2548 | 0.15612 | -0.43785 | -0.71827 | 0
[6 empty] | 9 | 4232.3704 | 0.26007 | -0.71014 | -0.54993 | 0
[6 empty] | 9 | 4242.5897 | 0.26668 | -0.70555 | -0.56113 | 0
[6 empty] | 9 | 7969.6775 | 0.42743 | -0.21691 | 0.78947 | 0
[6 empty] | 9 | 7956.5215 | 0.42755 | -0.21656 | 0.78901 | 0
[6 empty] | 9 | 7943.8913 | 0.42766 | -0.21542 | 0.78776 | 0
[6 empty] | 9 | 7924.7898 | 0.42744 | -0.21412 | 0.78668 | 0
[6 empty] | 9 | 2136.6484 | 0.15802 | -0.34224 | -0.81578 | 0
[6 empty] | 9 | 2156.1152 | 0.16261 | -0.343 | -0.81961 | 0
[6 empty] | 9 | 11232.4938 | 0.77647 | 0.53194 | -2.3084 | 0
[6 empty] | 9 | 11478.7976 | 0.79544 | 0.55217 | -2.3476 | 0
[6 empty] | 9 | 11667.1326 | 0.81067 | 0.56747 | -2.3781 | 0
[6 empty] | 9 | 2355.8894 | 0.20841 | -0.3544 | -0.85401 | 0
[6 empty] | 9 | 2359.8101 | 0.20937 | -0.3534 | -0.85597 | 0
[6 empty] | 9 | 2359.8479 | 0.20938 | -0.35355 | -0.85582 | 0
[6 empty] | 9 | 2363.7174 | 0.21034 | -0.3541 | -0.85624 | 0
[6 empty] | 9 | 5168.8688 | 0.42156 | -0.075233 | -1.3463 | 0
[6 empty] | 9 | 1550.9985 | 1.4447e-16 | -0.27027 | -0.72973 | 0
[6 empty] | 9 | 2008.054 | 0.018012 | -0.20663 | -0.81138 | 0
[6 empty] | 9 | 1559.0242 | 0.015747 | -0.37938 | -0.63637 | 0
[6 empty] | 9 | 1561.3493 | 0.016073 | -0.38033 | -0.63574 | 0
[6 empty] | 9 | 2049.5142 | 0.11501 | 0.59478 | 0.29021 | 0
[6 empty] | 9 | 1561.437 | 0.016205 | -0.38021 | -0.63599 | 0
[6 empty] | 9 | 1700.6266 | 0.018697 | -0.25228 | -0.76642 | 0
[6 empty] | 9 | 10111.0465 | 0.0077987 | 0.019161 | 0.97304 | 0
[6 empty] | 9 | 1813.5815 | 0.020259 | -0.4347 | -0.58556 | 0
[6 empty] | 9 | 1821.5715 | 0.020476 | -0.43634 | -0.58414 | 0
[6 empty] | 9 | 3253.7925 | 0.35716 | -0.39437 | -0.96279 | 0
[6 empty] | 9 | 3258.1842 | 0.35802 | -0.39443 | -0.9636 | 0
[6 empty] | 9 | 3260.7882 | 0.35828 | -0.39428 | -0.964 | 0
[6 empty] | 9 | 10105.9303 | 0.0082163 | 0.019152 | 0.97263 | 0
[6 empty] | 9 | 1827.2758 | 0.021543 | -0.43648 | -0.58506 | 0
[6 empty] | 9 | 6985.2908 | 0.61713 | 0.9501 | -0.56723 | 0
[6 empty] | 9 | 5811.5819 | 0.53582 | -0.1436 | 0.60778 | 0
[6 empty] | 9 | 5798.6077 | 0.53514 | -0.14207 | 0.60693 | 0
[6 empty] | 9 | 60628.7084 | 6.2262 | 3.1777 | -10.4039 | 0
[6 empty] | 9 | 69061.9124 | 7.092 | 3.6931 | -11.7851 | 0
[6 empty] | 9 | 7104.4983 | 0.68327 | -0.35019 | 0.66691 | 0
[6 empty] | 9 | 5340.3111 | 0.65953 | -0.48438 | -1.1752 | 0
[6 empty] | 9 | 14297.9993 | -1.2457 | 2.3108 | -0.065047 | 0
[6 empty] | 9 | 22207.7401 | -2.0389 | 1.0931 | 1.9458 | 0
[6 empty] | 9 | 22389.6708 | -2.0583 | 1.0983 | 1.96 | 0
[6 empty] | 9 | 22407.6898 | -2.0603 | 1.0992 | 1.9612 | 0
[6 empty] | 9 | 15543.3607 | -1.3874 | 2.4848 | -0.09735 | 0
[6 empty] | 9 | 15734.7688 | -1.4084 | 2.5116 | -0.10316 | 0
[6 empty] | 9 | 15828.0331 | -1.4186 | 2.5245 | -0.1059 | 0
[6 empty] | 9 | 15973.2615 | -1.4346 | 2.5447 | -0.11008 | 0
[6 empty] | 9 | 2146.0455 | -0.26319 | -0.064992 | -0.67182 | 0
[6 empty] | 9 | 20129.4492 | -1.8945 | 3.1202 | -0.22573 | 0
[6 empty] | 9 | 41305.9333 | -4.2579 | 2.0735 | 3.1845 | 0
[6 empty] | 9 | 41606.1843 | -4.2926 | 2.0885 | 3.2041 | 0
[6 empty] | 9 | 1200.5262 | -0.19797 | -0.20697 | -0.59506 | 0
[6 empty] | 9 | 1085.8971 | -0.19178 | -0.28186 | -0.52636 | 0
[6 empty] | 9 | 1105.32 | -0.21105 | -0.21298 | -0.57598 | 0
[6 empty] | 9 | 1101.6555 | -0.21272 | -0.21272 | -0.57457 | 0
[6 empty] | 9 | 20769.9901 | -2.7757 | 0.81365 | 0.96207 | 0
[6 empty] | 9 | 20484.4868 | -2.7427 | 0.79901 | 0.94365 | 0
[6 empty] | 9 | 20481.1245 | -2.7424 | 0.79889 | 0.9435 | 0
[6 empty] | 9 | 1068.7059 | -0.26061 | -0.19648 | -0.54291 | 0
[6 empty] | 9 | 1068.6975 | -0.26061 | -0.19648 | -0.54291 | 0
[6 empty] | 9 | 1075.1307 | -0.2629 | -0.19532 | -0.54178 | 0
[6 empty] | 9 | 968.4722 | -0.25325 | -0.25337 | -0.49338 | 0
[6 empty] | 9 | 1357.6863 | -0.31764 | -0.15185 | -0.53051 | 0
[6 empty] | 9 | 1226.0377 | -0.30633 | -0.16973 | -0.52393 | 0
[6 empty] | 9 | 1226.1421 | -0.30638 | -0.16971 | -0.52391 | 0
[6 empty] | 9 | 1225.3259 | -0.30645 | -0.16982 | -0.52373 | 0
[6 empty] | 9 | 3590.5765 | -0.7136 | 0.1724 | -0.45881 | 0
[6 empty] | 9 | 1400.673 | -0.34388 | -0.14294 | -0.51317 | 0
[6 empty] | 9 | 1399.0265 | -0.34365 | -0.14313 | -0.51321 | 0
[6 empty] | 9 | 3464.3991 | -0.69951 | 0.15479 | -0.45528 | 0
[6 empty] | 9 | 3411.94 | -0.69167 | 0.14745 | -0.45578 | 0
[6 empty] | 9 | 1640.3938 | -0.40923 | -0.32769 | -0.26308 | 0
[6 empty] | 9 | 1229.8047 | -0.33727 | -0.16744 | -0.49529 | 0
[6 empty] | 9 | 1219.4834 | -0.33821 | -0.16891 | -0.49288 | 0
[6 empty] | 9 | 1109.9505 | -0.32594 | -0.1858 | -0.48826 | 0
[6 empty] | 9 | 969.5583 | -0.31684 | -0.20861 | -0.47455 | 0
[6 empty] | 9 | 942.7883 | -0.33005 | -0.21326 | -0.45669 | 0
[6 empty] | 9 | 942.0427 | -0.33036 | -0.21343 | -0.45621 | 0
[6 empty] | 9 | 928.8553 | -0.33308 | -0.21844 | -0.44848 | 0
[6 empty] | 9 | 1842.6753 | -0.53924 | -0.080429 | -0.38033 | 0
[6 empty] | 9 | 1821.0657 | -0.53492 | -0.082638 | -0.38245 | 0
[6 empty] | 9 | 1833.021 | -0.53819 | -0.081797 | -0.38001 | 0
[6 empty] | 9 | 1814.0517 | -0.53453 | -0.083721 | -0.38175 | 0
[6 empty] | 9 | 1711.0477 | -0.51405 | -0.097378 | -0.38857 | 0
[6 empty] | 9 | 790.0365 | -0.31579 | -0.34899 | -0.33522 | 0
[6 empty] | 9 | 1663.9209 | -0.50719 | -0.10419 | -0.38862 | 0
[6 empty] | 9 | 770.3429 | -0.31766 | -0.32596 | -0.35638 | 0
[6 empty] | 9 | 767.0248 | -0.31849 | -0.32794 | -0.35358 | 0
[6 empty] | 9 | 767.2614 | -0.31864 | -0.32715 | -0.35421 | 0
[6 empty] | 9 | 1022.6069 | -0.37927 | -0.19691 | -0.42382 | 0
[6 empty] | 9 | 797.6725 | -0.33243 | -0.33999 | -0.32758 | 0
[6 empty] | 9 | 751.7982 | -0.3216 | -0.33962 | -0.33877 | 0
[6 empty] | 9 | 751.2634 | -0.32266 | -0.33696 | -0.34038 | 0
[6 empty] | 9 | 751.2445 | -0.3227 | -0.33689 | -0.34042 | 0
[6 empty] | 9 | 750.8829 | -0.32289 | -0.34328 | -0.33382 | 0
[6 empty] | 9 | 752.7106 | -0.32342 | -0.33266 | -0.34392 | 0
[6 empty] | 9 | 751.2271 | -0.32344 | -0.33465 | -0.34191 | 0
[6 empty] | 9 | 748.629 | -0.32339 | -0.34154 | -0.33507 | 0
[6 empty] | 9 | 771.3715 | -0.32952 | -0.34097 | -0.32952 | 0
[6 empty] | 9 | 767.6807 | -0.32956 | -0.34057 | -0.32986 | 0
[6 empty] | 9 | 963.003 | -0.37307 | -0.20608 | -0.42085 | 0
[6 empty] | 9 | 1536.9663 | -0.51023 | -0.12772 | -0.36205 | 0
[6 empty] | 9 | 763.0663 | -0.33004 | -0.3396 | -0.33037 | 0
[6 empty] | 9 | 772.6628 | -0.3328 | -0.33725 | -0.32995 | 0
[6 empty] | 9 | 956.0333 | -0.37276 | -0.2072 | -0.42004 | 0
[6 empty] | 9 | 957.0052 | -0.37315 | -0.20702 | -0.41982 | 0
[6 empty] | 9 | 744.6941 | -0.3269 | -0.34094 | -0.33216 | 0
[6 empty] | 9 | 744.7615 | -0.32696 | -0.3409 | -0.33214 | 0
[6 empty] | 9 | 744.6152 | -0.32705 | -0.34068 | -0.33227 | 0
[6 empty] | 9 | 744.9428 | -0.32718 | -0.34071 | -0.33212 | 0
[6 empty] | 9 | 1516.4323 | -0.50802 | -0.13078 | -0.3612 | 0
[6 empty] | 9 | 752.9761 | -0.32875 | -0.32803 | -0.34321 | 0
[6 empty] | 9 | 1502.718 | -0.50503 | -0.13195 | -0.36303 | 0
[6 empty] | 9 | 1499.6057 | -0.50459 | -0.13244 | -0.36297 | 0
[6 empty] | 9 | 914.2223 | -0.36443 | -0.21823 | -0.41735 | 0
[6 empty] | 9 | 752.9675 | -0.32922 | -0.32768 | -0.34311 | 0
[6 empty] | 9 | 754.7121 | -0.33043 | -0.32579 | -0.34378 | 0
[6 empty] | 9 | 752.8281 | -0.33009 | -0.32716 | -0.34275 | 0
[6 empty] | 9 | 746.2858 | -0.32912 | -0.33881 | -0.33207 | 0
[6 empty] | 9 | 746.0639 | -0.32915 | -0.33863 | -0.33222 | 0
[6 empty] | 9 | 745.8289 | -0.32911 | -0.33854 | -0.33235 | 0
[6 empty] | 9 | 1393.1671 | -0.48133 | -0.14614 | -0.37253 | 0
[6 empty] | 9 | 750.1966 | -0.33057 | -0.3377 | -0.33173 | 0
[6 empty] | 9 | 747.3749 | -0.3299 | -0.33768 | -0.33242 | 0
[6 empty] | 9 | 752.2111 | -0.33111 | -0.33734 | -0.33155 | 0
[6 empty] | 9 | 750.7512 | -0.33078 | -0.33753 | -0.33169 | 0
[6 empty] | 9 | 913.0803 | -0.36623 | -0.2184 | -0.41537 | 0
[6 empty] | 9 | 913.0221 | -0.36626 | -0.21842 | -0.41531 | 0
[6 empty] | 9 | 754.0059 | -0.3319 | -0.33654 | -0.33155 | 0
[6 empty] | 9 | 752.4618 | -0.33155 | -0.33675 | -0.3317 | 0
[6 empty] | 9 | 752.8144 | -0.33165 | -0.33668 | -0.33168 | 0
[6 empty] | 9 | 754.62 | -0.33211 | -0.33634 | -0.33154 | 0
[6 empty] | 9 | 751.9678 | -0.33202 | -0.33547 | -0.33251 | 0
[6 empty] | 9 | 757.6274 | -0.33356 | -0.33433 | -0.33211 | 0
[6 empty] | 9 | 751.4894 | -0.33209 | -0.33507 | -0.33284 | 0
[6 empty] | 9 | 747.8693 | -0.3312 | -0.33297 | -0.33583 | 0
[6 empty] | 9 | 752.3826 | -0.33267 | -0.33404 | -0.33328 | 0
[6 empty] | 9 | 1158.7097 | -0.43025 | -0.1771 | -0.39265 | 0
[6 empty] | 9 | 862.7486 | -0.36408 | -0.30764 | -0.32828 | 0
[6 empty] | 9 | 1381.0365 | -0.49839 | -0.19242 | -0.30919 | 0
[6 empty] | 9 | 1300.4584 | -0.4798 | -0.16308 | -0.35712 | 0
[6 empty] | 9 | 1306.5414 | -0.48688 | -0.20013 | -0.31299 | 0
[6 empty] | 9 | 1326.105 | -0.49191 | -0.19531 | -0.31278 | 0
[6 empty] | 9 | 1323.4898 | -0.4916 | -0.19544 | -0.31296 | 0
[6 empty] | 9 | 1039.5579 | -0.41822 | -0.19545 | -0.38633 | 0
[6 empty] | 9 | 1044.2723 | -0.41954 | -0.19492 | -0.38555 | 0
[6 empty] | 9 | 1039.6094 | -0.41838 | -0.19548 | -0.38613 | 0
[6 empty] | 9 | 1315.2328 | -0.48966 | -0.16635 | -0.34399 | 0
[6 empty] | 9 | 1294.8475 | -0.48585 | -0.20026 | -0.31389 | 0
[6 empty] | 9 | 1314.3641 | -0.48971 | -0.16672 | -0.34357 | 0
[6 empty] | 9 | 950.1191 | -0.39944 | -0.26201 | -0.33855 | 0
[6 empty] | 9 | 1283.5071 | -0.4846 | -0.20069 | -0.31471 | 0
[6 empty] | 9 | 1265.6827 | -0.48336 | -0.20034 | -0.31631 | 0
[6 empty] | 9 | 1265.9314 | -0.48344 | -0.20024 | -0.31631 | 0
[6 empty] | 9 | 1264.8365 | -0.48332 | -0.2001 | -0.31658 | 0
[6 empty] | 9 | 1258.6834 | -0.48352 | -0.18315 | -0.33333 | 0
[6 empty] | 9 | 963.0194 | -0.40738 | -0.21714 | -0.37548 | 0
[6 empty] | 9 | 967.9055 | -0.4088 | -0.21457 | -0.37663 | 0
[6 empty] | 9 | 966.9342 | -0.40855 | -0.21479 | -0.37666 | 0
[6 empty] | 9 | 966.0359 | -0.40836 | -0.21541 | -0.37623 | 0
[6 empty] | 9 | 1238.7145 | -0.48131 | -0.18956 | -0.32913 | 0
[6 empty] | 9 | 1238.6104 | -0.48128 | -0.18907 | -0.32965 | 0
[6 empty] | 9 | 1238.4479 | -0.48127 | -0.1895 | -0.32923 | 0
[6 empty] | 9 | 1183.4603 | -0.46736 | -0.204 | -0.32864 | 0
[6 empty] | 9 | 1188.9889 | -0.4688 | -0.20304 | -0.32815 | 0
[6 empty] | 9 | 1189.6852 | -0.46899 | -0.20291 | -0.3281 | 0
[6 empty] | 9 | 1816.3408 | -0.0029093 | -0.2201 | -0.77699 | 0
[6 empty] | 9 | 1868.0177 | -0.0040401 | -0.21271 | -0.78325 | 0
[6 empty] | 9 | 3282.2738 | -0.045493 | 0.66784 | 0.37766 | 0
[6 empty] | 9 | 1506.7227 | -3.8727e-17 | -0.31266 | -0.68734 | 0
[6 empty] | 9 | 3308.3663 | -0.048485 | 0.67172 | 0.37676 | 0
[6 empty] | 9 | 1850.7739 | -0.0048318 | -0.21453 | -0.78064 | 0
[6 empty] | 9 | 3343.8627 | -0.076561 | -0.003214 | -0.92022 | 0
[6 empty] | 9 | 1387.7816 | -0.042217 | -0.33393 | -0.62385 | 0
[6 empty] | 9 | 1387.0117 | -0.042577 | -0.33389 | -0.62353 | 0
[6 empty] | 9 | 4399.9896 | -1.1314e-16 | -1 | -1.0958e-16 | 0
[6 empty] | 9 | 1988.1312 | -0.0057869 | -0.19655 | -0.79766 | 0
[6 empty] | 9 | 3250.2506 | -0.084822 | -0.010511 | -0.90467 | 0
[6 empty] | 9 | 1458.0661 | -0.048034 | -0.2444 | -0.70757 | 0
[6 empty] | 9 | 1456.2653 | -0.048951 | -0.2441 | -0.70695 | 0
[6 empty] | 9 | 1550.9985 | -5.8811e-17 | -0.27027 | -0.72973 | 0
[6 empty] | 9 | 4399.9896 | -1.4321e-16 | -1 | -2.4719e-16 | 0
[6 empty] | 9 | 1534.0168 | -0.0059195 | -0.26876 | -0.72532 | 0
[6 empty] | 9 | 4399.9896 | -1.4423e-17 | -1 | -5.2495e-17 | 0
[6 empty] | 9 | 1542.6296 | -6.0084e-17 | -0.27438 | -0.72562 | 0
[6 empty] | 9 | 2528.6071 | -0.094366 | -0.089915 | -0.81572 | 0
[6 empty] | 9 | 2532.6063 | -0.099053 | -0.087487 | -0.81346 | 0
[6 empty] | 9 | 4399.9896 | -1.8144e-16 | -1 | -3.2058e-16 | 0
[6 empty] | 9 | 4399.9896 | -1.8195e-16 | -1 | 1.4984e-17 | 0
[6 empty] | 9 | 2342.3023 | -0.10372 | -0.10843 | -0.78785 | 0
[6 empty] | 9 | 4399.9896 | -1.9469e-14 | -1 | -1.9673e-14 | 0
[6 empty] | 9 | 1498.3626 | -9.1679e-18 | -0.36364 | -0.63636 | 0
[6 empty] | 9 | 4383.5185 | -0.17225 | 0.83897 | 0.33328 | 0
[6 empty] | 9 | 1822.7577 | -0.0013353 | -0.22015 | -0.77851 | 0
[6 empty] | 9 | 15272.5468 | -0.94807 | -0.95401 | 0.90208 | 0
[6 empty] | 9 | 15272.7682 | -0.94807 | -0.95401 | 0.90208 | 0
[6 empty] | 9 | 15343.3987 | -0.95231 | -0.95529 | 0.9076 | 0
[6 empty] | 9 | 14272.0378 | -0.89861 | -0.91944 | 0.81806 | 0
[6 empty] | 9 | 4399.9896 | -3.5574e-16 | -1 | -6.014e-16 | 0
[6 empty] | 9 | 6663.0151 | -0.52273 | -0.65775 | 0.18048 | 0
[6 empty] | 9 | 1609.9595 | -1.7561e-17 | -0.25237 | -0.74763 | 0
[6 empty] | 9 | 1820.4481 | -0.0020337 | -0.2201 | -0.77787 | 0
[6 empty] | 9 | 10171.6729 | -0.0086195 | 0.030399 | 0.97822 | 0
[6 empty] | 9 | 7951.8405 | -0.58305 | 1.3965 | 0.18655 | 0
[6 empty] | 9 | 8097.6507 | -0.59999 | 1.4166 | 0.18344 | 0
[6 empty] | 9 | 8355.0919 | -0.62988 | 1.4507 | 0.17918 | 0
[6 empty] | 9 | 2667.1296 | -0.2761 | 0.00037389 | -0.72427 | 0
[6 empty] | 9 | 2645.1975 | -0.27527 | -0.00245 | -0.72228 | 0
[6 empty] | 10 | 1644.5591 | 0.21109 | 0.51386 | 0.27505 | 0
[6 empty] | 10 | 2300.4594 | 0.17619 | -0.37272 | -0.80346 | 0
[6 empty] | 10 | 7275.8572 | 0.69036 | -0.36766 | 0.6773 | 0
[6 empty] | 10 | 6946.7249 | -0.46596 | 1.26 | 0.20593 | 0
[6 empty] | 10 | 3131.105 | 0.43406 | 0.55308 | 0.012859 | 0
[6 empty] | 10 | 1402.1353 | 0.18574 | 0.49686 | 0.31741 | 0
[6 empty] | 10 | 2068.2583 | 0.3292 | 0.47889 | 0.19191 | 0
[6 empty] | 10 | 2063.7554 | 0.32884 | 0.47836 | 0.1928 | 0
[6 empty] | 10 | 1363.4963 | 0.19002 | 0.49094 | 0.31904 | 0
[6 empty] | 10 | 1669.6403 | 0.33351 | 0.33297 | 0.33352 | 0
[6 empty] | 10 | 1537.2314 | 0.010142 | -0.37998 | -0.63016 | 0
[6 empty] | 10 | 1782.9789 | 0.011941 | -0.43499 | -0.57696 | 0
[6 empty] | 10 | 2118.4098 | 0.14567 | -0.33913 | -0.80654 | 0
[6 empty] | 10 | 8122.2181 | 0.4293 | -0.22612 | 0.79681 | 0
[6 empty] | 10 | 62307.0426 | 6.2861 | 3.296 | -10.5821 | 0
[6 empty] | 10 | 5876.1411 | 0.53699 | -0.15006 | 0.61307 | 0
[6 empty] | 10 | 6805.1854 | 0.66441 | -0.30582 | 0.64141 | 0
[6 empty] | 10 | 1561.9263 | -0.40353 | -0.32326 | -0.27321 | 0
[6 empty] | 10 | 939.1344 | -0.32756 | -0.21699 | -0.45545 | 0
[6 empty] | 10 | 863.0532 | -0.31083 | -0.31895 | -0.37022 | 0
[6 empty] | 10 | 1013.7406 | -0.36602 | -0.20284 | -0.43114 | 0
[6 empty] | 10 | 845.0911 | -0.32339 | -0.3444 | -0.3322 | 0
[6 empty] | 10 | 1447.0387 | -0.49776 | -0.15782 | -0.34441 | 0
[6 empty] | 10 | 1252.7564 | -0.47528 | -0.20389 | -0.32083 | 0
[6 empty] | 10 | 1237.6691 | -0.4725 | -0.20658 | -0.32092 | 0
[6 empty] | 10 | 1173.7107 | -0.46211 | -0.20823 | -0.32966 | 0
[6 empty] | 10 | 1534.4895 | -2.5364e-16 | -0.28306 | -0.71694 | 0
[6 empty] | 10 | 1902.0054 | -0.0031165 | -0.21043 | -0.78646 | 0
[6 empty] | 10 | 1489.8724 | -0.047792 | -0.24283 | -0.70938 | 0
[6 empty] | 10 | 15987.2044 | -0.96546 | -0.97174 | 0.93721 | 0
[6 empty] | 10 | 11819.468 | -0.97286 | 1.9663 | 0.0065783 | 0
[6 empty] | 10 | 12590.8317 | -1.0456 | 2.0724 | -0.026795 | 0
[6 empty] | 10 | 2638.3596 | -0.27691 | -0.0044626 | -0.71862 | 0
[6 empty] | 10 | 6593.6143 | 0.79361 | -0.55208 | -1.2415 | 0
[6 empty] | 10 | 7392.1434 | 0.91111 | -0.60442 | -1.3067 | 0
[6 empty] | 10 | 4074.6993 | 0.42444 | 0.075221 | 0.50034 | 0
[6 empty] | 10 | 4074.0997 | 0.42497 | 0.07483 | 0.5002 | 0
[6 empty] | 10 | 9315.2235 | 1.1975 | -0.7536 | -1.4439 | 0
[6 empty] | 10 | 2478.8322 | 0.25166 | 0.34313 | 0.40522 | 0
[6 empty] | 10 | 2475.2086 | 0.25172 | 0.34334 | 0.40493 | 0
[6 empty] | 10 | 16952.4688 | 2.3322 | -1.3531 | -1.9791 | 0
[6 empty] | 10 | 17002.2659 | 2.3419 | -1.3551 | -1.9868 | 0
[6 empty] | 10 | 17029.0707 | 2.3467 | -1.3554 | -1.9913 | 0
[6 empty] | 10 | 17126.4416 | 2.361 | -1.361 | -2 | 0
[6 empty] | 10 | 17338.8114 | 2.3912 | -1.3717 | -2.0196 | 0
[6 empty] | 10 | 3166.2556 | 0.36555 | 0.19293 | 0.44153 | 0
[6 empty] | 10 | 3167.0054 | 0.36638 | 0.19213 | 0.44149 | 0
[6 empty] | 10 | 3844.0045 | 0.51249 | 0.58283 | -0.095318 | 0
[6 empty] | 10 | 1641.811 | 0.18347 | 0.52501 | 0.29153 | 0
[6 empty] | 10 | 3127.2229 | 0.43367 | 0.55284 | 0.013495 | 0
[6 empty] | 10 | 3104.146 | 0.43132 | 0.55141 | 0.017272 | 0
[6 empty] | 10 | 2873.4725 | 0.45493 | 0.21246 | 0.33261 | 0
[6 empty] | 10 | 2824.933 | 0.44989 | 0.21715 | 0.33297 | 0
[6 empty] | 10 | 2711.5584 | 0.43173 | 0.22373 | 0.34454 | 0
[6 empty] | 10 | 1402.8037 | 0.1891 | 0.49577 | 0.31513 | 0
[6 empty] | 10 | 1421.9148 | 0.19436 | 0.49573 | 0.30991 | 0
[6 empty] | 10 | 2064.1845 | 0.32888 | 0.4784 | 0.19272 | 0
[6 empty] | 10 | 1387.1863 | 0.18721 | 0.49464 | 0.31815 | 0
[6 empty] | 10 | 2064.0507 | 0.32913 | 0.47775 | 0.19313 | 0
[6 empty] | 10 | 1389.1456 | 0.19079 | 0.48787 | 0.32134 | 0
[6 empty] | 10 | 1364.2991 | 0.18964 | 0.49119 | 0.31917 | 0
[6 empty] | 10 | 1376.4628 | 0.19237 | 0.49098 | 0.31665 | 0
[6 empty] | 10 | 1363.8289 | 0.18969 | 0.49112 | 0.3192 | 0
[6 empty] | 10 | 1363.6357 | 0.1897 | 0.49103 | 0.31926 | 0
[6 empty] | 10 | 1363.4907 | 0.18973 | 0.49106 | 0.31921 | 0
[6 empty] | 10 | 1363.2727 | 0.18978 | 0.49091 | 0.31932 | 0
[6 empty] | 10 | 1362.8618 | 0.18982 | 0.4909 | 0.31928 | 0
[6 empty] | 10 | 1365.3206 | 0.1904 | 0.49091 | 0.31869 | 0
[6 empty] | 10 | 1362.4732 | 0.18987 | 0.49088 | 0.31924 | 0
[6 empty] | 10 | 1362.4708 | 0.18987 | 0.49088 | 0.31924 | 0
[6 empty] | 10 | 1948.1813 | 0.31793 | 0.46606 | 0.21602 | 0
[6 empty] | 10 | 1362.5297 | 0.19002 | 0.49074 | 0.31924 | 0
[6 empty] | 10 | 1363.1223 | 0.19019 | 0.49069 | 0.31912 | 0
[6 empty] | 10 | 1370.8795 | 0.19248 | 0.48968 | 0.31784 | 0
[6 empty] | 10 | 1704.7751 | 0.28505 | 0.45321 | 0.26174 | 0
[6 empty] | 10 | 1699.8074 | 0.28439 | 0.45293 | 0.26268 | 0
[6 empty] | 10 | 1845.4888 | 0.35103 | 0.31514 | 0.33384 | 0
[6 empty] | 10 | 1811.2596 | 0.35282 | 0.33038 | 0.3168 | 0
[6 empty] | 10 | 1666.6836 | 0.33154 | 0.33729 | 0.33117 | 0
[6 empty] | 10 | 1671.2997 | 0.33363 | 0.33275 | 0.33362 | 0
[6 empty] | 10 | 1670.3122 | 0.33341 | 0.33299 | 0.3336 | 0
[6 empty] | 10 | 1670.2591 | 0.33347 | 0.33295 | 0.33358 | 0
[6 empty] | 10 | 1670.0373 | 0.33343 | 0.333 | 0.33357 | 0
[6 empty] | 10 | 1670.0225 | 0.3335 | 0.33295 | 0.33356 | 0
[6 empty] | 10 | 1667.4897 | 0.33332 | 0.33363 | 0.33304 | 0
[6 empty] | 10 | 1667.2803 | 0.3333 | 0.33362 | 0.33308 | 0
[6 empty] | 10 | 1666.6669 | 0.33324 | 0.33354 | 0.33322 | 0
[6 empty] | 10 | 1667.0002 | 0.33333 | 0.33333 | 0.33333 | 0
[6 empty] | 10 | 1666.5109 | 0.33324 | 0.33346 | 0.3333 | 0
[6 empty] | 10 | 4400.0082 | 5.1493e-16 | -1 | 6.7037e-16 | 0
[6 empty] | 10 | 4400.0082 | 5.7322e-16 | -1 | 6.7037e-16 | 0
[6 empty] | 10 | 1551.1066 | 2.5372e-17 | -0.27409 | -0.72591 | 0
[6 empty] | 10 | 2881.3391 | 0.033511 | 0.71406 | 0.25243 | 0
[6 empty] | 10 | 4400.0082 | 7.3838e-16 | -1 | -6.5094e-16 | 0
[6 empty] | 10 | 2011.6684 | 0.0038991 | -0.19976 | -0.80414 | 0
[6 empty] | 10 | 4400.0082 | 1.3067e-16 | -1 | 1.1562e-16 | 0
[6 empty] | 10 | 3304.9033 | 0.10643 | -0.088432 | -1.018 | 0
[6 empty] | 10 | 1498.0826 | 5.4674e-05 | -0.36922 | -0.63083 | 0
[6 empty] | 10 | 3332.1387 | 0.11041 | -0.087144 | -1.0233 | 0
[6 empty] | 10 | 3345.2477 | 0.12416 | -0.092423 | -1.0317 | 0
[6 empty] | 10 | 3462.3529 | 0.13381 | -0.082656 | -1.0511 | 0
[6 empty] | 10 | 3469.0629 | 0.13446 | -0.081986 | -1.0525 | 0
[6 empty] | 10 | 2478.8389 | 0.10039 | -0.50074 | -0.59965 | 0
[6 empty] | 10 | 3480.5345 | 0.13568 | -0.081409 | -1.0543 | 0
[6 empty] | 10 | 3503.0759 | 0.1373 | -0.079404 | -1.0579 | 0
[6 empty] | 10 | 4671.8831 | 0.18951 | 0.033137 | -1.2226 | 0
[6 empty] | 10 | 4642.2623 | 0.19006 | 0.029494 | -1.2196 | 0
[6 empty] | 10 | 2476.2316 | 0.074442 | 0.65717 | 0.26839 | 0
[6 empty] | 10 | 2471.0701 | 0.075088 | 0.6564 | 0.26852 | 0
[6 empty] | 10 | 2471.6258 | 0.075111 | 0.65648 | 0.26841 | 0
[6 empty] | 10 | 1498.0049 | 7.6899e-17 | -0.36925 | -0.63075 | 0
[6 empty] | 10 | 1614.8404 | 8.3419e-05 | -0.25379 | -0.7463 | 0
[6 empty] | 10 | 1614.3975 | 8.6165e-17 | -0.2538 | -0.7462 | 0
[6 empty] | 10 | 2057.5499 | 0.010487 | -0.19734 | -0.81315 | 0
[6 empty] | 10 | 4906.3933 | 0.22811 | 0.042925 | -1.271 | 0
[6 empty] | 10 | 5177.0199 | 0.25111 | 0.063811 | -1.3149 | 0
[6 empty] | 10 | 1534.4895 | 8.775e-18 | -0.28306 | -0.71694 | 0
[6 empty] | 10 | 2059.9399 | 0.11818 | -0.29276 | -0.82542 | 0
[6 empty] | 10 | 2059.9189 | 0.11818 | -0.29281 | -0.82538 | 0
[6 empty] | 10 | 2059.7823 | 0.11818 | -0.29285 | -0.82533 | 0
[6 empty] | 10 | 2060.514 | 0.11903 | -0.29439 | -0.82465 | 0
[6 empty] | 10 | 1535.3621 | 0.009352 | -0.37991 | -0.62944 | 0
[6 empty] | 10 | 1535.6531 | 0.0095177 | -0.37991 | -0.62961 | 0
[6 empty] | 10 | 1980.4806 | 0.011829 | -0.20826 | -0.80357 | 0
[6 empty] | 10 | 1537.3253 | 0.010225 | -0.37991 | -0.63031 | 0
[6 empty] | 10 | 1536.9489 | 0.010243 | -0.37964 | -0.63061 | 0
[6 empty] | 10 | 2049.3651 | 0.13408 | -0.33795 | -0.79613 | 0
[6 empty] | 10 | 2049.388 | 0.13408 | -0.33791 | -0.79616 | 0
[6 empty] | 10 | 2050.6994 | 0.13442 | -0.33784 | -0.79658 | 0
[6 empty] | 10 | 3941.3572 | 0.23483 | -0.68613 | -0.5487 | 0
[6 empty] | 10 | 1996.2197 | 0.012993 | -0.20687 | -0.80612 | 0
[6 empty] | 10 | 1669.4411 | 0.011285 | -0.25352 | -0.75777 | 0
[6 empty] | 10 | 1781.9551 | 0.011982 | -0.43474 | -0.57724 | 0
[6 empty] | 10 | 2131.2312 | 0.14781 | -0.3403 | -0.80752 | 0
[6 empty] | 10 | 8114.8586 | 0.4289 | -0.22511 | 0.79621 | 0
[6 empty] | 10 | 8122.7744 | 0.42934 | -0.22613 | 0.7968 | 0
[6 empty] | 10 | 8113.1391 | 0.42879 | -0.22506 | 0.79626 | 0
[6 empty] | 10 | 2160.6779 | 0.15207 | -0.34146 | -0.81061 | 0
[6 empty] | 10 | 1674.4226 | 0.012392 | -0.25362 | -0.75877 | 0
[6 empty] | 10 | 1503.2492 | 1.1644e-16 | -0.37285 | -0.62715 | 0
[6 empty] | 10 | 9838.7656 | 0.0054105 | 0.019836 | 0.97475 | 0
[6 empty] | 10 | 10070.9668 | 0.66577 | 0.44162 | -2.1074 | 0
[6 empty] | 10 | 2324.8837 | 0.18019 | -0.37849 | -0.80169 | 0
[6 empty] | 10 | 10790.2327 | 0.72356 | 0.49827 | -2.2218 | 0
[6 empty] | 10 | 10838.0022 | 0.72787 | 0.50161 | -2.2295 | 0
[6 empty] | 10 | 2329.3053 | 0.18109 | -0.37877 | -0.80231 | 0
[6 empty] | 10 | 2393.117 | 0.18593 | -0.35224 | -0.8337 | 0
[6 empty] | 10 | 2340.404 | 0.18273 | -0.37957 | -0.80316 | 0
[6 empty] | 10 | 2510.1181 | 0.20274 | -0.35697 | -0.84578 | 0
[6 empty] | 10 | 5046.7848 | 0.40064 | -0.082951 | -1.3177 | 0
[6 empty] | 10 | 4400.0082 | 3.313e-17 | -1 | 5.3921e-17 | 0
[6 empty] | 10 | 2005.0267 | 0.12111 | 0.58732 | 0.29156 | 0
[6 empty] | 10 | 9810.2212 | 0.0070196 | 0.020427 | 0.97255 | 0
[6 empty] | 10 | 4400.0082 | 4.0611e-14 | -1 | 4.1388e-14 | 0
[6 empty] | 10 | 4400.0082 | 4.4206e-17 | -1 | -7.3353e-17 | 0
[6 empty] | 10 | 52880.8485 | 5.3179 | 2.7427 | -9.0605 | 0
[6 empty] | 10 | 54075.5082 | 5.4431 | 2.8101 | -9.2531 | 0
[6 empty] | 10 | 5881.688 | 0.53815 | -0.15137 | 0.61322 | 0
[6 empty] | 10 | 5901.2592 | 0.54011 | -0.15423 | 0.61412 | 0
[6 empty] | 10 | 7270.6233 | 0.68986 | -0.36739 | 0.67754 | 0
[6 empty] | 10 | 7270.7894 | 0.68986 | -0.36739 | 0.67754 | 0
[6 empty] | 10 | 5512.6124 | 0.63449 | -0.48042 | -1.1541 | 0
[6 empty] | 10 | 40025.4353 | 4.2973 | 1.2932 | -6.5905 | 0
[6 empty] | 10 | 5617.1066 | 0.64836 | -0.4823 | -1.1661 | 0
[6 empty] | 10 | 1599.6453 | 0.021065 | -0.30017 | -0.72089 | 0
[6 empty] | 10 | 9740.9174 | 0.0092086 | 0.023598 | 0.96719 | 0
[6 empty] | 10 | 2136.2387 | -0.26498 | -0.066853 | -0.66816 | 0
[6 empty] | 10 | 2131.7646 | -0.26497 | -0.067465 | -0.66756 | 0
[6 empty] | 10 | 22885.0996 | -2.8884 | 0.86881 | 1.0196 | 0
[6 empty] | 10 | 1078.5932 | -0.19568 | -0.27988 | -0.52443 | 0
[6 empty] | 10 | 1307.3004 | -0.22996 | -0.43409 | -0.33595 | 0
[6 empty] | 10 | 1468.6981 | -0.26245 | -0.14825 | -0.5893 | 0
[6 empty] | 10 | 1464.2226 | -0.26249 | -0.14877 | -0.58874 | 0
[6 empty] | 10 | 1095.2468 | -0.21467 | -0.21467 | -0.57067 | 0
[6 empty] | 10 | 1095.102 | -0.21492 | -0.21456 | -0.57051 | 0
[6 empty] | 10 | 1063.3411 | -0.26161 | -0.19855 | -0.53984 | 0
[6 empty] | 10 | 1063.1675 | -0.26173 | -0.19856 | -0.53971 | 0
[6 empty] | 10 | 1062.9597 | -0.26185 | -0.19858 | -0.53957 | 0
[6 empty] | 10 | 3729.4836 | -0.71824 | 0.1792 | -0.46096 | 0
[6 empty] | 10 | 1095.7156 | -0.2706 | -0.40404 | -0.32536 | 0
[6 empty] | 10 | 1095.2242 | -0.27064 | -0.40395 | -0.32541 | 0
[6 empty] | 10 | 968.4272 | -0.2533 | -0.2533 | -0.49341 | 0
[6 empty] | 10 | 968.0272 | -0.25351 | -0.25336 | -0.49314 | 0
[6 empty] | 10 | 1222.028 | -0.30483 | -0.17286 | -0.52231 | 0
[6 empty] | 10 | 1218.7776 | -0.30428 | -0.17334 | -0.52238 | 0
[6 empty] | 10 | 1217.0153 | -0.30496 | -0.17356 | -0.52148 | 0
[6 empty] | 10 | 1353.2157 | -0.33182 | -0.15341 | -0.51478 | 0
[6 empty] | 10 | 1353.8503 | -0.33273 | -0.15324 | -0.51403 | 0
[6 empty] | 10 | 1122.5505 | -0.2945 | -0.18811 | -0.51739 | 0
[6 empty] | 10 | 1217.8219 | -0.3266 | -0.17275 | -0.50065 | 0
[6 empty] | 10 | 1220.0408 | -0.32863 | -0.17237 | -0.499 | 0
[6 empty] | 10 | 1583.5173 | -0.40221 | -0.32657 | -0.27122 | 0
[6 empty] | 10 | 1106.695 | -0.31444 | -0.18986 | -0.49569 | 0
[6 empty] | 10 | 1554.6682 | -0.40328 | -0.32289 | -0.27383 | 0
[6 empty] | 10 | 1465.4418 | -0.39354 | -0.32558 | -0.28088 | 0
[6 empty] | 10 | 1459.1904 | -0.39287 | -0.32574 | -0.28138 | 0
[6 empty] | 10 | 1416.9559 | -0.38803 | -0.32725 | -0.28472 | 0
[6 empty] | 10 | 923.6942 | -0.30398 | -0.2412 | -0.45482 | 0
[6 empty] | 10 | 963.743 | -0.31617 | -0.21208 | -0.47175 | 0
[6 empty] | 10 | 889.5324 | -0.30169 | -0.3465 | -0.35182 | 0
[6 empty] | 10 | 924.4839 | -0.31445 | -0.23353 | -0.45202 | 0
[6 empty] | 10 | 866.6789 | -0.30887 | -0.3218 | -0.36932 | 0
[6 empty] | 10 | 939.3146 | -0.3273 | -0.21696 | -0.45574 | 0
[6 empty] | 10 | 865.3176 | -0.30949 | -0.3177 | -0.37281 | 0
[6 empty] | 10 | 927.9118 | -0.32961 | -0.22124 | -0.44915 | 0
[6 empty] | 10 | 1754.9669 | -0.52368 | -0.099861 | -0.37645 | 0
[6 empty] | 10 | 1754.2657 | -0.52371 | -0.10001 | -0.37628 | 0
[6 empty] | 10 | 850.0987 | -0.31921 | -0.34076 | -0.34004 | 0
[6 empty] | 10 | 849.5925 | -0.31932 | -0.33922 | -0.34146 | 0
[6 empty] | 10 | 923.4262 | -0.33893 | -0.2214 | -0.43967 | 0
[6 empty] | 10 | 845.6457 | -0.32126 | -0.33107 | -0.34767 | 0
[6 empty] | 10 | 845.4783 | -0.32141 | -0.33248 | -0.34612 | 0
[6 empty] | 10 | 845.6334 | -0.32141 | -0.33478 | -0.34382 | 0
[6 empty] | 10 | 845.3439 | -0.32308 | -0.34417 | -0.33276 | 0
[6 empty] | 10 | 845.2054 | -0.32318 | -0.34421 | -0.33261 | 0
[6 empty] | 10 | 845.1099 | -0.32339 | -0.34441 | -0.3322 | 0
[6 empty] | 10 | 844.9797 | -0.32357 | -0.34431 | -0.33212 | 0
[6 empty] | 10 | 843.5267 | -0.32574 | -0.34227 | -0.33199 | 0
[6 empty] | 10 | 843.3624 | -0.32598 | -0.34201 | -0.332 | 0
[6 empty] | 10 | 842.379 | -0.32782 | -0.32322 | -0.34896 | 0
[6 empty] | 10 | 841.9065 | -0.32872 | -0.32254 | -0.34874 | 0
[6 empty] | 10 | 841.7538 | -0.32899 | -0.32255 | -0.34846 | 0
[6 empty] | 10 | 845.6847 | -0.33025 | -0.31706 | -0.35269 | 0
[6 empty] | 10 | 841.8083 | -0.32911 | -0.3388 | -0.3321 | 0
[6 empty] | 10 | 847.4683 | -0.33113 | -0.33735 | -0.33152 | 0
[6 empty] | 10 | 860.104 | -0.33512 | -0.29754 | -0.36734 | 0
[6 empty] | 10 | 844.4804 | -0.33102 | -0.33717 | -0.33181 | 0
[6 empty] | 10 | 952.0194 | -0.35964 | -0.21233 | -0.42803 | 0
[6 empty] | 10 | 951.9606 | -0.35963 | -0.21234 | -0.42802 | 0
[6 empty] | 10 | 844.2895 | -0.33114 | -0.337 | -0.33185 | 0
[6 empty] | 10 | 951.5264 | -0.35985 | -0.21243 | -0.42772 | 0
[6 empty] | 10 | 951.4344 | -0.35983 | -0.21245 | -0.42772 | 0
[6 empty] | 10 | 839.4917 | -0.33166 | -0.33549 | -0.33285 | 0
[6 empty] | 10 | 839.5787 | -0.33185 | -0.33541 | -0.33274 | 0
[6 empty] | 10 | 839.325 | -0.33199 | -0.33515 | -0.33287 | 0
[6 empty] | 10 | 839.3657 | -0.33202 | -0.33515 | -0.33283 | 0
[6 empty] | 10 | 916.5108 | -0.35429 | -0.22145 | -0.42426 | 0
[6 empty] | 10 | 916.645 | -0.35438 | -0.22138 | -0.42424 | 0
[6 empty] | 10 | 916.8765 | -0.35456 | -0.22132 | -0.42412 | 0
[6 empty] | 10 | 917.0177 | -0.35469 | -0.22132 | -0.42399 | 0
[6 empty] | 10 | 1466.0871 | -0.49603 | -0.14473 | -0.35924 | 0
[6 empty] | 10 | 1457.364 | -0.49522 | -0.14606 | -0.35872 | 0
[6 empty] | 10 | 1450.1376 | -0.49447 | -0.14719 | -0.35834 | 0
[6 empty] | 10 | 1243.286 | -0.44494 | -0.17164 | -0.38342 | 0
[6 empty] | 10 | 1393.228 | -0.49153 | -0.16153 | -0.34694 | 0
[6 empty] | 10 | 1285.6665 | -0.4743 | -0.17163 | -0.35407 | 0
[6 empty] | 10 | 1307.4311 | -0.4816 | -0.19858 | -0.31983 | 0
[6 empty] | 10 | 1116.5556 | -0.43246 | -0.19118 | -0.37635 | 0
[6 empty] | 10 | 1295.1497 | -0.48019 | -0.17429 | -0.34553 | 0
[6 empty] | 10 | 1293.3434 | -0.47996 | -0.17455 | -0.34549 | 0
[6 empty] | 10 | 1293.4149 | -0.47999 | -0.17455 | -0.34546 | 0
[6 empty] | 10 | 1100.1475 | -0.43105 | -0.19379 | -0.37517 | 0
[6 empty] | 10 | 1098.0884 | -0.43055 | -0.19403 | -0.37543 | 0
[6 empty] | 10 | 1098.0966 | -0.43056 | -0.19403 | -0.37542 | 0
[6 empty] | 10 | 1271.8866 | -0.47749 | -0.20281 | -0.3197 | 0
[6 empty] | 10 | 1251.8419 | -0.47517 | -0.20393 | -0.3209 | 0
[6 empty] | 10 | 1239.2358 | -0.47221 | -0.20715 | -0.32064 | 0
[6 empty] | 10 | 1239.8571 | -0.4726 | -0.20672 | -0.32068 | 0
[6 empty] | 10 | 1164.9818 | -0.45243 | -0.22353 | -0.32404 | 0
[6 empty] | 10 | 1134.8374 | -0.44497 | -0.22944 | -0.32559 | 0
[6 empty] | 10 | 1134.8644 | -0.44503 | -0.22936 | -0.32561 | 0
[6 empty] | 10 | 1221.3017 | -0.47099 | -0.20647 | -0.32254 | 0
[6 empty] | 10 | 1221.2642 | -0.47098 | -0.20648 | -0.32254 | 0
[6 empty] | 10 | 1214.4204 | -0.46917 | -0.20797 | -0.32285 | 0
[6 empty] | 10 | 1219.9017 | -0.47069 | -0.20669 | -0.32262 | 0
[6 empty] | 10 | 1207.1668 | -0.47001 | -0.20037 | -0.32962 | 0
[6 empty] | 10 | 1204.5654 | -0.46971 | -0.19973 | -0.33056 | 0
[6 empty] | 10 | 1204.3626 | -0.46966 | -0.19976 | -0.33058 | 0
[6 empty] | 10 | 954.5065 | -0.40036 | -0.26211 | -0.33753 | 0
[6 empty] | 10 | 946.4014 | -0.39826 | -0.26371 | -0.33804 | 0
[6 empty] | 10 | 946.4682 | -0.39829 | -0.26365 | -0.33805 | 0
[6 empty] | 10 | 946.7014 | -0.39837 | -0.26335 | -0.33828 | 0
[6 empty] | 10 | 1174.4719 | -0.46234 | -0.20786 | -0.3298 | 0
[6 empty] | 10 | 1022.4525 | -0.4217 | -0.21532 | -0.36298 | 0
[6 empty] | 10 | 1016.2036 | -0.42002 | -0.21581 | -0.36418 | 0
[6 empty] | 10 | 1016.1106 | -0.41999 | -0.21583 | -0.36418 | 0
[6 empty] | 10 | 1982.9346 | -0.0025481 | -0.2001 | -0.79735 | 0
[6 empty] | 10 | 3131.2225 | -0.027315 | 0.65129 | 0.37602 | 0
[6 empty] | 10 | 3145.8013 | -0.029038 | 0.65336 | 0.37568 | 0
[6 empty] | 10 | 3150.833 | -0.029354 | 0.65224 | 0.37711 | 0
[6 empty] | 10 | 4400.0082 | -6.5094e-17 | -1 | 5.0035e-17 | 0
[6 empty] | 10 | 4400.0082 | -7.9182e-16 | -1 | -6.5094e-16 | 0
[6 empty] | 10 | 2000.5363 | -0.0044757 | -0.19688 | -0.79864 | 0
[6 empty] | 10 | 3373.3187 | -0.075014 | -0.0030698 | -0.92192 | 0
[6 empty] | 10 | 3263.5685 | -0.085016 | -0.01141 | -0.90357 | 0
[6 empty] | 10 | 1377.7049 | -0.046589 | -0.334 | -0.61941 | 0
[6 empty] | 10 | 1377.3253 | -0.046761 | -0.33369 | -0.61955 | 0
[6 empty] | 10 | 1497.8869 | -5.2064e-17 | -0.36911 | -0.63089 | 0
[6 empty] | 10 | 1444.1302 | -0.053279 | -0.24619 | -0.70053 | 0
[6 empty] | 10 | 1443.7644 | -0.053457 | -0.24614 | -0.7004 | 0
[6 empty] | 10 | 4400.0082 | -1.433e-14 | -1 | -1.5594e-14 | 0
[6 empty] | 10 | 1859.5292 | -0.00071958 | -0.2173 | -0.78198 | 0
[6 empty] | 10 | 2518.8102 | -0.097653 | -0.091717 | -0.81063 | 0
[6 empty] | 10 | 2522.0504 | -0.10066 | -0.089969 | -0.80937 | 0
[6 empty] | 10 | 1512.7229 | -8.6338e-17 | -0.30627 | -0.69373 | 0
[6 empty] | 10 | 1857.7903 | -0.0011057 | -0.21735 | -0.78155 | 0
[6 empty] | 10 | 4400.0082 | -2.4095e-16 | -1 | 1.1902e-16 | 0
[6 empty] | 10 | 1519.8427 | -0.010925 | -0.27136 | -0.71771 | 0
[6 empty] | 10 | 16038.2561 | -0.96693 | -0.97323 | 0.94016 | 0
[6 empty] | 10 | 16012.6435 | -0.96698 | -0.9717 | 0.93868 | 0
[6 empty] | 10 | 4400.0082 | -3.0118e-15 | -1 | -3.4782e-15 | 0
[6 empty] | 10 | 15468.5642 | -0.94529 | -0.94833 | 0.89362 | 0
[6 empty] | 10 | 1551.1066 | -1.3098e-16 | -0.27409 | -0.72591 | 0
[6 empty] | 10 | 1512.7229 | -1.2961e-17 | -0.30627 | -0.69373 | 0
[6 empty] | 10 | 1638.2963 | -0.13718 | -0.18085 | -0.68197 | 0
[6 empty] | 10 | 1634.7412 | -0.13793 | -0.1809 | -0.68117 | 0
[6 empty] | 10 | 6948.2276 | -0.52739 | -0.65871 | 0.1861 | 0
[6 empty] | 10 | 6922.7417 | -0.46304 | 1.256 | 0.20702 | 0
[6 empty] | 10 | 6933.2153 | -0.46438 | 1.2583 | 0.20612 | 0
[6 empty] | 10 | 6933.7538 | -0.46443 | 1.2583 | 0.20614 | 0
[6 empty] | 10 | 6941.8965 | -0.4656 | 1.2592 | 0.20639 | 0
[6 empty] | 10 | 10964.0548 | -0.87715 | 1.8467 | 0.030458 | 0
[6 empty] | 10 | 1943.306 | -0.0022051 | -0.20551 | -0.79228 | 0
[6 empty] | 10 | 11656.2479 | -0.9549 | 1.9436 | 0.011265 | 0
[6 empty] | 10 | 11692.3477 | -0.95898 | 1.9488 | 0.010223 | 0
[6 empty] | 10 | 11725.1894 | -0.96279 | 1.9534 | 0.0093737 | 0
[6 empty] | 10 | 2744.7399 | -0.2803 | 0.0089047 | -0.72861 | 0
[6 empty] | 10 | 20932.4966 | -1.8438 | 1.0343 | 1.8095 | 0
[6 empty] | 10 | 21750.8962 | -1.9287 | 1.0574 | 1.8713 | 0
[6 empty] | 10 | 21750.8378 | -1.9287 | 1.0574 | 1.8713 | 0
[6 empty] | 10 | 21750.7107 | -1.9287 | 1.0574 | 1.8713 | 0
[6 empty] | 11 | 8607.4147 | 0.4335 | -0.24158 | 0.80808 | 0
[6 empty] | 11 | 13603.2042 | 2.3377 | -1.351 | -1.9867 | 0
[6 empty] | 11 | 2676.4058 | 0.39508 | 0.52544 | 0.079487 | 0
[6 empty] | 11 | 1400.3165 | 0.18759 | 0.49041 | 0.322 | 0
[6 empty] | 11 | 1366.76 | 0.18929 | 0.49156 | 0.31915 | 0
[6 empty] | 11 | 1364.1851 | 0.18964 | 0.49115 | 0.31922 | 0
[6 empty] | 11 | 1362.8034 | 0.18983 | 0.49091 | 0.31926 | 0
[6 empty] | 11 | 1363.151 | 0.19004 | 0.49086 | 0.3191 | 0
[6 empty] | 11 | 1363.8175 | 0.19024 | 0.49081 | 0.31895 | 0
[6 empty] | 11 | 1365.2006 | 0.19066 | 0.49069 | 0.31865 | 0
[6 empty] | 11 | 1508.095 | 3.0933e-17 | -0.3112 | -0.6888 | 0
[6 empty] | 11 | 4400.0051 | 8.4055e-17 | -1 | 8.601e-17 | 0
[6 empty] | 11 | 1985.1241 | 0.012511 | -0.20751 | -0.805 | 0
[6 empty] | 11 | 2034.3402 | 0.13374 | -0.36227 | -0.77147 | 0
[6 empty] | 11 | 2293.3906 | 0.19256 | -0.35235 | -0.84021 | 0
[6 empty] | 11 | 3187.8767 | 0.38747 | -0.47143 | -0.91604 | 0
[6 empty] | 11 | 3199.2496 | 0.39009 | -0.47288 | -0.91721 | 0
[6 empty] | 11 | 3222.9243 | 0.39449 | -0.4749 | -0.91959 | 0
[6 empty] | 11 | 1359.5908 | -0.33448 | -0.15145 | -0.51407 | 0
[6 empty] | 11 | 1224.003 | -0.33255 | -0.17092 | -0.49653 | 0
[6 empty] | 11 | 1098.306 | -0.31888 | -0.19027 | -0.49085 | 0
[6 empty] | 11 | 921.8485 | -0.30416 | -0.24203 | -0.45381 | 0
[6 empty] | 11 | 965.055 | -0.31654 | -0.21114 | -0.47231 | 0
[6 empty] | 11 | 839.227 | -0.33187 | -0.33512 | -0.33301 | 0
[6 empty] | 11 | 839.2274 | -0.33191 | -0.33523 | -0.33287 | 0
[6 empty] | 11 | 1480.4949 | -0.49931 | -0.14095 | -0.35974 | 0
[6 empty] | 11 | 3133.7362 | -0.02755 | 0.65147 | 0.37608 | 0
[6 empty] | 11 | 3739.9599 | -0.091888 | 0.85771 | 0.23418 | 0
[6 empty] | 11 | 4400.0051 | -4.8772e-16 | -1 | -9.2363e-16 | 0
[6 empty] | 11 | 4070.1926 | 0.42451 | 0.074007 | 0.50148 | 0
[6 empty] | 11 | 4068.0357 | 0.42434 | 0.074361 | 0.5013 | 0
[6 empty] | 11 | 4055.9957 | 0.42334 | 0.076086 | 0.50057 | 0
[6 empty] | 11 | 4045.8066 | 0.42265 | 0.07745 | 0.4999 | 0
[6 empty] | 11 | 2523.6045 | 0.25139 | 0.34363 | 0.40498 | 0
[6 empty] | 11 | 2524.8811 | 0.25222 | 0.34276 | 0.40502 | 0
[6 empty] | 11 | 2531.887 | 0.25322 | 0.34133 | 0.40545 | 0
[6 empty] | 11 | 3158.0391 | 0.3658 | 0.19231 | 0.44189 | 0
[6 empty] | 11 | 13550.7679 | 2.3292 | -1.346 | -1.9832 | 0
[6 empty] | 11 | 13574.9363 | 2.3338 | -1.3484 | -1.9854 | 0
[6 empty] | 11 | 13596.6508 | 2.3377 | -1.3505 | -1.9873 | 0
[6 empty] | 11 | 1668.4662 | 0.18321 | 0.52815 | 0.28864 | 0
[6 empty] | 11 | 2668.2569 | 0.3946 | 0.5246 | 0.0808 | 0
[6 empty] | 11 | 2666.7735 | 0.39866 | 0.51991 | 0.081432 | 0
[6 empty] | 11 | 1496.0421 | 0.17417 | 0.51147 | 0.31436 | 0
[6 empty] | 11 | 2469.0224 | 0.37803 | 0.50862 | 0.11335 | 0
[6 empty] | 11 | 2468.8335 | 0.37803 | 0.50863 | 0.11334 | 0
[6 empty] | 11 | 2441.0538 | 0.37549 | 0.5065 | 0.11801 | 0
[6 empty] | 11 | 2549.9034 | 0.40687 | 0.48288 | 0.11025 | 0
[6 empty] | 11 | 2461.2627 | 0.39597 | 0.48022 | 0.12381 | 0
[6 empty] | 11 | 1411.927 | 0.18687 | 0.49029 | 0.32284 | 0
[6 empty] | 11 | 1396.7389 | 0.18579 | 0.49619 | 0.31802 | 0
[6 empty] | 11 | 1404.1171 | 0.18994 | 0.49557 | 0.31448 | 0
[6 empty] | 11 | 1399.564 | 0.18951 | 0.49524 | 0.31526 | 0
[6 empty] | 11 | 1387.3487 | 0.18672 | 0.4948 | 0.31848 | 0
[6 empty] | 11 | 1466.4989 | 0.20679 | 0.49316 | 0.30005 | 0
[6 empty] | 11 | 1399.3594 | 0.19247 | 0.49398 | 0.31355 | 0
[6 empty] | 11 | 1396.585 | 0.1924 | 0.49369 | 0.31391 | 0
[6 empty] | 11 | 1390.2813 | 0.19071 | 0.48795 | 0.32134 | 0
[6 empty] | 11 | 1366.9982 | 0.18982 | 0.49058 | 0.3196 | 0
[6 empty] | 11 | 1862.6608 | 0.31788 | 0.46592 | 0.21619 | 0
[6 empty] | 11 | 1362.8558 | 0.18983 | 0.49089 | 0.31928 | 0
[6 empty] | 11 | 1362.6842 | 0.18985 | 0.49089 | 0.31927 | 0
[6 empty] | 11 | 1362.5804 | 0.18988 | 0.49086 | 0.31926 | 0
[6 empty] | 11 | 1793.2373 | 0.32813 | 0.43539 | 0.23649 | 0
[6 empty] | 11 | 1793.3226 | 0.32817 | 0.43535 | 0.23649 | 0
[6 empty] | 11 | 1793.8635 | 0.32847 | 0.43495 | 0.23658 | 0
[6 empty] | 11 | 1674.9562 | 0.33351 | 0.33255 | 0.33394 | 0
[6 empty] | 11 | 1671.9469 | 0.33353 | 0.33276 | 0.3337 | 0
[6 empty] | 11 | 1670.2706 | 0.33351 | 0.33292 | 0.33357 | 0
[6 empty] | 11 | 1668.9681 | 0.33348 | 0.33304 | 0.33348 | 0
[6 empty] | 11 | 1667.3486 | 0.33339 | 0.33325 | 0.33336 | 0
[6 empty] | 11 | 1667.3133 | 0.33339 | 0.33326 | 0.33335 | 0
[6 empty] | 11 | 1667.87 | 0.33359 | 0.33328 | 0.33313 | 0
[6 empty] | 11 | 1667.3798 | 0.33346 | 0.33328 | 0.33326 | 0
[6 empty] | 11 | 1667.003 | 0.33333 | 0.33333 | 0.33333 | 0
[6 empty] | 11 | 1498.1846 | 2.4054e-17 | -0.36951 | -0.63049 | 0
[6 empty] | 11 | 4400.0051 | 5.9621e-17 | -1 | -1.9303e-17 | 0
[6 empty] | 11 | 1649.6702 | 0.035138 | -0.3045 | -0.73063 | 0
[6 empty] | 11 | 1508.095 | 4.4973e-17 | -0.3112 | -0.6888 | 0
[6 empty] | 11 | 1988.3571 | 0.0057808 | -0.20328 | -0.8025 | 0
[6 empty] | 11 | 3342.653 | 0.11255 | -0.086118 | -1.0264 | 0
[6 empty] | 11 | 3354.1192 | 0.11421 | -0.085547 | -1.0287 | 0
[6 empty] | 11 | 1944.0534 | 0.0076107 | -0.21016 | -0.79745 | 0
[6 empty] | 11 | 3448.3617 | 0.13107 | -0.082247 | -1.0488 | 0
[6 empty] | 11 | 3449.5711 | 0.13156 | -0.082282 | -1.0493 | 0
[6 empty] | 11 | 3441.826 | 0.13269 | -0.083919 | -1.0488 | 0
[6 empty] | 11 | 3465.4669 | 0.13438 | -0.08178 | -1.0526 | 0
[6 empty] | 11 | 3470.5701 | 0.13501 | -0.081449 | -1.0536 | 0
[6 empty] | 11 | 2365.3018 | 0.057446 | 0.63215 | 0.31041 | 0
[6 empty] | 11 | 2363.9254 | 0.057595 | 0.63191 | 0.31049 | 0
[6 empty] | 11 | 1614.9377 | 7.207e-17 | -0.25325 | -0.74675 | 0
[6 empty] | 11 | 1615.3222 | 7.3013e-05 | -0.25324 | -0.74684 | 0
[6 empty] | 11 | 4669.0279 | 0.19004 | 0.033414 | -1.2235 | 0
[6 empty] | 11 | 2059.5278 | 0.009327 | -0.19603 | -0.81329 | 0
[6 empty] | 11 | 4612.9051 | 0.1916 | 0.026267 | -1.2179 | 0
[6 empty] | 11 | 4400.0051 | 1.6713e-14 | -1 | 1.6909e-14 | 0
[6 empty] | 11 | 4773.0768 | 0.21597 | 0.033897 | -1.2499 | 0
[6 empty] | 11 | 1531.6716 | 0.0081996 | -0.37918 | -0.62902 | 0
[6 empty] | 11 | 2496.371 | 0.075756 | 0.65909 | 0.26515 | 0
[6 empty] | 11 | 2050.2843 | 0.11548 | -0.29183 | -0.82365 | 0
[6 empty] | 11 | 2060.1461 | 0.11806 | -0.29267 | -0.8254 | 0
[6 empty] | 11 | 2063.7567 | 0.11915 | -0.29359 | -0.82556 | 0
[6 empty] | 11 | 2812.2388 | 0.14849 | -0.56753 | -0.58096 | 0
[6 empty] | 11 | 2067.5396 | 0.12055 | -0.29472 | -0.82583 | 0
[6 empty] | 11 | 1536.4412 | 0.0097773 | -0.37994 | -0.62984 | 0
[6 empty] | 11 | 6189.5815 | 0.33428 | 0.14423 | -1.4785 | 0
[6 empty] | 11 | 1537.6094 | 0.010296 | -0.37992 | -0.63038 | 0
[6 empty] | 11 | 1537.7915 | 0.010319 | -0.38 | -0.63032 | 0
[6 empty] | 11 | 2043.7145 | 0.13609 | -0.36196 | -0.77413 | 0
[6 empty] | 11 | 2044.4269 | 0.13614 | -0.36165 | -0.77448 | 0
[6 empty] | 11 | 1538.4453 | 0.010457 | -0.38009 | -0.63037 | 0
[6 empty] | 11 | 8776.0695 | 0.03827 | 0.11327 | 0.84846 | 0
[6 empty] | 11 | 1783.6141 | 0.012186 | -0.43499 | -0.57719 | 0
[6 empty] | 11 | 1673.0314 | 0.01192 | -0.25298 | -0.75894 | 0
[6 empty] | 11 | 1782.121 | 0.012278 | -0.43461 | -0.57767 | 0
[6 empty] | 11 | 1674.7972 | 0.012315 | -0.25302 | -0.7593 | 0
[6 empty] | 11 | 3621.8563 | 0.23404 | -0.68555 | -0.54849 | 0
[6 empty] | 11 | 2127.8541 | 0.15626 | -0.3447 | -0.81157 | 0
[6 empty] | 11 | 2127.9793 | 0.15627 | -0.34458 | -0.81169 | 0
[6 empty] | 11 | 2129.659 | 0.15669 | -0.34462 | -0.81207 | 0
[6 empty] | 11 | 8437.8968 | 0.42786 | -0.22589 | 0.79802 | 0
[6 empty] | 11 | 8436.8948 | 0.42869 | -0.22589 | 0.7972 | 0
[6 empty] | 11 | 8757.1335 | 0.043302 | 0.10987 | 0.84683 | 0
[6 empty] | 11 | 10703.086 | 0.71651 | 0.49292 | -2.2094 | 0
[6 empty] | 11 | 11069.3032 | 0.74533 | 0.52225 | -2.2676 | 0
[6 empty] | 11 | 11208.712 | 0.75564 | 0.53386 | -2.2895 | 0
[6 empty] | 11 | 2297.5895 | 0.19354 | -0.35282 | -0.84072 | 0
[6 empty] | 11 | 5017.801 | 0.39745 | -0.084714 | -1.3127 | 0
[6 empty] | 11 | 4400.0051 | 3.2791e-15 | -1 | 3.9096e-15 | 0
[6 empty] | 11 | 8956.3633 | 0.67171 | 1.1496 | -0.8213 | 0
[6 empty] | 11 | 4400.0051 | 3.89e-16 | -1 | -1.9108e-17 | 0
[6 empty] | 11 | 49742.0745 | 4.9985 | 2.5522 | -8.5507 | 0
[6 empty] | 11 | 50372.8036 | 5.0613 | 2.5902 | -8.6515 | 0
[6 empty] | 11 | 3339.4502 | 0.26102 | 0.27803 | 0.46095 | 0
[6 empty] | 11 | 78356.2575 | 7.9431 | 4.2302 | -13.1733 | 0
[6 empty] | 11 | 3175.6201 | 0.38476 | -0.46981 | -0.91495 | 0
[6 empty] | 11 | 3198.9789 | 0.39006 | -0.47284 | -0.91722 | 0
[6 empty] | 11 | 374455.9123 | 38.6842 | 22.3246 | -60.0088 | 0
[6 empty] | 11 | 1552.8143 | 2.0335e-16 | -0.27329 | -0.72671 | 0
[6 empty] | 11 | 5865.1486 | 0.53586 | -0.15051 | 0.61465 | 0
[6 empty] | 11 | 5864.9772 | 0.53584 | -0.1505 | 0.61466 | 0
[6 empty] | 11 | 5865.8312 | 0.53655 | -0.15112 | 0.61458 | 0
[6 empty] | 11 | 7249.7251 | 0.68741 | -0.36667 | 0.67926 | 0
[6 empty] | 11 | 7244.4903 | 0.6869 | -0.36566 | 0.67876 | 0
[6 empty] | 11 | 280405.9726 | 32.6551 | 10.4069 | -44.062 | 0
[6 empty] | 11 | 124050.5367 | 14.5161 | 4.2024 | -19.7186 | 0
[6 empty] | 11 | 1503.7113 | 2.1607e-16 | -0.37316 | -0.62684 | 0
[6 empty] | 11 | 2133.0219 | -0.26541 | -0.066682 | -0.66791 | 0
[6 empty] | 11 | 2128.8997 | -0.26565 | -0.067056 | -0.66729 | 0
[6 empty] | 11 | 2471.2751 | -0.31074 | -0.01165 | -0.67761 | 0
[6 empty] | 11 | 2480.4121 | -0.31183 | -0.010236 | -0.67793 | 0
[6 empty] | 11 | 2440.5079 | -0.30817 | -0.016117 | -0.67572 | 0
[6 empty] | 11 | 1084.6022 | -0.19201 | -0.28265 | -0.52534 | 0
[6 empty] | 11 | 1501.4635 | -0.26315 | -0.14371 | -0.59314 | 0
[6 empty] | 11 | 1096.6143 | -0.21425 | -0.21425 | -0.5715 | 0
[6 empty] | 11 | 1301.9654 | -0.23115 | -0.43408 | -0.33477 | 0
[6 empty] | 11 | 1096.2836 | -0.21483 | -0.21402 | -0.57115 | 0
[6 empty] | 11 | 1466.4956 | -0.26254 | -0.14816 | -0.5893 | 0
[6 empty] | 11 | 1064.4173 | -0.26169 | -0.19794 | -0.54037 | 0
[6 empty] | 11 | 1067.5552 | -0.26237 | -0.19738 | -0.54026 | 0
[6 empty] | 11 | 1064.1189 | -0.26196 | -0.19791 | -0.54013 | 0
[6 empty] | 11 | 1060.4707 | -0.26406 | -0.19834 | -0.53761 | 0
[6 empty] | 11 | 966.2576 | -0.25396 | -0.25396 | -0.49208 | 0
[6 empty] | 11 | 965.3347 | -0.25445 | -0.25409 | -0.49146 | 0
[6 empty] | 11 | 1098.7751 | -0.27005 | -0.40529 | -0.32466 | 0
[6 empty] | 11 | 1091.2603 | -0.27075 | -0.40389 | -0.32536 | 0
[6 empty] | 11 | 1227.589 | -0.30613 | -0.17133 | -0.52254 | 0
[6 empty] | 11 | 1230.7274 | -0.30761 | -0.17079 | -0.5216 | 0
[6 empty] | 11 | 1232.787 | -0.30833 | -0.17045 | -0.52122 | 0
[6 empty] | 11 | 3687.8299 | -0.7167 | 0.1774 | -0.46069 | 0
[6 empty] | 11 | 1359.4066 | -0.33537 | -0.15146 | -0.51317 | 0
[6 empty] | 11 | 1116.764 | -0.29484 | -0.18834 | -0.51682 | 0
[6 empty] | 11 | 960.3495 | -0.26733 | -0.34997 | -0.3827 | 0
[6 empty] | 11 | 1234.0522 | -0.33132 | -0.16946 | -0.49923 | 0
[6 empty] | 11 | 1543.3541 | -0.40268 | -0.32195 | -0.27537 | 0
[6 empty] | 11 | 1419.9914 | -0.38805 | -0.32859 | -0.28336 | 0
[6 empty] | 11 | 1421.1811 | -0.38843 | -0.32826 | -0.28331 | 0
[6 empty] | 11 | 921.9884 | -0.30581 | -0.24081 | -0.45338 | 0
[6 empty] | 11 | 902.931 | -0.30994 | -0.26098 | -0.42908 | 0
[6 empty] | 11 | 939.3771 | -0.3283 | -0.21624 | -0.45547 | 0
[6 empty] | 11 | 937.8477 | -0.33054 | -0.21645 | -0.45301 | 0
[6 empty] | 11 | 925.626 | -0.32795 | -0.22357 | -0.44848 | 0
[6 empty] | 11 | 925.2402 | -0.328 | -0.224 | -0.448 | 0
[6 empty] | 11 | 861.3721 | -0.31152 | -0.31961 | -0.36888 | 0
[6 empty] | 11 | 926.3421 | -0.3309 | -0.22115 | -0.44795 | 0
[6 empty] | 11 | 860.9688 | -0.31191 | -0.32565 | -0.36245 | 0
[6 empty] | 11 | 859.2115 | -0.31272 | -0.32147 | -0.36582 | 0
[6 empty] | 11 | 923.7914 | -0.33652 | -0.22116 | -0.44232 | 0
[6 empty] | 11 | 1830.7602 | -0.53268 | -0.08685 | -0.38047 | 0
[6 empty] | 11 | 1823.8118 | -0.5323 | -0.087938 | -0.37976 | 0
[6 empty] | 11 | 1814.8063 | -0.53118 | -0.089143 | -0.37967 | 0
[6 empty] | 11 | 1810.9665 | -0.53075 | -0.089678 | -0.37958 | 0
[6 empty] | 11 | 1808.6061 | -0.53031 | -0.08994 | -0.37975 | 0
[6 empty] | 11 | 850.0531 | -0.31903 | -0.34007 | -0.3409 | 0
[6 empty] | 11 | 849.6767 | -0.31912 | -0.33907 | -0.34181 | 0
[6 empty] | 11 | 844.564 | -0.32173 | -0.33201 | -0.34626 | 0
[6 empty] | 11 | 844.6166 | -0.32178 | -0.33347 | -0.34476 | 0
[6 empty] | 11 | 844.5601 | -0.32195 | -0.3342 | -0.34385 | 0
[6 empty] | 11 | 846.1262 | -0.32321 | -0.34469 | -0.33211 | 0
[6 empty] | 11 | 845.7391 | -0.32333 | -0.34458 | -0.3321 | 0
[6 empty] | 11 | 844.9626 | -0.32349 | -0.34428 | -0.33223 | 0
[6 empty] | 11 | 844.896 | -0.32355 | -0.3443 | -0.33215 | 0
[6 empty] | 11 | 844.7892 | -0.32361 | -0.34423 | -0.33216 | 0
[6 empty] | 11 | 843.5445 | -0.32418 | -0.33791 | -0.33791 | 0
[6 empty] | 11 | 1018.5778 | -0.37091 | -0.20109 | -0.428 | 0
[6 empty] | 11 | 842.8854 | -0.32596 | -0.34203 | -0.33201 | 0
[6 empty] | 11 | 841.5888 | -0.3267 | -0.3267 | -0.34659 | 0
[6 empty] | 11 | 842.6486 | -0.32617 | -0.34134 | -0.33249 | 0
[6 empty] | 11 | 842.6315 | -0.32627 | -0.3417 | -0.33203 | 0
[6 empty] | 11 | 1544.0603 | -0.49025 | -0.12736 | -0.38239 | 0
[6 empty] | 11 | 841.9806 | -0.32736 | -0.34058 | -0.33206 | 0
[6 empty] | 11 | 841.1952 | -0.32851 | -0.32328 | -0.34821 | 0
[6 empty] | 11 | 841.5605 | -0.32806 | -0.33978 | -0.33216 | 0
[6 empty] | 11 | 840.1711 | -0.32908 | -0.32416 | -0.34676 | 0
[6 empty] | 11 | 840.1104 | -0.32919 | -0.32417 | -0.34664 | 0
[6 empty] | 11 | 841.4646 | -0.32873 | -0.3392 | -0.33207 | 0
[6 empty] | 11 | 848.2178 | -0.33233 | -0.31273 | -0.35494 | 0
[6 empty] | 11 | 840.9888 | -0.32933 | -0.33845 | -0.33223 | 0
[6 empty] | 11 | 840.561 | -0.32972 | -0.33788 | -0.33239 | 0
[6 empty] | 11 | 952.9235 | -0.36213 | -0.21124 | -0.42663 | 0
[6 empty] | 11 | 844.4939 | -0.33092 | -0.33736 | -0.33172 | 0
[6 empty] | 11 | 844.5337 | -0.33099 | -0.33728 | -0.33172 | 0
[6 empty] | 11 | 845.5738 | -0.33124 | -0.33712 | -0.33164 | 0
[6 empty] | 11 | 839.5702 | -0.33082 | -0.33082 | -0.33837 | 0
[6 empty] | 11 | 952.077 | -0.36397 | -0.21132 | -0.42471 | 0
[6 empty] | 11 | 950.4809 | -0.36364 | -0.2117 | -0.42466 | 0
[6 empty] | 11 | 839.297 | -0.33164 | -0.33418 | -0.33418 | 0
[6 empty] | 11 | 952.3874 | -0.36409 | -0.21127 | -0.42463 | 0
[6 empty] | 11 | 839.4216 | -0.33184 | -0.33538 | -0.33278 | 0
[6 empty] | 11 | 839.2321 | -0.33184 | -0.335 | -0.33316 | 0
[6 empty] | 11 | 839.2826 | -0.33195 | -0.33521 | -0.33284 | 0
[6 empty] | 11 | 914.694 | -0.35826 | -0.22087 | -0.42088 | 0
[6 empty] | 11 | 913.9954 | -0.35816 | -0.22117 | -0.42066 | 0
[6 empty] | 11 | 914.2581 | -0.35834 | -0.22103 | -0.42063 | 0
[6 empty] | 11 | 916.9345 | -0.36054 | -0.22101 | -0.41845 | 0
[6 empty] | 11 | 1493.1585 | -0.50071 | -0.13908 | -0.36021 | 0
[6 empty] | 11 | 1479.044 | -0.499 | -0.141 | -0.36 | 0
[6 empty] | 11 | 1216.618 | -0.44011 | -0.1737 | -0.38619 | 0
[6 empty] | 11 | 1427.4367 | -0.49252 | -0.14865 | -0.35883 | 0
[6 empty] | 11 | 1321.6916 | -0.46951 | -0.16193 | -0.36856 | 0
[6 empty] | 11 | 1290.3772 | -0.47566 | -0.16915 | -0.35519 | 0
[6 empty] | 11 | 1089.131 | -0.42751 | -0.19334 | -0.37915 | 0
[6 empty] | 11 | 1090.0095 | -0.42886 | -0.19352 | -0.37762 | 0
[6 empty] | 11 | 1080.5257 | -0.42658 | -0.19466 | -0.37876 | 0
[6 empty] | 11 | 1076.907 | -0.42579 | -0.19519 | -0.37902 | 0
[6 empty] | 11 | 1299.2344 | -0.48209 | -0.17231 | -0.3456 | 0
[6 empty] | 11 | 1300.7981 | -0.4827 | -0.17242 | -0.34488 | 0
[6 empty] | 11 | 1300.7859 | -0.4827 | -0.17243 | -0.34487 | 0
[6 empty] | 11 | 1135.7793 | -0.44445 | -0.23138 | -0.32417 | 0
[6 empty] | 11 | 1132.4717 | -0.4438 | -0.23182 | -0.32438 | 0
[6 empty] | 11 | 1131.7047 | -0.44375 | -0.23176 | -0.32449 | 0
[6 empty] | 11 | 1133.7236 | -0.44442 | -0.23108 | -0.3245 | 0
[6 empty] | 11 | 1231.1473 | -0.47039 | -0.20793 | -0.32167 | 0
[6 empty] | 11 | 1232.9608 | -0.47106 | -0.20723 | -0.32171 | 0
[6 empty] | 11 | 1231.6158 | -0.47099 | -0.20711 | -0.3219 | 0
[6 empty] | 11 | 946.3269 | -0.39817 | -0.26381 | -0.33803 | 0
[6 empty] | 11 | 947.993 | -0.39864 | -0.26344 | -0.33793 | 0
[6 empty] | 11 | 947.8049 | -0.39873 | -0.26169 | -0.33958 | 0
[6 empty] | 11 | 1229.5006 | -0.47136 | -0.2055 | -0.32314 | 0
[6 empty] | 11 | 996.4365 | -0.41524 | -0.21639 | -0.36837 | 0
[6 empty] | 11 | 997.2279 | -0.41546 | -0.21622 | -0.36832 | 0
[6 empty] | 11 | 1214.364 | -0.46902 | -0.20725 | -0.32373 | 0
[6 empty] | 11 | 1212.6331 | -0.46869 | -0.20746 | -0.32385 | 0
[6 empty] | 11 | 1009.4144 | -0.41876 | -0.21524 | -0.36599 | 0
[6 empty] | 11 | 1217.6264 | -0.47317 | -0.19599 | -0.33084 | 0
[6 empty] | 11 | 1213.768 | -0.47267 | -0.19738 | -0.32995 | 0
[6 empty] | 11 | 1213.3253 | -0.47262 | -0.19738 | -0.33 | 0
[6 empty] | 11 | 1212.7276 | -0.47256 | -0.19732 | -0.33012 | 0
[6 empty] | 11 | 1212.3146 | -0.47247 | -0.19739 | -0.33014 | 0
[6 empty] | 11 | 1174.4925 | -0.46301 | -0.20782 | -0.32917 | 0
[6 empty] | 11 | 1176.1582 | -0.46349 | -0.20739 | -0.32912 | 0
[6 empty] | 11 | 1177.4664 | -0.46387 | -0.20686 | -0.32926 | 0
[6 empty] | 11 | 4400.0051 | -4.9358e-17 | -1 | 7.868e-17 | 0
[6 empty] | 11 | 4400.0051 | -4.9358e-17 | -1 | 1.9206e-17 | 0
[6 empty] | 11 | 3133.2969 | -0.027545 | 0.6514 | 0.37615 | 0
[6 empty] | 11 | 3142.5681 | -0.028388 | 0.65164 | 0.37675 | 0
[6 empty] | 11 | 1995.9251 | -0.0033867 | -0.19751 | -0.7991 | 0
[6 empty] | 11 | 9215.7178 | -0.15083 | 0.26106 | 0.88978 | 0
[6 empty] | 11 | 9417.398 | -0.15932 | 0.25509 | 0.90424 | 0
[6 empty] | 11 | 4400.0051 | -9.3829e-16 | -1 | -9.4807e-16 | 0
[6 empty] | 11 | 9444.3129 | -0.16396 | 0.25741 | 0.90655 | 0
[6 empty] | 11 | 9465.4457 | -0.16602 | 0.25796 | 0.90805 | 0
[6 empty] | 11 | 1532.7692 | -0.042628 | -0.23903 | -0.71834 | 0
[6 empty] | 11 | 1865.6798 | -0.00051561 | -0.21604 | -0.78344 | 0
[6 empty] | 11 | 3331.0234 | -0.082789 | -0.0041395 | -0.91307 | 0
[6 empty] | 11 | 3329.7348 | -0.082759 | -0.0042971 | -0.91294 | 0
[6 empty] | 11 | 1374.923 | -0.04757 | -0.33424 | -0.61819 | 0
[6 empty] | 11 | 1371.8539 | -0.049028 | -0.33392 | -0.61706 | 0
[6 empty] | 11 | 1444.7123 | -0.053374 | -0.24536 | -0.70127 | 0
[6 empty] | 11 | 1444.7031 | -0.053374 | -0.24536 | -0.70127 | 0
[6 empty] | 11 | 3706.2115 | -0.088252 | 0.85271 | 0.23554 | 0
[6 empty] | 11 | 1862.0671 | -0.0007593 | -0.21647 | -0.78277 | 0
[6 empty] | 11 | 3746.2623 | -0.092365 | 0.85868 | 0.23368 | 0
[6 empty] | 11 | 3786.013 | -0.095042 | 0.86414 | 0.23091 | 0
[6 empty] | 11 | 3824.9383 | -0.097732 | 0.86948 | 0.22825 | 0
[6 empty] | 11 | 2522.3022 | -0.099272 | -0.090219 | -0.81051 | 0
[6 empty] | 11 | 2523.07 | -0.099596 | -0.089918 | -0.81049 | 0
[6 empty] | 11 | 3828.2665 | -0.10115 | 0.87017 | 0.23098 | 0
[6 empty] | 11 | 12973.4184 | -0.39673 | 0.24387 | 1.1529 | 0
[6 empty] | 11 | 13379.7171 | -0.42359 | 0.24308 | 1.1805 | 0
[6 empty] | 11 | 13635.4205 | -0.43558 | 0.23681 | 1.1988 | 0
[6 empty] | 11 | 13583.4408 | -0.44322 | 0.24908 | 1.1941 | 0
[6 empty] | 11 | 13708.1983 | -0.52112 | 1.3451 | -1.8239 | 0
[6 empty] | 11 | 10075.4512 | -0.34081 | 0.39242 | 0.94839 | 0
[6 empty] | 11 | 10055.0308 | -0.34006 | 0.39334 | 0.94673 | 0
[6 empty] | 11 | 1536.4111 | -8.5887e-17 | -0.28101 | -0.71899 | 0
[6 empty] | 11 | 10032.1467 | -0.3494 | 0.40512 | 0.94427 | 0
[6 empty] | 11 | 10044.0844 | -0.35069 | 0.4056 | 0.94509 | 0
[6 empty] | 11 | 1552.8143 | -1.0145e-16 | -0.27329 | -0.72671 | 0
[6 empty] | 11 | 122380.2157 | -5.6477 | -3.4205 | 8.0682 | 0
[6 empty] | 11 | 1497.8711 | -0.00011808 | -0.36946 | -0.63043 | 0
[6 empty] | 11 | 1518.1367 | -0.012107 | -0.27023 | -0.71767 | 0
[6 empty] | 11 | 17375.3852 | -0.94079 | -0.97204 | 0.91283 | 0
[6 empty] | 11 | 17684.7292 | -0.96488 | -0.9699 | 0.93478 | 0
[6 empty] | 11 | 17685.2778 | -0.96488 | -0.9699 | 0.93478 | 0
[6 empty] | 11 | 1629.5426 | -0.13886 | -0.18087 | -0.68027 | 0
[6 empty] | 11 | 1628.8118 | -0.13882 | -0.18102 | -0.68017 | 0
[6 empty] | 11 | 2008.8372 | -0.00191 | -0.19672 | -0.80137 | 0
[6 empty] | 11 | 4400.0051 | -3.5772e-16 | -1 | -2.4337e-16 | 0
[6 empty] | 11 | 1900.7524 | -0.0021316 | -0.21055 | -0.78732 | 0
[6 empty] | 11 | 4400.0051 | -4.3152e-16 | -1 | 3.7972e-17 | 0
[6 empty] | 11 | 25169.6981 | -1.9259 | 1.0566 | 1.8693 | 0
[6 empty] | 11 | 25224.3417 | -1.9323 | 1.059 | 1.8734 | 0
[6 empty] | 11 | 25224.2888 | -1.9323 | 1.059 | 1.8734 | 0
[6 empty] | 11 | 2693.9898 | -0.27815 | 0.002876 | -0.72473 | 0
[6 empty] | 11 | 2673.8273 | -0.27835 | 0.00065121 | -0.7223 | 0
[6 empty] | 11 | 3069.1304 | -0.023797 | 0.75772 | 0.26608 | 0
[6 empty] | 11 | 3069.4854 | -0.023874 | 0.75772 | 0.26615 | 0
[6 empty] | 11 | 3071.5874 | -0.024066 | 0.75809 | 0.26598 | 0
[6 empty] | 11 | 1901.3718 | -0.0025757 | -0.21029 | -0.78714 | 0
[6 empty] | 12 | 11565.6903 | -0.94324 | 1.9332 | 0.010053 | 0
[6 empty] | 12 | 61808.2147 | 6.254 | 3.2897 | -10.5437 | 0
[6 empty] | 12 | 2117.8654 | -0.26515 | -0.067771 | -0.66708 | 0
[6 empty] | 12 | 1326.0414 | -0.46121 | -0.16397 | -0.37481 | 0
[6 empty] | 12 | 12888.7291 | -0.42609 | 0.24048 | 1.1856 | 0
[6 empty] | 12 | 4040.5407 | 0.42195 | 0.078081 | 0.49997 | 0
[6 empty] | 12 | 2522.8539 | 0.2535 | 0.34137 | 0.40513 | 0
[6 empty] | 12 | 1367.8968 | 0.19011 | 0.49047 | 0.31943 | 0
[6 empty] | 12 | 1689.3334 | 0.33443 | 0.33069 | 0.33488 | 0
[6 empty] | 12 | 2454.711 | 0.076849 | 0.65491 | 0.26824 | 0
[6 empty] | 12 | 3864.0213 | 0.23391 | -0.68687 | -0.54704 | 0
[6 empty] | 12 | 1676.8993 | 0.012544 | -0.25198 | -0.76056 | 0
[6 empty] | 12 | 2430.22 | 0.2058 | -0.39092 | -0.81488 | 0
[6 empty] | 12 | 62380.4469 | 6.3192 | 3.3202 | -10.6394 | 0
[6 empty] | 12 | 2147.1473 | -0.26501 | -0.064331 | -0.67066 | 0
[6 empty] | 12 | 1065.3116 | -0.26151 | -0.19761 | -0.54089 | 0
[6 empty] | 12 | 1069.7774 | -0.27026 | -0.4046 | -0.32515 | 0
[6 empty] | 12 | 1069.6388 | -0.2703 | -0.40454 | -0.32516 | 0
[6 empty] | 12 | 1339.1894 | -0.32953 | -0.1547 | -0.51576 | 0
[6 empty] | 12 | 1215.3321 | -0.32624 | -0.17296 | -0.5008 | 0
[6 empty] | 12 | 941.6864 | -0.325 | -0.21733 | -0.45767 | 0
[6 empty] | 12 | 947.1535 | -0.32662 | -0.34245 | -0.33093 | 0
[6 empty] | 12 | 1277.8667 | -0.47152 | -0.17598 | -0.3525 | 0
[6 empty] | 12 | 1285.8162 | -0.47561 | -0.17722 | -0.34717 | 0
[6 empty] | 12 | 1190.1978 | -0.4643 | -0.20426 | -0.33144 | 0
[6 empty] | 12 | 1445.0226 | -0.053354 | -0.24503 | -0.70161 | 0
[6 empty] | 12 | 16464.9971 | -0.96513 | -0.97147 | 0.93661 | 0
[6 empty] | 12 | 16411.5205 | -0.96209 | -0.96998 | 0.93207 | 0
[6 empty] | 12 | 6950.0825 | -0.46335 | 1.2597 | 0.20362 | 0
[6 empty] | 12 | 2732.733 | -0.27888 | 0.0088035 | -0.72992 | 0
[6 empty] | 12 | 11538.036 | -0.93996 | 1.9293 | 0.010619 | 0
[6 empty] | 12 | 14573.6745 | -1.2369 | 2.3476 | -0.11078 | 0
[6 empty] | 12 | 4038.1624 | 0.4218 | 0.07842 | 0.49977 | 0
[6 empty] | 12 | 2510.9546 | 0.25207 | 0.34356 | 0.40437 | 0
[6 empty] | 12 | 2510.9508 | 0.25207 | 0.34356 | 0.40437 | 0
[6 empty] | 12 | 16042.4013 | 2.332 | -1.3521 | -1.9799 | 0
[6 empty] | 12 | 16198.9438 | 2.3614 | -1.3576 | -2.0039 | 0
[6 empty] | 12 | 16203.3033 | 2.3621 | -1.3579 | -2.0042 | 0
[6 empty] | 12 | 16360.6955 | 2.3859 | -1.3668 | -2.0191 | 0
[6 empty] | 12 | 16875.8757 | 2.4637 | -1.3963 | -2.0674 | 0
[6 empty] | 12 | 3131.5582 | 0.36325 | 0.19631 | 0.44044 | 0
[6 empty] | 12 | 3130.3541 | 0.36398 | 0.1957 | 0.44033 | 0
[6 empty] | 12 | 3586.6196 | 0.49715 | 0.5457 | -0.042846 | 0
[6 empty] | 12 | 3263.433 | 0.44598 | 0.56153 | -0.0075144 | 0
[6 empty] | 12 | 3253.1397 | 0.44444 | 0.56133 | -0.0057727 | 0
[6 empty] | 12 | 3221.891 | 0.44057 | 0.55992 | -0.00048914 | 0
[6 empty] | 12 | 3448.1716 | 0.48233 | 0.53863 | -0.020954 | 0
[6 empty] | 12 | 3085.1213 | 0.43126 | 0.54614 | 0.022601 | 0
[6 empty] | 12 | 3083.6015 | 0.43111 | 0.54603 | 0.022857 | 0
[6 empty] | 12 | 1678.017 | 0.18459 | 0.5287 | 0.28671 | 0
[6 empty] | 12 | 1708.3553 | 0.21053 | 0.52153 | 0.26794 | 0
[6 empty] | 12 | 2684.7811 | 0.43236 | 0.22081 | 0.34683 | 0
[6 empty] | 12 | 2072.1906 | 0.32727 | 0.47893 | 0.1938 | 0
[6 empty] | 12 | 1441.599 | 0.19003 | 0.49974 | 0.31024 | 0
[6 empty] | 12 | 1454.6049 | 0.19412 | 0.49956 | 0.30632 | 0
[6 empty] | 12 | 1433.3968 | 0.19308 | 0.49758 | 0.30934 | 0
[6 empty] | 12 | 1930.7781 | 0.31604 | 0.46627 | 0.21769 | 0
[6 empty] | 12 | 1937.0765 | 0.31763 | 0.46575 | 0.21662 | 0
[6 empty] | 12 | 1936.0079 | 0.31757 | 0.46558 | 0.21685 | 0
[6 empty] | 12 | 1403.4104 | 0.18647 | 0.49662 | 0.31691 | 0
[6 empty] | 12 | 1376.798 | 0.1891 | 0.49265 | 0.31825 | 0
[6 empty] | 12 | 1908.1243 | 0.32732 | 0.43642 | 0.23626 | 0
[6 empty] | 12 | 1908.092 | 0.32795 | 0.43504 | 0.23701 | 0
[6 empty] | 12 | 1907.8712 | 0.328 | 0.43485 | 0.23715 | 0
[6 empty] | 12 | 1371.0838 | 0.19094 | 0.49135 | 0.31771 | 0
[6 empty] | 12 | 1367.3284 | 0.19123 | 0.48934 | 0.31942 | 0
[6 empty] | 12 | 1363.7217 | 0.1905 | 0.49066 | 0.31884 | 0
[6 empty] | 12 | 1363.4127 | 0.19052 | 0.49044 | 0.31904 | 0
[6 empty] | 12 | 1364.5529 | 0.19104 | 0.48974 | 0.31922 | 0
[6 empty] | 12 | 1369.3826 | 0.19263 | 0.49002 | 0.31735 | 0
[6 empty] | 12 | 1365.7621 | 0.19168 | 0.49031 | 0.31801 | 0
[6 empty] | 12 | 1363.7319 | 0.19123 | 0.49037 | 0.3184 | 0
[6 empty] | 12 | 1361.6686 | 0.19074 | 0.49031 | 0.31895 | 0
[6 empty] | 12 | 1362.3213 | 0.19094 | 0.49001 | 0.31905 | 0
[6 empty] | 12 | 1364.9397 | 0.19166 | 0.4902 | 0.31814 | 0
[6 empty] | 12 | 1361.5005 | 0.19076 | 0.49031 | 0.31893 | 0
[6 empty] | 12 | 1361.1066 | 0.19082 | 0.49025 | 0.31894 | 0
[6 empty] | 12 | 1361.0892 | 0.19082 | 0.49025 | 0.31893 | 0
[6 empty] | 12 | 1360.9518 | 0.19086 | 0.49022 | 0.31893 | 0
[6 empty] | 12 | 1361.0144 | 0.19095 | 0.49018 | 0.31887 | 0
[6 empty] | 12 | 1360.9222 | 0.19092 | 0.49018 | 0.31889 | 0
[6 empty] | 12 | 1360.8136 | 0.1909 | 0.49018 | 0.31892 | 0
[6 empty] | 12 | 1361.291 | 0.19103 | 0.49014 | 0.31883 | 0
[6 empty] | 12 | 1360.9447 | 0.19097 | 0.49009 | 0.31894 | 0
[6 empty] | 12 | 1711.7796 | 0.28589 | 0.45315 | 0.26096 | 0
[6 empty] | 12 | 1703.9761 | 0.28469 | 0.45283 | 0.26248 | 0
[6 empty] | 12 | 1675.7025 | 0.33388 | 0.33219 | 0.33393 | 0
[6 empty] | 12 | 1666.6672 | 0.33333 | 0.33333 | 0.33333 | 0
[6 empty] | 12 | 1503.6042 | 3.0328e-18 | -0.37149 | -0.62851 | 0
[6 empty] | 12 | 4399.9904 | 7.4542e-16 | -1 | 5.9534e-16 | 0
[6 empty] | 12 | 2869.7161 | 0.034942 | 0.71324 | 0.25182 | 0
[6 empty] | 12 | 10185.6001 | 0.001832 | 0.024015 | 0.97415 | 0
[6 empty] | 12 | 4399.9904 | 9.7055e-16 | -1 | -4.3925e-16 | 0
[6 empty] | 12 | 1552.4863 | 4.5826e-17 | -0.27286 | -0.72714 | 0
[6 empty] | 12 | 1615.7024 | 5.2892e-17 | -0.25237 | -0.74763 | 0
[6 empty] | 12 | 1534.4441 | 5.1609e-17 | -0.28311 | -0.71689 | 0
[6 empty] | 12 | 3357.9805 | 0.11187 | -0.082544 | -1.0293 | 0
[6 empty] | 12 | 3357.2603 | 0.11445 | -0.083843 | -1.0306 | 0
[6 empty] | 12 | 4399.9904 | 1.3658e-15 | -1 | 5.8033e-16 | 0
[6 empty] | 12 | 2117.1309 | 0.0076634 | -0.18695 | -0.82071 | 0
[6 empty] | 12 | 3436.8632 | 0.12871 | -0.081084 | -1.0476 | 0
[6 empty] | 12 | 3429.9965 | 0.13205 | -0.083603 | -1.0484 | 0
[6 empty] | 12 | 3478.6443 | 0.13588 | -0.079442 | -1.0564 | 0
[6 empty] | 12 | 3493.3155 | 0.13682 | -0.077999 | -1.0588 | 0
[6 empty] | 12 | 3506.9612 | 0.13818 | -0.076963 | -1.0612 | 0
[6 empty] | 12 | 2512.7846 | 0.10547 | -0.50933 | -0.59614 | 0
[6 empty] | 12 | 4650.3147 | 0.1919 | 0.032673 | -1.2246 | 0
[6 empty] | 12 | 4717.314 | 0.19846 | 0.037538 | -1.236 | 0
[6 empty] | 12 | 1534.4441 | 7.7855e-17 | -0.28311 | -0.71689 | 0
[6 empty] | 12 | 4926.1207 | 0.23031 | 0.047482 | -1.2778 | 0
[6 empty] | 12 | 2455.9582 | 0.076701 | 0.65509 | 0.26821 | 0
[6 empty] | 12 | 2455.4565 | 0.07708 | 0.65493 | 0.26799 | 0
[6 empty] | 12 | 2065.0204 | 0.1192 | -0.29144 | -0.82776 | 0
[6 empty] | 12 | 2065.5353 | 0.11923 | -0.29133 | -0.8279 | 0
[6 empty] | 12 | 2066.4337 | 0.11927 | -0.29127 | -0.828 | 0
[6 empty] | 12 | 6477.4519 | 0.31429 | 0.18903 | -1.5033 | 0
[6 empty] | 12 | 2068.9165 | 0.11968 | -0.2913 | -0.82838 | 0
[6 empty] | 12 | 4399.9904 | 2.0762e-16 | -1 | 2.0161e-17 | 0
[6 empty] | 12 | 2032.444 | 0.12878 | -0.33501 | -0.79377 | 0
[6 empty] | 12 | 2033.5588 | 0.12913 | -0.33536 | -0.79377 | 0
[6 empty] | 12 | 1538.2251 | 0.010225 | -0.37918 | -0.63104 | 0
[6 empty] | 12 | 1538.5196 | 0.010382 | -0.37914 | -0.63124 | 0
[6 empty] | 12 | 1538.6435 | 0.010405 | -0.37919 | -0.63121 | 0
[6 empty] | 12 | 1538.9845 | 0.010473 | -0.37924 | -0.63123 | 0
[6 empty] | 12 | 4399.9904 | 2.4314e-17 | -1 | -4.6877e-17 | 0
[6 empty] | 12 | 1776.5086 | 0.012072 | -0.43239 | -0.57968 | 0
[6 empty] | 12 | 1783.7948 | 0.01228 | -0.43386 | -0.57842 | 0
[6 empty] | 12 | 1515.841 | 1.11e-17 | -0.30294 | -0.69706 | 0
[6 empty] | 12 | 2147.5001 | 0.014486 | -0.1867 | -0.82779 | 0
[6 empty] | 12 | 1498.9413 | 1.1026e-16 | -0.36845 | -0.63155 | 0
[6 empty] | 12 | 2005.3611 | 0.014293 | -0.20481 | -0.80949 | 0
[6 empty] | 12 | 8107.9433 | 0.42239 | -0.21555 | 0.79316 | 0
[6 empty] | 12 | 10220.7203 | 0.0050895 | 0.01849 | 0.97642 | 0
[6 empty] | 12 | 8117.6534 | 0.42381 | -0.21746 | 0.79365 | 0
[6 empty] | 12 | 8103.1788 | 0.42382 | -0.21627 | 0.79245 | 0
[6 empty] | 12 | 8102.834 | 0.42381 | -0.21626 | 0.79245 | 0
[6 empty] | 12 | 2009.4179 | 0.014588 | -0.20434 | -0.81025 | 0
[6 empty] | 12 | 12721.087 | 0.81283 | 0.688 | -2.5008 | 0
[6 empty] | 12 | 1697.7501 | 0.013619 | -0.24965 | -0.76397 | 0
[6 empty] | 12 | 11112.4977 | 0.75216 | 0.5292 | -2.2814 | 0
[6 empty] | 12 | 11115.6306 | 0.75235 | 0.52934 | -2.2817 | 0
[6 empty] | 12 | 11162.893 | 0.75678 | 0.53283 | -2.2896 | 0
[6 empty] | 12 | 14421.4555 | 1.001 | 0.80016 | -2.8012 | 0
[6 empty] | 12 | 2448.973 | 0.20963 | -0.38866 | -0.82097 | 0
[6 empty] | 12 | 2456.6376 | 0.2116 | -0.39108 | -0.82051 | 0
[6 empty] | 12 | 2456.7079 | 0.2116 | -0.39109 | -0.82052 | 0
[6 empty] | 12 | 5107.6393 | 0.40798 | -0.077049 | -1.3309 | 0
[6 empty] | 12 | 2049.8861 | 0.017857 | -0.20086 | -0.817 | 0
[6 empty] | 12 | 1584.2929 | 0.016447 | -0.29757 | -0.71888 | 0
[6 empty] | 12 | 2006.7573 | 0.12132 | 0.58801 | 0.29067 | 0
[6 empty] | 12 | 60900.6902 | 6.1629 | 3.2348 | -10.3977 | 0
[6 empty] | 12 | 67294.6657 | 6.8206 | 3.6105 | -11.4311 | 0
[6 empty] | 12 | 5811.5877 | 0.53046 | -0.14257 | 0.61211 | 0
[6 empty] | 12 | 5798.596 | 0.53043 | -0.14168 | 0.61125 | 0
[6 empty] | 12 | 5786.8847 | 0.52988 | -0.14023 | 0.61035 | 0
[6 empty] | 12 | 7169.7419 | 0.67956 | -0.35474 | 0.67518 | 0
[6 empty] | 12 | 7154.7763 | 0.67881 | -0.35324 | 0.67444 | 0
[6 empty] | 12 | 7139.6509 | 0.67805 | -0.35174 | 0.67369 | 0
[6 empty] | 12 | 1131.0355 | -0.19851 | -0.21691 | -0.58458 | 0
[6 empty] | 12 | 1083.9076 | -0.1947 | -0.27666 | -0.52863 | 0
[6 empty] | 12 | 24180.2493 | -2.8796 | 0.86308 | 1.0165 | 0
[6 empty] | 12 | 1277.9196 | -0.23079 | -0.43332 | -0.33588 | 0
[6 empty] | 12 | 1097.549 | -0.21397 | -0.21397 | -0.57207 | 0
[6 empty] | 12 | 1096.5831 | -0.21565 | -0.2133 | -0.57106 | 0
[6 empty] | 12 | 1477.2614 | -0.26276 | -0.14627 | -0.59098 | 0
[6 empty] | 12 | 1455.7181 | -0.26254 | -0.14889 | -0.58857 | 0
[6 empty] | 12 | 1112.4736 | -0.24356 | -0.40132 | -0.35512 | 0
[6 empty] | 12 | 1060.6073 | -0.2545 | -0.37153 | -0.37397 | 0
[6 empty] | 12 | 1059.6816 | -0.25621 | -0.37337 | -0.37042 | 0
[6 empty] | 12 | 1066.4406 | -0.26159 | -0.19743 | -0.54098 | 0
[6 empty] | 12 | 1006.2015 | -0.25182 | -0.29915 | -0.44903 | 0
[6 empty] | 12 | 1063.1483 | -0.26272 | -0.19788 | -0.5394 | 0
[6 empty] | 12 | 976.4392 | -0.25078 | -0.25106 | -0.49817 | 0
[6 empty] | 12 | 976.2863 | -0.2509 | -0.2509 | -0.49819 | 0
[6 empty] | 12 | 1076.9576 | -0.26587 | -0.4042 | -0.32994 | 0
[6 empty] | 12 | 1067.1826 | -0.26852 | -0.39952 | -0.33195 | 0
[6 empty] | 12 | 1070.7305 | -0.2697 | -0.40459 | -0.32571 | 0
[6 empty] | 12 | 1070.5676 | -0.2702 | -0.40474 | -0.32505 | 0
[6 empty] | 12 | 1222.6376 | -0.30439 | -0.17211 | -0.52349 | 0
[6 empty] | 12 | 1223.2374 | -0.30463 | -0.17201 | -0.52336 | 0
[6 empty] | 12 | 974.8365 | -0.26426 | -0.28198 | -0.45375 | 0
[6 empty] | 12 | 1235.0854 | -0.30809 | -0.17015 | -0.52176 | 0
[6 empty] | 12 | 974.4713 | -0.26506 | -0.28293 | -0.452 | 0
[6 empty] | 12 | 3738.8331 | -0.71868 | 0.18141 | -0.46274 | 0
[6 empty] | 12 | 1118.5239 | -0.29299 | -0.18826 | -0.51875 | 0
[6 empty] | 12 | 1339.1453 | -0.32951 | -0.1547 | -0.51579 | 0
[6 empty] | 12 | 1013.1649 | -0.27459 | -0.34777 | -0.37765 | 0
[6 empty] | 12 | 972.0415 | -0.26922 | -0.2861 | -0.44468 | 0
[6 empty] | 12 | 1049.663 | -0.28844 | -0.38707 | -0.32449 | 0
[6 empty] | 12 | 1233.7001 | -0.325 | -0.17015 | -0.50485 | 0
[6 empty] | 12 | 987.1854 | -0.28255 | -0.32943 | -0.38803 | 0
[6 empty] | 12 | 986.7394 | -0.28265 | -0.32905 | -0.3883 | 0
[6 empty] | 12 | 985.4783 | -0.28409 | -0.32955 | -0.38636 | 0
[6 empty] | 12 | 1099.9469 | -0.31364 | -0.19086 | -0.49551 | 0
[6 empty] | 12 | 1511.9332 | -0.40013 | -0.31914 | -0.28073 | 0
[6 empty] | 12 | 1439.8629 | -0.39211 | -0.32177 | -0.28612 | 0
[6 empty] | 12 | 1437.7058 | -0.39199 | -0.3217 | -0.28631 | 0
[6 empty] | 12 | 927.8185 | -0.30538 | -0.2381 | -0.45652 | 0
[6 empty] | 12 | 927.603 | -0.30706 | -0.23705 | -0.45589 | 0
[6 empty] | 12 | 962.2761 | -0.31566 | -0.21319 | -0.47115 | 0
[6 empty] | 12 | 927.779 | -0.3118 | -0.23367 | -0.45453 | 0
[6 empty] | 12 | 933.7648 | -0.31707 | -0.28894 | -0.39399 | 0
[6 empty] | 12 | 934.8307 | -0.31746 | -0.29349 | -0.38905 | 0
[6 empty] | 12 | 942.3792 | -0.32473 | -0.21716 | -0.45811 | 0
[6 empty] | 12 | 946.8861 | -0.32623 | -0.34153 | -0.33224 | 0
[6 empty] | 12 | 948.9934 | -0.32665 | -0.34264 | -0.3307 | 0
[6 empty] | 12 | 948.3699 | -0.32661 | -0.34261 | -0.33078 | 0
[6 empty] | 12 | 947.0442 | -0.32644 | -0.34209 | -0.33147 | 0
[6 empty] | 12 | 932.6307 | -0.32592 | -0.22136 | -0.45271 | 0
[6 empty] | 12 | 947.1548 | -0.32664 | -0.34243 | -0.33093 | 0
[6 empty] | 12 | 1112.8477 | -0.36927 | -0.31605 | -0.31468 | 0
[6 empty] | 12 | 1113.6294 | -0.36978 | -0.31558 | -0.31464 | 0
[6 empty] | 12 | 924.9922 | -0.33294 | -0.22635 | -0.44071 | 0
[6 empty] | 12 | 1003.9941 | -0.35517 | -0.20609 | -0.43874 | 0
[6 empty] | 12 | 952.1187 | -0.34846 | -0.21417 | -0.43737 | 0
[6 empty] | 12 | 952.1086 | -0.34973 | -0.21414 | -0.43613 | 0
[6 empty] | 12 | 951.7904 | -0.34995 | -0.21422 | -0.43583 | 0
[6 empty] | 12 | 923.8779 | -0.34441 | -0.22195 | -0.43365 | 0
[6 empty] | 12 | 923.9213 | -0.34521 | -0.2215 | -0.43329 | 0
[6 empty] | 12 | 923.9503 | -0.34547 | -0.22144 | -0.4331 | 0
[6 empty] | 12 | 923.9684 | -0.34558 | -0.22143 | -0.43299 | 0
[6 empty] | 12 | 924.0476 | -0.34587 | -0.22155 | -0.43258 | 0
[6 empty] | 12 | 1634.028 | -0.50874 | -0.12066 | -0.3706 | 0
[6 empty] | 12 | 1631.7853 | -0.50861 | -0.12101 | -0.37038 | 0
[6 empty] | 12 | 1387.0773 | -0.4849 | -0.15931 | -0.35578 | 0
[6 empty] | 12 | 1382.0799 | -0.48444 | -0.16012 | -0.35543 | 0
[6 empty] | 12 | 1375.3626 | -0.48397 | -0.16143 | -0.3546 | 0
[6 empty] | 12 | 1175.0781 | -0.44634 | -0.1875 | -0.36616 | 0
[6 empty] | 12 | 1166.2141 | -0.44558 | -0.18896 | -0.36546 | 0
[6 empty] | 12 | 1163.796 | -0.44499 | -0.18923 | -0.36577 | 0
[6 empty] | 12 | 1160.867 | -0.44435 | -0.18965 | -0.366 | 0
[6 empty] | 12 | 1282.8416 | -0.47504 | -0.17751 | -0.34744 | 0
[6 empty] | 12 | 1283.8991 | -0.47539 | -0.17752 | -0.34708 | 0
[6 empty] | 12 | 942.454 | -0.39737 | -0.26444 | -0.33818 | 0
[6 empty] | 12 | 942.6186 | -0.39744 | -0.26439 | -0.33817 | 0
[6 empty] | 12 | 943.2758 | -0.39766 | -0.26418 | -0.33815 | 0
[6 empty] | 12 | 943.5245 | -0.39775 | -0.2641 | -0.33815 | 0
[6 empty] | 12 | 943.5325 | -0.39775 | -0.2641 | -0.33815 | 0
[6 empty] | 12 | 1148.9051 | -0.44969 | -0.22187 | -0.32845 | 0
[6 empty] | 12 | 1151.7631 | -0.45047 | -0.22119 | -0.32834 | 0
[6 empty] | 12 | 1212.0232 | -0.46598 | -0.20754 | -0.32647 | 0
[6 empty] | 12 | 1211.7524 | -0.46594 | -0.20758 | -0.32648 | 0
[6 empty] | 12 | 1206.5145 | -0.46486 | -0.20901 | -0.32614 | 0
[6 empty] | 12 | 1204.6958 | -0.4647 | -0.20902 | -0.32628 | 0
[6 empty] | 12 | 1204.5198 | -0.46469 | -0.20901 | -0.3263 | 0
[6 empty] | 12 | 1195.2418 | -0.4637 | -0.20904 | -0.32727 | 0
[6 empty] | 12 | 1194.7136 | -0.46364 | -0.20903 | -0.32733 | 0
[6 empty] | 12 | 1194.7287 | -0.46366 | -0.20899 | -0.32735 | 0
[6 empty] | 12 | 1061.3311 | -0.43043 | -0.21813 | -0.35144 | 0
[6 empty] | 12 | 1070.5673 | -0.43283 | -0.21435 | -0.35282 | 0
[6 empty] | 12 | 1192.6282 | -0.46317 | -0.20938 | -0.32745 | 0
[6 empty] | 12 | 1071.2066 | -0.433 | -0.21422 | -0.35278 | 0
[6 empty] | 12 | 1151.6178 | -0.45421 | -0.2141 | -0.33169 | 0
[6 empty] | 12 | 1170.158 | -0.45906 | -0.21006 | -0.33087 | 0
[6 empty] | 12 | 1190.1768 | -0.46429 | -0.20434 | -0.33137 | 0
[6 empty] | 12 | 1190.1287 | -0.46428 | -0.20439 | -0.33133 | 0
[6 empty] | 12 | 1189.7496 | -0.46418 | -0.20462 | -0.3312 | 0
[6 empty] | 12 | 3148.7582 | -0.026771 | 0.65132 | 0.37545 | 0
[6 empty] | 12 | 3150.9469 | -0.027039 | 0.65156 | 0.37548 | 0
[6 empty] | 12 | 3153.6723 | -0.027314 | 0.6519 | 0.37541 | 0
[6 empty] | 12 | 3193.3909 | -0.031471 | 0.65388 | 0.37759 | 0
[6 empty] | 12 | 1988.7827 | -0.0043399 | -0.19729 | -0.79837 | 0
[6 empty] | 12 | 1614.5618 | -0.00041414 | -0.25225 | -0.74734 | 0
[6 empty] | 12 | 8984.4139 | -0.15578 | 0.25719 | 0.89858 | 0
[6 empty] | 12 | 3339.4926 | -0.076827 | -0.0039792 | -0.91919 | 0
[6 empty] | 12 | 9116.1742 | -0.16388 | 0.25528 | 0.90859 | 0
[6 empty] | 12 | 9135.2315 | -0.16585 | 0.25578 | 0.91006 | 0
[6 empty] | 12 | 3368.2927 | -0.082412 | 0.0016363 | -0.91922 | 0
[6 empty] | 12 | 1498.9413 | -4.9075e-17 | -0.36845 | -0.63155 | 0
[6 empty] | 12 | 1377.9121 | -0.047037 | -0.33288 | -0.62008 | 0
[6 empty] | 12 | 1376.971 | -0.0474 | -0.33249 | -0.62011 | 0
[6 empty] | 12 | 1445.8237 | -0.053177 | -0.24502 | -0.70181 | 0
[6 empty] | 12 | 1497.412 | -0.00058095 | -0.36813 | -0.63128 | 0
[6 empty] | 12 | 1861.0334 | -0.00070293 | -0.2157 | -0.7836 | 0
[6 empty] | 12 | 2558.7391 | -0.093884 | -0.086999 | -0.81912 | 0
[6 empty] | 12 | 2546.3728 | -0.095928 | -0.087518 | -0.81655 | 0
[6 empty] | 12 | 4399.9904 | -1.5709e-17 | -1 | -4.2124e-18 | 0
[6 empty] | 12 | 4399.9904 | -1.6059e-16 | -1 | -1.1056e-16 | 0
[6 empty] | 12 | 4399.9904 | -1.676e-16 | -1 | 2.0262e-16 | 0
[6 empty] | 12 | 1940.5506 | -0.00091886 | -0.20524 | -0.79384 | 0
[6 empty] | 12 | 9654.3822 | -0.34156 | 0.39121 | 0.95035 | 0
[6 empty] | 12 | 9654.3349 | -0.34156 | 0.39121 | 0.95035 | 0
[6 empty] | 12 | 1744.5898 | -0.09429 | -0.18628 | -0.71943 | 0
[6 empty] | 12 | 1722.4238 | -0.10207 | -0.18551 | -0.71242 | 0
[6 empty] | 12 | 1722.9295 | -0.10232 | -0.18531 | -0.71237 | 0
[6 empty] | 12 | 1855.4909 | -0.0011442 | -0.21619 | -0.78266 | 0
[6 empty] | 12 | 1520.2429 | -0.011262 | -0.27009 | -0.71865 | 0
[6 empty] | 12 | 4399.9904 | -2.8566e-16 | -1 | -1.771e-16 | 0
[6 empty] | 12 | 16437.9309 | -0.96361 | -0.97152 | 0.93513 | 0
[6 empty] | 12 | 16438.422 | -0.96361 | -0.97152 | 0.93513 | 0
[6 empty] | 12 | 1641.0072 | -0.13686 | -0.17961 | -0.68353 | 0
[6 empty] | 12 | 1616.3248 | -0.14147 | -0.18065 | -0.67787 | 0
[6 empty] | 12 | 5677.1757 | -0.31285 | 0.91175 | 0.4011 | 0
[6 empty] | 12 | 4399.9904 | -3.5971e-18 | -1 | 6.1035e-17 | 0
[6 empty] | 12 | 1515.841 | -1.6519e-17 | -0.30294 | -0.69706 | 0
[6 empty] | 12 | 6869.1213 | -0.45375 | 1.2486 | 0.20516 | 0
[6 empty] | 12 | 6941.0586 | -0.46217 | 1.2582 | 0.20393 | 0
[6 empty] | 12 | 7656.1348 | -0.5438 | 1.3525 | 0.19129 | 0
[6 empty] | 12 | 4399.9904 | -4.5426e-15 | -1 | -7.4042e-15 | 0
[6 empty] | 12 | 2706.5564 | -0.2781 | 0.0055254 | -0.72742 | 0
[6 empty] | 12 | 11179.5798 | -0.89964 | 1.879 | 0.020658 | 0
[6 empty] | 12 | 11565.1962 | -0.9432 | 1.9331 | 0.010053 | 0
[6 empty] | 12 | 12494.0188 | -1.0331 | 2.0611 | -0.028096 | 0
[6 empty] | 12 | 22903.6936 | -1.9444 | 1.0595 | 1.8849 | 0
[6 empty] | 12 | 22814.9661 | -1.9368 | 1.0573 | 1.8794 | 0
[6 empty] | 12 | 22905.1674 | -1.9464 | 1.0615 | 1.8849 | 0
[6 empty] | 12 | 22995.3168 | -1.9562 | 1.0657 | 1.8904 | 0
[6 empty] | 13 | 2352.5566 | -0.60931 | -0.076163 | -0.31453 | 0
[6 empty] | 13 | 1558.7299 | 0.16846 | 0.52128 | 0.31026 | 0
[6 empty] | 13 | 2014.6629 | 0.32803 | 0.47866 | 0.19331 | 0
[6 empty] | 13 | 21981.684 | 2.8448 | 0.89298 | -2.7378 | 0
[6 empty] | 13 | 1388.4339 | 0.19007 | 0.49434 | 0.31559 | 0
[6 empty] | 13 | 1852.4227 | 0.32804 | 0.43588 | 0.23609 | 0
[6 empty] | 13 | 1387.0826 | 0.19273 | 0.49213 | 0.31515 | 0
[6 empty] | 13 | 1372.3761 | 0.1885 | 0.49302 | 0.31847 | 0
[6 empty] | 13 | 1372.236 | 0.18868 | 0.49283 | 0.31849 | 0
[6 empty] | 13 | 4834.9884 | 1.7544e-17 | -1 | 1.8178e-17 | 0
[6 empty] | 13 | 2101.7771 | 0.12746 | -0.28852 | -0.83894 | 0
[6 empty] | 13 | 2143.5341 | 0.15899 | -0.34081 | -0.81818 | 0
[6 empty] | 13 | 8697.8422 | 0.041431 | 0.10956 | 0.84901 | 0
[6 empty] | 13 | 11835.2015 | 0.82589 | 0.60065 | -2.4265 | 0
[6 empty] | 13 | 1552.206 | 1.6543e-16 | -0.26882 | -0.73118 | 0
[6 empty] | 13 | 90148.437 | 9.3305 | 4.9762 | -15.3067 | 0
[6 empty] | 13 | 9613.7511 | 0.81021 | -0.63006 | 0.81985 | 0
[6 empty] | 13 | 1614.1277 | 2.5698e-16 | -0.2482 | -0.7518 | 0
[6 empty] | 13 | 14387.7693 | -1.2608 | 2.3346 | -0.073893 | 0
[6 empty] | 13 | 1122.2502 | -0.17638 | -0.2816 | -0.54202 | 0
[6 empty] | 13 | 932.2553 | -0.30503 | -0.23606 | -0.45891 | 0
[6 empty] | 13 | 946.3877 | -0.32663 | -0.21378 | -0.45959 | 0
[6 empty] | 13 | 936.2128 | -0.32702 | -0.21876 | -0.45423 | 0
[6 empty] | 13 | 956.7591 | -0.35528 | -0.2102 | -0.43452 | 0
[6 empty] | 13 | 800.3759 | -0.325 | -0.30469 | -0.37031 | 0
[6 empty] | 13 | 803.5753 | -0.33089 | -0.34093 | -0.32818 | 0
[6 empty] | 13 | 765.9988 | -0.3291 | -0.32363 | -0.34727 | 0
[6 empty] | 13 | 751.9217 | -0.32671 | -0.34119 | -0.3321 | 0
[6 empty] | 13 | 751.7721 | -0.32693 | -0.34096 | -0.33212 | 0
[6 empty] | 13 | 752.599 | -0.32866 | -0.33914 | -0.3322 | 0
[6 empty] | 13 | 761.925 | -0.33211 | -0.33611 | -0.33178 | 0
[6 empty] | 13 | 1110.2279 | -0.43399 | -0.1907 | -0.3753 | 0
[6 empty] | 13 | 1109.0818 | -0.43403 | -0.1911 | -0.37487 | 0
[6 empty] | 13 | 1207.7102 | -0.46717 | -0.2075 | -0.32534 | 0
[6 empty] | 13 | 1216.0305 | -0.46956 | -0.20528 | -0.32516 | 0
[6 empty] | 13 | 1216.7996 | -0.47343 | -0.19571 | -0.33086 | 0
[6 empty] | 13 | 9570.3491 | -0.17275 | 0.25459 | 0.91817 | 0
[6 empty] | 13 | 2573.5488 | -0.089121 | -0.082159 | -0.82872 | 0
[6 empty] | 13 | 13751.6094 | -0.44616 | 0.23795 | 1.2082 | 0
[6 empty] | 13 | 13798.3852 | -0.44775 | 0.23641 | 1.2113 | 0
[6 empty] | 13 | 17437.1462 | -0.94703 | -0.95506 | 0.90209 | 0
[6 empty] | 13 | 8001.9373 | -0.58934 | 1.4085 | 0.18087 | 0
[6 empty] | 13 | 25493.1755 | -2.0359 | 1.0907 | 1.9451 | 0
[6 empty] | 13 | 20467.2391 | 2.6549 | 0.8601 | -2.515 | 0
[6 empty] | 13 | 1803.6352 | 0.14424 | 0.55761 | 0.29815 | 0
[6 empty] | 13 | 3995.6938 | 0.41974 | 0.081502 | 0.49876 | 0
[6 empty] | 13 | 3979.3789 | 0.41893 | 0.083371 | 0.4977 | 0
[6 empty] | 13 | 2554.7879 | 0.25138 | 0.34436 | 0.40426 | 0
[6 empty] | 13 | 15993.1193 | 2.5288 | -1.4242 | -2.1046 | 0
[6 empty] | 13 | 16094.9474 | 2.5499 | -1.4293 | -2.1206 | 0
[6 empty] | 13 | 16094.9722 | 2.5499 | -1.4293 | -2.1206 | 0
[6 empty] | 13 | 16180.0004 | 2.5638 | -1.4345 | -2.1293 | 0
[6 empty] | 13 | 16269.6585 | 2.5785 | -1.44 | -2.1385 | 0
[6 empty] | 13 | 3112.6018 | 0.36382 | 0.19572 | 0.44046 | 0
[6 empty] | 13 | 3100.4481 | 0.36302 | 0.19738 | 0.4396 | 0
[6 empty] | 13 | 3097.3061 | 0.3629 | 0.19772 | 0.43938 | 0
[6 empty] | 13 | 2812.6572 | 0.40871 | 0.53521 | 0.056085 | 0
[6 empty] | 13 | 2802.3202 | 0.40768 | 0.5345 | 0.057817 | 0
[6 empty] | 13 | 2788.3652 | 0.40599 | 0.53374 | 0.060273 | 0
[6 empty] | 13 | 2641.4717 | 0.3943 | 0.52025 | 0.085447 | 0
[6 empty] | 13 | 2622.8489 | 0.39258 | 0.5188 | 0.088621 | 0
[6 empty] | 13 | 1606.2353 | 0.20113 | 0.51486 | 0.28401 | 0
[6 empty] | 13 | 1499.8081 | 0.19601 | 0.50472 | 0.29927 | 0
[6 empty] | 13 | 1882.0883 | 0.31735 | 0.46662 | 0.21603 | 0
[6 empty] | 13 | 1884.2281 | 0.31795 | 0.4664 | 0.21565 | 0
[6 empty] | 13 | 1883.9758 | 0.31793 | 0.46638 | 0.21569 | 0
[6 empty] | 13 | 1882.9228 | 0.31797 | 0.46599 | 0.21604 | 0
[6 empty] | 13 | 1443.0475 | 0.19271 | 0.48365 | 0.32364 | 0
[6 empty] | 13 | 1875.5538 | 0.33168 | 0.43481 | 0.23351 | 0
[6 empty] | 13 | 1852.2764 | 0.3278 | 0.43633 | 0.23587 | 0
[6 empty] | 13 | 1385.2341 | 0.18927 | 0.49128 | 0.31944 | 0
[6 empty] | 13 | 1379.3373 | 0.1894 | 0.49357 | 0.31704 | 0
[6 empty] | 13 | 1373.2459 | 0.18843 | 0.49304 | 0.31853 | 0
[6 empty] | 13 | 1695.0615 | 0.28598 | 0.45344 | 0.26057 | 0
[6 empty] | 13 | 1371.4679 | 0.18862 | 0.49297 | 0.31841 | 0
[6 empty] | 13 | 1372.4853 | 0.18898 | 0.49292 | 0.3181 | 0
[6 empty] | 13 | 1371.3533 | 0.18864 | 0.49296 | 0.31841 | 0
[6 empty] | 13 | 1371.3731 | 0.18866 | 0.49295 | 0.31839 | 0
[6 empty] | 13 | 1371.2636 | 0.18866 | 0.49294 | 0.3184 | 0
[6 empty] | 13 | 1372.0899 | 0.18897 | 0.49287 | 0.31816 | 0
[6 empty] | 13 | 1371.2971 | 0.18871 | 0.49286 | 0.31842 | 0
[6 empty] | 13 | 1371.9369 | 0.18893 | 0.49288 | 0.31819 | 0
[6 empty] | 13 | 1688.321 | 0.2845 | 0.45348 | 0.26202 | 0
[6 empty] | 13 | 1371.0191 | 0.18873 | 0.49287 | 0.3184 | 0
[6 empty] | 13 | 1371.0091 | 0.18874 | 0.49287 | 0.3184 | 0
[6 empty] | 13 | 1371.1096 | 0.18883 | 0.49277 | 0.3184 | 0
[6 empty] | 13 | 1371.1465 | 0.18886 | 0.49274 | 0.3184 | 0
[6 empty] | 13 | 1667.6135 | 0.33339 | 0.33321 | 0.33339 | 0
[6 empty] | 13 | 1667.5361 | 0.33338 | 0.33323 | 0.33339 | 0
[6 empty] | 13 | 1666.7384 | 0.33317 | 0.33373 | 0.3331 | 0
[6 empty] | 13 | 1667.488 | 0.33336 | 0.33324 | 0.33339 | 0
[6 empty] | 13 | 1667.407 | 0.33335 | 0.33326 | 0.33339 | 0
[6 empty] | 13 | 1667.2606 | 0.33339 | 0.33327 | 0.33334 | 0
[6 empty] | 13 | 1666.4762 | 0.33321 | 0.33346 | 0.33332 | 0
[6 empty] | 13 | 1666.3977 | 0.3332 | 0.33348 | 0.33332 | 0
[6 empty] | 13 | 1666.397 | 0.3332 | 0.33348 | 0.33332 | 0
[6 empty] | 13 | 1510.2735 | 3.2411e-17 | -0.30888 | -0.69112 | 0
[6 empty] | 13 | 1670.6489 | 0.039942 | -0.30218 | -0.73777 | 0
[6 empty] | 13 | 1616.0426 | 0.00038781 | -0.2482 | -0.75219 | 0
[6 empty] | 13 | 1552.206 | 3.9603e-17 | -0.26882 | -0.73118 | 0
[6 empty] | 13 | 1543.936 | 4.6664e-17 | -0.27299 | -0.72701 | 0
[6 empty] | 13 | 5377.998 | 0.10137 | 0.98771 | -0.08908 | 0
[6 empty] | 13 | 4834.9884 | 1.0463e-16 | -1 | 1.1309e-16 | 0
[6 empty] | 13 | 4834.9884 | 1.0463e-16 | -1 | 1.9447e-16 | 0
[6 empty] | 13 | 4834.9884 | 1.078e-14 | -1 | 1.1414e-14 | 0
[6 empty] | 13 | 3338.5389 | 0.10856 | -0.076546 | -1.032 | 0
[6 empty] | 13 | 4834.9884 | 1.2365e-16 | -1 | -7.3981e-17 | 0
[6 empty] | 13 | 3343.5185 | 0.10917 | -0.07619 | -1.033 | 0
[6 empty] | 13 | 3298.9255 | 0.12578 | -0.090174 | -1.0356 | 0
[6 empty] | 13 | 3505.0246 | 0.14338 | -0.072668 | -1.0707 | 0
[6 empty] | 13 | 3539.8631 | 0.14611 | -0.069366 | -1.0767 | 0
[6 empty] | 13 | 3555.2266 | 0.14714 | -0.06814 | -1.079 | 0
[6 empty] | 13 | 4623.5261 | 0.18597 | 0.041012 | -1.227 | 0
[6 empty] | 13 | 3643.0272 | 0.15385 | -0.060533 | -1.0933 | 0
[6 empty] | 13 | 4701.4971 | 0.19392 | 0.046666 | -1.2406 | 0
[6 empty] | 13 | 2562.4179 | 0.064201 | 0.67146 | 0.26434 | 0
[6 empty] | 13 | 2550.9322 | 0.066546 | 0.66962 | 0.26384 | 0
[6 empty] | 13 | 2537.6793 | 0.066888 | 0.66795 | 0.26517 | 0
[6 empty] | 13 | 1506.2102 | 8.617e-05 | -0.35632 | -0.64377 | 0
[6 empty] | 13 | 5050.802 | 0.24666 | 0.064453 | -1.3111 | 0
[6 empty] | 13 | 2729.7155 | 0.13918 | -0.53874 | -0.60044 | 0
[6 empty] | 13 | 5254.4316 | 0.26343 | 0.08084 | -1.3443 | 0
[6 empty] | 13 | 2111.2218 | 0.12998 | -0.28939 | -0.84059 | 0
[6 empty] | 13 | 2111.4097 | 0.12999 | -0.28941 | -0.84058 | 0
[6 empty] | 13 | 2114.67 | 0.1315 | -0.29116 | -0.84034 | 0
[6 empty] | 13 | 2133.0695 | 0.15661 | -0.34053 | -0.81608 | 0
[6 empty] | 13 | 10756.1772 | 0.48357 | -0.43532 | 0.95175 | 0
[6 empty] | 13 | 10681.4445 | 0.48216 | -0.42915 | 0.94699 | 0
[6 empty] | 13 | 2152.0974 | 0.1609 | -0.34133 | -0.81957 | 0
[6 empty] | 13 | 10393.9372 | 0.51096 | -0.43426 | 0.92331 | 0
[6 empty] | 13 | 3954.4832 | 0.26348 | -0.7056 | -0.55788 | 0
[6 empty] | 13 | 2282.6689 | 0.18838 | -0.34654 | -0.84184 | 0
[6 empty] | 13 | 2282.8784 | 0.18839 | -0.34657 | -0.84182 | 0
[6 empty] | 13 | 2286.04 | 0.18896 | -0.34661 | -0.84235 | 0
[6 empty] | 13 | 2074.4322 | 0.016661 | -0.19246 | -0.8242 | 0
[6 empty] | 13 | 8109.2627 | 0.41199 | -0.19873 | 0.78675 | 0
[6 empty] | 13 | 8152.9935 | 0.42018 | -0.20932 | 0.78914 | 0
[6 empty] | 13 | 8102.9519 | 0.41903 | -0.20493 | 0.7859 | 0
[6 empty] | 13 | 8095.0808 | 0.4194 | -0.20474 | 0.78533 | 0
[6 empty] | 13 | 11773.5846 | 0.82026 | 0.59615 | -2.4164 | 0
[6 empty] | 13 | 11907.6603 | 0.83226 | 0.60569 | -2.438 | 0
[6 empty] | 13 | 8694.7366 | 0.043122 | 0.108 | 0.84888 | 0
[6 empty] | 13 | 2105.3184 | 0.018623 | -0.18939 | -0.82924 | 0
[6 empty] | 13 | 5167.4453 | 0.42332 | -0.072327 | -1.351 | 0
[6 empty] | 13 | 2025.8039 | 0.018972 | -0.20014 | -0.81883 | 0
[6 empty] | 13 | 1568.389 | 0.015995 | -0.37101 | -0.64498 | 0
[6 empty] | 13 | 1569.0214 | 0.016073 | -0.37126 | -0.64481 | 0
[6 empty] | 13 | 2035.2307 | 0.02 | -0.19939 | -0.82061 | 0
[6 empty] | 13 | 1574.0759 | 0.016277 | -0.37249 | -0.64378 | 0
[6 empty] | 13 | 1571.3648 | 0.01654 | -0.37163 | -0.64491 | 0
[6 empty] | 13 | 2704.3628 | 0.27291 | -0.41101 | -0.8619 | 0
[6 empty] | 13 | 2734.7805 | 0.27827 | -0.41704 | -0.86123 | 0
[6 empty] | 13 | 2747.5833 | 0.28117 | -0.41732 | -0.86385 | 0
[6 empty] | 13 | 1709.499 | 0.019563 | -0.24753 | -0.77204 | 0
[6 empty] | 13 | 3352.4416 | 0.35647 | -0.39192 | -0.96455 | 0
[6 empty] | 13 | 3019.4639 | 0.01766 | 0.73591 | 0.24643 | 0
[6 empty] | 13 | 2052.4994 | 0.11523 | 0.59586 | 0.28891 | 0
[6 empty] | 13 | 1830.127 | 0.020157 | -0.42995 | -0.59021 | 0
[6 empty] | 13 | 1724.6467 | 0.020431 | -0.24588 | -0.77455 | 0
[6 empty] | 13 | 1830.1405 | 0.020267 | -0.4299 | -0.59037 | 0
[6 empty] | 13 | 7647.7498 | 0.61032 | -0.33358 | 0.72326 | 0
[6 empty] | 13 | 85215.2242 | 8.8003 | 4.6942 | -14.4944 | 0
[6 empty] | 13 | 96394.5107 | 9.9722 | 5.3548 | -16.327 | 0
[6 empty] | 13 | 9472.6928 | 0.7824 | -0.59792 | 0.81552 | 0
[6 empty] | 13 | 243139.8953 | 25.5673 | 14.7958 | -39.3631 | 0
[6 empty] | 13 | 111777.1481 | 12.9465 | 4.0096 | -17.9561 | 0
[6 empty] | 13 | 134616.2156 | 15.6133 | 4.91 | -21.5233 | 0
[6 empty] | 13 | 5716.4524 | 0.52659 | -0.13524 | 0.60864 | 0
[6 empty] | 13 | 5715.8113 | 0.52655 | -0.13523 | 0.60867 | 0
[6 empty] | 13 | 5719.8885 | 0.52698 | -0.13589 | 0.60891 | 0
[6 empty] | 13 | 7073.28 | 0.67556 | -0.34902 | 0.67346 | 0
[6 empty] | 13 | 4834.9884 | 5.11e-16 | -1 | -4.1377e-16 | 0
[6 empty] | 13 | 6960.6102 | 0.6692 | -0.33633 | 0.66713 | 0
[6 empty] | 13 | 6960.6644 | 0.6692 | -0.33633 | 0.66713 | 0
[6 empty] | 13 | 13908.4673 | -1.2061 | 2.2673 | -0.061111 | 0
[6 empty] | 13 | 14926.7187 | -1.3215 | 2.4102 | -0.088657 | 0
[6 empty] | 13 | 14934.2785 | -1.3222 | 2.4113 | -0.089091 | 0
[6 empty] | 13 | 15357.803 | -1.3685 | 2.4706 | -0.10213 | 0
[6 empty] | 13 | 21553.8412 | -1.9986 | 3.331 | -0.33239 | 0
[6 empty] | 13 | 1108.2154 | -0.21061 | -0.21098 | -0.57841 | 0
[6 empty] | 13 | 1107.5128 | -0.21093 | -0.21093 | -0.57814 | 0
[6 empty] | 13 | 1488.1765 | -0.26162 | -0.14205 | -0.59633 | 0
[6 empty] | 13 | 1458.6089 | -0.26138 | -0.14577 | -0.59286 | 0
[6 empty] | 13 | 24538.8718 | -2.7633 | 0.8068 | 0.95652 | 0
[6 empty] | 13 | 24223.7831 | -2.7328 | 0.79453 | 0.93824 | 0
[6 empty] | 13 | 1284.6789 | -0.23449 | -0.42995 | -0.33556 | 0
[6 empty] | 13 | 1073.4951 | -0.26063 | -0.19399 | -0.54538 | 0
[6 empty] | 13 | 1073.1458 | -0.26088 | -0.194 | -0.54512 | 0
[6 empty] | 13 | 1079.5088 | -0.26312 | -0.1929 | -0.54398 | 0
[6 empty] | 13 | 981.4995 | -0.24931 | -0.24931 | -0.50137 | 0
[6 empty] | 13 | 980.9423 | -0.24952 | -0.24946 | -0.50102 | 0
[6 empty] | 13 | 1231.5548 | -0.30696 | -0.16789 | -0.52515 | 0
[6 empty] | 13 | 1229.1947 | -0.30713 | -0.16824 | -0.52463 | 0
[6 empty] | 13 | 1253.6833 | -0.31117 | -0.16456 | -0.52427 | 0
[6 empty] | 13 | 1135.5521 | -0.29633 | -0.1828 | -0.52087 | 0
[6 empty] | 13 | 1387.8485 | -0.34 | -0.14421 | -0.51579 | 0
[6 empty] | 13 | 1392.0972 | -0.34126 | -0.14352 | -0.51522 | 0
[6 empty] | 13 | 1078.7939 | -0.27271 | -0.40119 | -0.3261 | 0
[6 empty] | 13 | 1073.4665 | -0.27403 | -0.4005 | -0.32547 | 0
[6 empty] | 13 | 1227.9635 | -0.32861 | -0.16799 | -0.5034 | 0
[6 empty] | 13 | 1238.7172 | -0.33302 | -0.16632 | -0.50066 | 0
[6 empty] | 13 | 3480.5935 | -0.70005 | 0.15714 | -0.45709 | 0
[6 empty] | 13 | 1117.3401 | -0.31606 | -0.18519 | -0.49874 | 0
[6 empty] | 13 | 1606.8157 | -0.40282 | -0.32037 | -0.27681 | 0
[6 empty] | 13 | 969.7984 | -0.31577 | -0.20923 | -0.475 | 0
[6 empty] | 13 | 930.544 | -0.31269 | -0.23162 | -0.45568 | 0
[6 empty] | 13 | 945.3195 | -0.32704 | -0.21404 | -0.45892 | 0
[6 empty] | 13 | 936.0162 | -0.32696 | -0.21889 | -0.45414 | 0
[6 empty] | 13 | 814.4878 | -0.30495 | -0.31176 | -0.38329 | 0
[6 empty] | 13 | 2352.4965 | -0.6095 | -0.075492 | -0.31501 | 0
[6 empty] | 13 | 2349.3374 | -0.60913 | -0.075413 | -0.31545 | 0
[6 empty] | 13 | 2348.7636 | -0.60908 | -0.075835 | -0.31509 | 0
[6 empty] | 13 | 2328.6295 | -0.60662 | -0.078146 | -0.31523 | 0
[6 empty] | 13 | 1018.0324 | -0.36437 | -0.20064 | -0.43498 | 0
[6 empty] | 13 | 956.7381 | -0.35645 | -0.21017 | -0.43338 | 0
[6 empty] | 13 | 956.3315 | -0.35781 | -0.21024 | -0.43196 | 0
[6 empty] | 13 | 956.4174 | -0.35784 | -0.21022 | -0.43193 | 0
[6 empty] | 13 | 924.8505 | -0.351 | -0.21861 | -0.4304 | 0
[6 empty] | 13 | 923.6972 | -0.35254 | -0.21886 | -0.4286 | 0
[6 empty] | 13 | 923.8665 | -0.35262 | -0.21881 | -0.42857 | 0
[6 empty] | 13 | 1775.5961 | -0.52776 | -0.092785 | -0.37945 | 0
[6 empty] | 13 | 1768.3133 | -0.52717 | -0.09388 | -0.37895 | 0
[6 empty] | 13 | 762.8627 | -0.32195 | -0.33171 | -0.34634 | 0
[6 empty] | 13 | 759.5865 | -0.32099 | -0.33967 | -0.33934 | 0
[6 empty] | 13 | 759.3724 | -0.32136 | -0.33872 | -0.33992 | 0
[6 empty] | 13 | 759.2891 | -0.32149 | -0.33844 | -0.34007 | 0
[6 empty] | 13 | 775.6805 | -0.32813 | -0.31803 | -0.35384 | 0
[6 empty] | 13 | 759.5974 | -0.32305 | -0.33295 | -0.344 | 0
[6 empty] | 13 | 759.6395 | -0.32178 | -0.34335 | -0.33486 | 0
[6 empty] | 13 | 758.4169 | -0.32274 | -0.33566 | -0.34159 | 0
[6 empty] | 13 | 803.9159 | -0.33096 | -0.34089 | -0.32816 | 0
[6 empty] | 13 | 758.5563 | -0.32316 | -0.33411 | -0.34273 | 0
[6 empty] | 13 | 771.8852 | -0.32893 | -0.31987 | -0.3512 | 0
[6 empty] | 13 | 788.3154 | -0.32989 | -0.34077 | -0.32934 | 0
[6 empty] | 13 | 784.9852 | -0.32959 | -0.34082 | -0.32959 | 0
[6 empty] | 13 | 754.6166 | -0.32379 | -0.34253 | -0.33368 | 0
[6 empty] | 13 | 767.8571 | -0.32926 | -0.32226 | -0.34847 | 0
[6 empty] | 13 | 753.8232 | -0.32428 | -0.34319 | -0.33253 | 0
[6 empty] | 13 | 753.5502 | -0.32451 | -0.34324 | -0.33225 | 0
[6 empty] | 13 | 753.5121 | -0.32455 | -0.34323 | -0.33222 | 0
[6 empty] | 13 | 1257.7912 | -0.4488 | -0.1677 | -0.38349 | 0
[6 empty] | 13 | 751.6474 | -0.32712 | -0.34074 | -0.33214 | 0
[6 empty] | 13 | 769.0464 | -0.33138 | -0.33756 | -0.33106 | 0
[6 empty] | 13 | 753.1564 | -0.32902 | -0.3388 | -0.33218 | 0
[6 empty] | 13 | 753.703 | -0.32938 | -0.33843 | -0.33219 | 0
[6 empty] | 13 | 1468.7817 | -0.49846 | -0.1409 | -0.36064 | 0
[6 empty] | 13 | 1461.0348 | -0.49747 | -0.14198 | -0.36055 | 0
[6 empty] | 13 | 1464.5568 | -0.49825 | -0.14172 | -0.36003 | 0
[6 empty] | 13 | 760.1396 | -0.33153 | -0.33666 | -0.33181 | 0
[6 empty] | 13 | 756.1713 | -0.33113 | -0.33424 | -0.33463 | 0
[6 empty] | 13 | 760.2552 | -0.33166 | -0.33651 | -0.33183 | 0
[6 empty] | 13 | 760.1379 | -0.33166 | -0.3365 | -0.33185 | 0
[6 empty] | 13 | 758.7408 | -0.33138 | -0.33665 | -0.33197 | 0
[6 empty] | 13 | 756.8971 | -0.33158 | -0.33416 | -0.33426 | 0
[6 empty] | 13 | 759.3123 | -0.33195 | -0.33586 | -0.3322 | 0
[6 empty] | 13 | 764.3431 | -0.33324 | -0.33483 | -0.33193 | 0
[6 empty] | 13 | 758.0439 | -0.33225 | -0.3349 | -0.33285 | 0
[6 empty] | 13 | 758.2604 | -0.33233 | -0.33483 | -0.33284 | 0
[6 empty] | 13 | 1112.1365 | -0.43438 | -0.19042 | -0.3752 | 0
[6 empty] | 13 | 1117.4806 | -0.4356 | -0.18973 | -0.37467 | 0
[6 empty] | 13 | 1290.3947 | -0.47621 | -0.16844 | -0.35535 | 0
[6 empty] | 13 | 1309.7317 | -0.48417 | -0.16959 | -0.34624 | 0
[6 empty] | 13 | 1303.7873 | -0.48346 | -0.17033 | -0.34621 | 0
[6 empty] | 13 | 1300.4616 | -0.48307 | -0.17086 | -0.34607 | 0
[6 empty] | 13 | 1297.3648 | -0.48271 | -0.17154 | -0.34575 | 0
[6 empty] | 13 | 945.8629 | -0.39829 | -0.26339 | -0.33832 | 0
[6 empty] | 13 | 946.0921 | -0.39837 | -0.2633 | -0.33833 | 0
[6 empty] | 13 | 1025.7242 | -0.42226 | -0.21486 | -0.36288 | 0
[6 empty] | 13 | 1029.6184 | -0.4234 | -0.21293 | -0.36367 | 0
[6 empty] | 13 | 1031.3567 | -0.42388 | -0.21255 | -0.36357 | 0
[6 empty] | 13 | 1241.633 | -0.47292 | -0.20321 | -0.32387 | 0
[6 empty] | 13 | 1232.5042 | -0.47135 | -0.20514 | -0.32351 | 0
[6 empty] | 13 | 1232.6972 | -0.47142 | -0.20502 | -0.32356 | 0
[6 empty] | 13 | 1230.4207 | -0.47086 | -0.20557 | -0.32357 | 0
[6 empty] | 13 | 1231.5351 | -0.47121 | -0.20523 | -0.32356 | 0
[6 empty] | 13 | 1215.5919 | -0.46965 | -0.20493 | -0.32542 | 0
[6 empty] | 13 | 1183.1363 | -0.46401 | -0.20568 | -0.33031 | 0
[6 empty] | 13 | 1218.7755 | -0.47331 | -0.19654 | -0.33015 | 0
[6 empty] | 13 | 1216.6054 | -0.4734 | -0.19551 | -0.33109 | 0
[6 empty] | 13 | 1215.493 | -0.47306 | -0.19629 | -0.33064 | 0
[6 empty] | 13 | 1216.732 | -0.47342 | -0.19571 | -0.33087 | 0
[6 empty] | 13 | 1543.936 | -2.695e-17 | -0.27299 | -0.72701 | 0
[6 empty] | 13 | 4834.9884 | -5.76e-17 | -1 | 1.6012e-16 | 0
[6 empty] | 13 | 1505.8858 | -2.712e-17 | -0.35607 | -0.64393 | 0
[6 empty] | 13 | 3370.5796 | -0.071272 | 0.0034849 | -0.93221 | 0
[6 empty] | 13 | 4834.9884 | -8.8249e-16 | -1 | -1.1203e-15 | 0
[6 empty] | 13 | 3274.954 | -0.044404 | 0.66772 | 0.37668 | 0
[6 empty] | 13 | 3282.5207 | -0.045272 | 0.66859 | 0.37668 | 0
[6 empty] | 13 | 3392.4898 | -0.079329 | 0.0093353 | -0.93001 | 0
[6 empty] | 13 | 3307.159 | -0.047416 | 0.66862 | 0.3788 | 0
[6 empty] | 13 | 1393.5021 | -0.042476 | -0.32715 | -0.63037 | 0
[6 empty] | 13 | 1993.7798 | -0.0058903 | -0.19136 | -0.80275 | 0
[6 empty] | 13 | 4834.9884 | -1.0516e-15 | -1 | -1.1256e-15 | 0
[6 empty] | 13 | 1865.5701 | -0.0057865 | -0.20808 | -0.78613 | 0
[6 empty] | 13 | 1387.433 | -0.04514 | -0.32703 | -0.62783 | 0
[6 empty] | 13 | 1460.3451 | -0.048408 | -0.24114 | -0.71045 | 0
[6 empty] | 13 | 1459.8123 | -0.04862 | -0.24107 | -0.71031 | 0
[6 empty] | 13 | 9570.064 | -0.17357 | 0.25539 | 0.91818 | 0
[6 empty] | 13 | 9570.3509 | -0.17356 | 0.25538 | 0.91818 | 0
[6 empty] | 13 | 1455.7046 | -0.050559 | -0.24064 | -0.70881 | 0
[6 empty] | 13 | 1535.7046 | -0.0057529 | -0.26738 | -0.72687 | 0
[6 empty] | 13 | 1979.2611 | -0.0073698 | -0.19257 | -0.80006 | 0
[6 empty] | 13 | 1510.2735 | -6.4579e-17 | -0.30888 | -0.69112 | 0
[6 empty] | 13 | 2555.4581 | -0.092284 | -0.082952 | -0.82476 | 0
[6 empty] | 13 | 1836.4338 | -0.00079996 | -0.21455 | -0.78465 | 0
[6 empty] | 13 | 4834.9884 | -2.0239e-14 | -1 | -2.0556e-14 | 0
[6 empty] | 13 | 10195.5815 | -0.35539 | 0.39162 | 0.96377 | 0
[6 empty] | 13 | 10203.9043 | -0.35653 | 0.39192 | 0.96461 | 0
[6 empty] | 13 | 1827.3584 | -0.0014783 | -0.2154 | -0.78312 | 0
[6 empty] | 13 | 19723.9841 | -0.98909 | -1.0636 | 1.0527 | 0
[6 empty] | 13 | 1630.8029 | -0.13505 | -0.17816 | -0.68679 | 0
[6 empty] | 13 | 1620.278 | -0.13683 | -0.17873 | -0.68444 | 0
[6 empty] | 13 | 17436.3387 | -0.94703 | -0.95506 | 0.90209 | 0
[6 empty] | 13 | 17436.6395 | -0.94703 | -0.95506 | 0.90209 | 0
[6 empty] | 13 | 16829.9945 | -0.92558 | -0.93178 | 0.85736 | 0
[6 empty] | 13 | 4834.9884 | -3.2816e-15 | -1 | -3.271e-15 | 0
[6 empty] | 13 | 2745.3784 | -0.27734 | 0.014972 | -0.73763 | 0
[6 empty] | 13 | 2721.5493 | -0.27752 | 0.012264 | -0.73474 | 0
[6 empty] | 13 | 1865.3657 | -0.002393 | -0.20989 | -0.78772 | 0
[6 empty] | 13 | 7992.6884 | -0.58804 | 1.4074 | 0.18068 | 0
[6 empty] | 13 | 8021.3877 | -0.59149 | 1.4108 | 0.18066 | 0
[6 empty] | 13 | 8070.5061 | -0.59725 | 1.4175 | 0.17978 | 0
[6 empty] | 13 | 8614.8696 | -0.65993 | 1.4899 | 0.17003 | 0
[6 empty] | 13 | 2172.0148 | -0.26443 | -0.057234 | -0.67833 | 0
[6 empty] | 13 | 25708.3623 | -2.0553 | 1.0957 | 1.9596 | 0
[6 empty] | 13 | 25707.6683 | -2.0553 | 1.0957 | 1.9596 | 0
[6 empty] | 13 | 25707.5654 | -2.0553 | 1.0957 | 1.9596 | 0
[6 empty] | 13 | 2149.3708 | -0.26383 | -0.060023 | -0.67615 | 0
[6 empty] | 14 | 1394.447 | 0.18866 | 0.4955 | 0.31584 | 0
[6 empty] | 14 | 1571.6293 | 0.012923 | -0.29658 | -0.71635 | 0
[6 empty] | 14 | 762.4007 | -0.3222 | -0.33294 | -0.34486 | 0
[6 empty] | 14 | 949.6961 | -0.39905 | -0.26249 | -0.33846 | 0
[6 empty] | 14 | 1402.3458 | 0.1886 | 0.49644 | 0.31495 | 0
[6 empty] | 14 | 1373.9301 | 0.19002 | 0.49233 | 0.31764 | 0
[6 empty] | 14 | 1369.5761 | 0.1891 | 0.49241 | 0.31848 | 0
[6 empty] | 14 | 1369.6861 | 0.18919 | 0.49238 | 0.31843 | 0
[6 empty] | 14 | 1713.8817 | 0.28454 | 0.45335 | 0.26211 | 0
[6 empty] | 14 | 4715.9915 | 9.0441e-15 | -1 | 9.4722e-15 | 0
[6 empty] | 14 | 4715.9915 | 1.37e-16 | -1 | 1.9694e-16 | 0
[6 empty] | 14 | 1553.5539 | 6.2362e-17 | -0.27043 | -0.72957 | 0
[6 empty] | 14 | 7898.052 | 0.47965 | 0.29835 | -1.778 | 0
[6 empty] | 14 | 2388.8987 | 0.18241 | -0.35518 | -0.82723 | 0
[6 empty] | 14 | 1536.9978 | 1.2611e-16 | -0.28039 | -0.71961 | 0
[6 empty] | 14 | 5326.6047 | 0.48894 | -0.07781 | 0.58887 | 0
[6 empty] | 14 | 591816.3511 | -55.2797 | 77.0043 | -20.7246 | 0
[6 empty] | 14 | 993.5028 | -0.24578 | -0.24558 | -0.50865 | 0
[6 empty] | 14 | 1267.5573 | -0.30673 | -0.16955 | -0.52371 | 0
[6 empty] | 14 | 2468.2982 | -0.60891 | -0.076683 | -0.31441 | 0
[6 empty] | 14 | 935.9874 | -0.33467 | -0.2206 | -0.44473 | 0
[6 empty] | 14 | 1537.4533 | -0.48433 | -0.14729 | -0.36838 | 0
[6 empty] | 14 | 1527.3286 | -0.48318 | -0.1486 | -0.36822 | 0
[6 empty] | 14 | 1500.9886 | -0.47974 | -0.15198 | -0.36828 | 0
[6 empty] | 14 | 796.0202 | -0.33066 | -0.34112 | -0.32823 | 0
[6 empty] | 14 | 757.9192 | -0.32457 | -0.33649 | -0.33894 | 0
[6 empty] | 14 | 754.1526 | -0.32455 | -0.3432 | -0.33225 | 0
[6 empty] | 14 | 981.2323 | -0.40733 | -0.25524 | -0.33742 | 0
[6 empty] | 14 | 1179.0721 | -0.45877 | -0.20955 | -0.33168 | 0
[6 empty] | 14 | 1175.4809 | -0.45838 | -0.20919 | -0.33243 | 0
[6 empty] | 14 | 2012.5964 | -0.0040728 | -0.19117 | -0.80476 | 0
[6 empty] | 14 | 1614.1841 | -5.6103e-18 | -0.24942 | -0.75058 | 0
[6 empty] | 14 | 4654.092 | -0.016796 | 0.13046 | -1.1137 | 0
[6 empty] | 14 | 7898.9302 | 0.94451 | -0.60895 | -1.3356 | 0
[6 empty] | 14 | 3783.9632 | 0.39832 | 0.11302 | 0.48866 | 0
[6 empty] | 14 | 3790.5846 | 0.39916 | 0.11181 | 0.48903 | 0
[6 empty] | 14 | 19580.5134 | 2.549 | -1.4309 | -2.1181 | 0
[6 empty] | 14 | 19574.0107 | 2.5503 | -1.4282 | -2.1221 | 0
[6 empty] | 14 | 19576.8954 | 2.5507 | -1.4284 | -2.1223 | 0
[6 empty] | 14 | 19844.7239 | 2.587 | -1.443 | -2.144 | 0
[6 empty] | 14 | 2479.2877 | 0.25332 | 0.34066 | 0.40603 | 0
[6 empty] | 14 | 2478.2425 | 0.25331 | 0.34074 | 0.40595 | 0
[6 empty] | 14 | 2966.7644 | 0.34968 | 0.21683 | 0.43349 | 0
[6 empty] | 14 | 2943.0956 | 0.34868 | 0.21947 | 0.43186 | 0
[6 empty] | 14 | 3535.2932 | 0.47476 | 0.57752 | -0.052285 | 0
[6 empty] | 14 | 3465.9133 | 0.46745 | 0.57345 | -0.040893 | 0
[6 empty] | 14 | 3465.8088 | 0.46743 | 0.57347 | -0.040892 | 0
[6 empty] | 14 | 3449.3474 | 0.46792 | 0.56753 | -0.03545 | 0
[6 empty] | 14 | 2849.5327 | 0.45707 | 0.21027 | 0.33266 | 0
[6 empty] | 14 | 2841.1779 | 0.45601 | 0.2109 | 0.33308 | 0
[6 empty] | 14 | 2690.2565 | 0.43406 | 0.21886 | 0.34709 | 0
[6 empty] | 14 | 2112.9329 | 0.3318 | 0.4785 | 0.1897 | 0
[6 empty] | 14 | 2090.3246 | 0.32779 | 0.47861 | 0.19361 | 0
[6 empty] | 14 | 1435.6785 | 0.19035 | 0.49957 | 0.31008 | 0
[6 empty] | 14 | 1981.7353 | 0.32027 | 0.46562 | 0.2141 | 0
[6 empty] | 14 | 1981.5273 | 0.32036 | 0.46537 | 0.21427 | 0
[6 empty] | 14 | 1379.8116 | 0.18805 | 0.49268 | 0.31927 | 0
[6 empty] | 14 | 1385.0207 | 0.19024 | 0.49005 | 0.31971 | 0
[6 empty] | 14 | 1374.3421 | 0.18865 | 0.4931 | 0.31825 | 0
[6 empty] | 14 | 1371.2387 | 0.18893 | 0.49268 | 0.31839 | 0
[6 empty] | 14 | 1370.1055 | 0.18903 | 0.49251 | 0.31847 | 0
[6 empty] | 14 | 1373.9171 | 0.19002 | 0.49234 | 0.31764 | 0
[6 empty] | 14 | 1369.5104 | 0.18915 | 0.49238 | 0.31847 | 0
[6 empty] | 14 | 1369.4652 | 0.18914 | 0.49238 | 0.31848 | 0
[6 empty] | 14 | 1370.3212 | 0.18935 | 0.49235 | 0.3183 | 0
[6 empty] | 14 | 1372.3287 | 0.18988 | 0.49218 | 0.31794 | 0
[6 empty] | 14 | 1369.7471 | 0.18929 | 0.49221 | 0.3185 | 0
[6 empty] | 14 | 1382.9697 | 0.19287 | 0.49093 | 0.3162 | 0
[6 empty] | 14 | 1720.7459 | 0.28649 | 0.45248 | 0.26103 | 0
[6 empty] | 14 | 1849.0162 | 0.33925 | 0.31411 | 0.34665 | 0
[6 empty] | 14 | 1710.439 | 0.33773 | 0.32847 | 0.33381 | 0
[6 empty] | 14 | 1666.6667 | 0.33333 | 0.33333 | 0.33333 | 0
[6 empty] | 14 | 9756.4734 | 0.0094346 | 0.018037 | 0.97253 | 0
[6 empty] | 14 | 9751.7132 | 0.0097998 | 0.018028 | 0.97217 | 0
[6 empty] | 14 | 2485.9307 | 0.036292 | -0.15066 | -0.88563 | 0
[6 empty] | 14 | 3052.8035 | 0.039792 | 0.71972 | 0.24049 | 0
[6 empty] | 14 | 1616.6027 | 0.00046021 | -0.24933 | -0.75113 | 0
[6 empty] | 14 | 1506.7635 | 5.5702e-19 | -0.35294 | -0.64706 | 0
[6 empty] | 14 | 3377.0951 | 0.11032 | -0.073545 | -1.0368 | 0
[6 empty] | 14 | 3421.8314 | 0.11656 | -0.070825 | -1.0457 | 0
[6 empty] | 14 | 3582.7897 | 0.14869 | -0.066506 | -1.0822 | 0
[6 empty] | 14 | 3610.7345 | 0.15101 | -0.063986 | -1.087 | 0
[6 empty] | 14 | 3617.7395 | 0.15126 | -0.06324 | -1.088 | 0
[6 empty] | 14 | 3621.9105 | 0.15186 | -0.062881 | -1.089 | 0
[6 empty] | 14 | 4715.9915 | 2.2583e-16 | -1 | -1.9854e-16 | 0
[6 empty] | 14 | 1540.9765 | 0.0091022 | -0.36633 | -0.64277 | 0
[6 empty] | 14 | 2100.2344 | 0.12703 | -0.28942 | -0.83762 | 0
[6 empty] | 14 | 2109.0526 | 0.1292 | -0.29011 | -0.83909 | 0
[6 empty] | 14 | 2117.2613 | 0.13017 | -0.28973 | -0.84044 | 0
[6 empty] | 14 | 2117.4803 | 0.13018 | -0.28974 | -0.84045 | 0
[6 empty] | 14 | 2146.2102 | 0.13333 | -0.28797 | -0.84536 | 0
[6 empty] | 14 | 7142.6607 | 0.37812 | 0.25393 | -1.632 | 0
[6 empty] | 14 | 2042.5383 | 0.13046 | -0.33374 | -0.79672 | 0
[6 empty] | 14 | 2045.5229 | 0.13118 | -0.33357 | -0.79761 | 0
[6 empty] | 14 | 2046.0218 | 0.13121 | -0.33352 | -0.79769 | 0
[6 empty] | 14 | 7112.0973 | 0.38328 | 0.24838 | -1.6317 | 0
[6 empty] | 14 | 2048.7085 | 0.13163 | -0.33384 | -0.79778 | 0
[6 empty] | 14 | 7891.1827 | 0.37829 | -0.17715 | 0.79886 | 0
[6 empty] | 14 | 7877.2414 | 0.38001 | -0.17765 | 0.79764 | 0
[6 empty] | 14 | 7892.1374 | 0.38076 | -0.17955 | 0.79878 | 0
[6 empty] | 14 | 7869.064 | 0.38038 | -0.17746 | 0.79708 | 0
[6 empty] | 14 | 7719.0029 | 0.38047 | -0.16641 | 0.78594 | 0
[6 empty] | 14 | 4715.9915 | 2.7293e-17 | -1 | -4.1902e-17 | 0
[6 empty] | 14 | 7784.2349 | 0.47046 | 0.28904 | -1.7595 | 0
[6 empty] | 14 | 2256.0665 | 0.16334 | -0.36519 | -0.79814 | 0
[6 empty] | 14 | 2259.8633 | 0.16387 | -0.36538 | -0.79849 | 0
[6 empty] | 14 | 2375.9267 | 0.18062 | -0.35491 | -0.82571 | 0
[6 empty] | 14 | 11832.8425 | 0.82866 | 0.5971 | -2.4258 | 0
[6 empty] | 14 | 11806.3981 | 0.8269 | 0.59453 | -2.4214 | 0
[6 empty] | 14 | 11853.1006 | 0.83142 | 0.59815 | -2.4296 | 0
[6 empty] | 14 | 4715.9915 | 3.7032e-16 | -1 | -5.1856e-16 | 0
[6 empty] | 14 | 5295.7542 | 0.43548 | -0.065136 | -1.3703 | 0
[6 empty] | 14 | 1581.9741 | 0.015249 | -0.29509 | -0.72016 | 0
[6 empty] | 14 | 2036.1157 | 0.018832 | -0.19971 | -0.81912 | 0
[6 empty] | 14 | 2037.0868 | 0.018918 | -0.19954 | -0.81938 | 0
[6 empty] | 14 | 1553.5539 | 1.5433e-18 | -0.27043 | -0.72957 | 0
[6 empty] | 14 | 1568.7349 | 0.016236 | -0.37343 | -0.64281 | 0
[6 empty] | 14 | 1568.972 | 0.016346 | -0.37343 | -0.64292 | 0
[6 empty] | 14 | 1568.9706 | 0.016346 | -0.37342 | -0.64292 | 0
[6 empty] | 14 | 1570.4105 | 0.016702 | -0.37337 | -0.64333 | 0
[6 empty] | 14 | 9765.8405 | 0.0074056 | 0.019347 | 0.97325 | 0
[6 empty] | 14 | 1708.8566 | 0.019336 | -0.24834 | -0.77099 | 0
[6 empty] | 14 | 1711.3165 | 0.019472 | -0.24807 | -0.7714 | 0
[6 empty] | 14 | 5521.4513 | 0.50005 | -0.10165 | 0.6016 | 0
[6 empty] | 14 | 6893.7061 | 0.65616 | -0.32283 | 0.66667 | 0
[6 empty] | 14 | 6893.8292 | 0.65616 | -0.32283 | 0.66667 | 0
[6 empty] | 14 | 6884.3429 | 0.65524 | -0.32168 | 0.66643 | 0
[6 empty] | 14 | 6884.5455 | 0.65524 | -0.32168 | 0.66643 | 0
[6 empty] | 14 | 6856.9964 | 0.6539 | -0.31825 | 0.66435 | 0
[6 empty] | 14 | 70259.1032 | 7.2613 | 3.7765 | -12.0378 | 0
[6 empty] | 14 | 76473.058 | 7.9075 | 4.15 | -13.0574 | 0
[6 empty] | 14 | 80841.6308 | 8.3657 | 4.4123 | -13.778 | 0
[6 empty] | 14 | 126234.0468 | 13.1517 | 7.0299 | -21.1816 | 0
[6 empty] | 14 | 22944.9766 | -2.051 | 1.0955 | 1.9555 | 0
[6 empty] | 14 | 23066.2137 | -2.0632 | 1.0993 | 1.9639 | 0
[6 empty] | 14 | 23214.0019 | -2.0788 | 1.1043 | 1.9745 | 0
[6 empty] | 14 | 23214.9253 | -2.079 | 1.1044 | 1.9746 | 0
[6 empty] | 14 | 59552.6657 | -5.4194 | 8.0486 | -1.6291 | 0
[6 empty] | 14 | 62344.5248 | -5.6884 | 8.411 | -1.7226 | 0
[6 empty] | 14 | 70266.199 | -6.4553 | 9.4355 | -1.9803 | 0
[6 empty] | 14 | 83187.9602 | -7.7032 | 11.1087 | -2.4054 | 0
[6 empty] | 14 | 113357.5236 | -10.595 | 15.0188 | -3.4238 | 0
[6 empty] | 14 | 107265.4636 | -10.0319 | 14.2224 | -3.1905 | 0
[6 empty] | 14 | 2194.7161 | -0.265 | -0.054788 | -0.68021 | 0
[6 empty] | 14 | 2173.4749 | -0.26451 | -0.05753 | -0.67796 | 0
[6 empty] | 14 | 1095.0243 | -0.1936 | -0.26758 | -0.53882 | 0
[6 empty] | 14 | 21852.0387 | -2.756 | 0.80663 | 0.94932 | 0
[6 empty] | 14 | 21737.4463 | -2.7429 | 0.79852 | 0.94442 | 0
[6 empty] | 14 | 1551.3658 | -0.26836 | -0.1345 | -0.59714 | 0
[6 empty] | 14 | 1496.5049 | -0.26216 | -0.14173 | -0.59611 | 0
[6 empty] | 14 | 1102.0534 | -0.21259 | -0.21259 | -0.57481 | 0
[6 empty] | 14 | 1102.003 | -0.21268 | -0.21256 | -0.57476 | 0
[6 empty] | 14 | 1101.1873 | -0.21399 | -0.21207 | -0.57394 | 0
[6 empty] | 14 | 1461.8362 | -0.26229 | -0.14606 | -0.59165 | 0
[6 empty] | 14 | 995.4351 | -0.24507 | -0.24507 | -0.50986 | 0
[6 empty] | 14 | 3525.7531 | -0.6485 | 0.11931 | -0.47081 | 0
[6 empty] | 14 | 1070.9596 | -0.26093 | -0.19573 | -0.54334 | 0
[6 empty] | 14 | 1069.3711 | -0.26086 | -0.19596 | -0.54318 | 0
[6 empty] | 14 | 1054.3689 | -0.27433 | -0.40018 | -0.32549 | 0
[6 empty] | 14 | 1265.1822 | -0.30636 | -0.16986 | -0.52378 | 0
[6 empty] | 14 | 1385.1198 | -0.32749 | -0.15432 | -0.51819 | 0
[6 empty] | 14 | 1368.2811 | -0.32532 | -0.15648 | -0.5182 | 0
[6 empty] | 14 | 1264.6367 | -0.31958 | -0.17061 | -0.50981 | 0
[6 empty] | 14 | 897.3238 | -0.27776 | -0.28124 | -0.44101 | 0
[6 empty] | 14 | 2490.4839 | -0.61111 | -0.073845 | -0.31504 | 0
[6 empty] | 14 | 2487.3046 | -0.61108 | -0.074496 | -0.31442 | 0
[6 empty] | 14 | 867.2158 | -0.28774 | -0.29248 | -0.41978 | 0
[6 empty] | 14 | 2468.2366 | -0.60885 | -0.076679 | -0.31447 | 0
[6 empty] | 14 | 2462.5574 | -0.6082 | -0.077256 | -0.31454 | 0
[6 empty] | 14 | 936.2459 | -0.30978 | -0.2307 | -0.45952 | 0
[6 empty] | 14 | 961.2064 | -0.31474 | -0.21438 | -0.47088 | 0
[6 empty] | 14 | 962.1026 | -0.31565 | -0.2143 | -0.47005 | 0
[6 empty] | 14 | 836.4461 | -0.29452 | -0.31507 | -0.39041 | 0
[6 empty] | 14 | 946.653 | -0.32109 | -0.21748 | -0.46143 | 0
[6 empty] | 14 | 941.6713 | -0.32097 | -0.22013 | -0.45889 | 0
[6 empty] | 14 | 939.3341 | -0.32149 | -0.22125 | -0.45726 | 0
[6 empty] | 14 | 999.4711 | -0.34104 | -0.21017 | -0.44879 | 0
[6 empty] | 14 | 996.1514 | -0.34037 | -0.21062 | -0.44902 | 0
[6 empty] | 14 | 962.9544 | -0.33677 | -0.21588 | -0.44735 | 0
[6 empty] | 14 | 959.6093 | -0.33659 | -0.21646 | -0.44695 | 0
[6 empty] | 14 | 935.3136 | -0.33403 | -0.22055 | -0.44541 | 0
[6 empty] | 14 | 935.2936 | -0.33405 | -0.22056 | -0.44539 | 0
[6 empty] | 14 | 933.9563 | -0.33388 | -0.2213 | -0.44482 | 0
[6 empty] | 14 | 1529.5737 | -0.4834 | -0.14829 | -0.3683 | 0
[6 empty] | 14 | 1525.9222 | -0.4839 | -0.14924 | -0.36686 | 0
[6 empty] | 14 | 1512.3915 | -0.48191 | -0.1506 | -0.36749 | 0
[6 empty] | 14 | 1514.2555 | -0.48271 | -0.15071 | -0.36658 | 0
[6 empty] | 14 | 1510.5959 | -0.48235 | -0.15121 | -0.36644 | 0
[6 empty] | 14 | 1488.4762 | -0.4776 | -0.15355 | -0.36885 | 0
[6 empty] | 14 | 773.1983 | -0.3161 | -0.34352 | -0.34039 | 0
[6 empty] | 14 | 771.1268 | -0.31708 | -0.3436 | -0.33931 | 0
[6 empty] | 14 | 763.5975 | -0.31958 | -0.33969 | -0.34074 | 0
[6 empty] | 14 | 763.4015 | -0.32014 | -0.33812 | -0.34174 | 0
[6 empty] | 14 | 792.9264 | -0.32652 | -0.30867 | -0.36482 | 0
[6 empty] | 14 | 794.8612 | -0.32722 | -0.30701 | -0.36576 | 0
[6 empty] | 14 | 807.5554 | -0.33191 | -0.34071 | -0.32738 | 0
[6 empty] | 14 | 805.5704 | -0.33148 | -0.34106 | -0.32746 | 0
[6 empty] | 14 | 761.6321 | -0.32108 | -0.34327 | -0.33565 | 0
[6 empty] | 14 | 765.3919 | -0.32165 | -0.33038 | -0.34796 | 0
[6 empty] | 14 | 789.1734 | -0.32706 | -0.31064 | -0.3623 | 0
[6 empty] | 14 | 789.2451 | -0.32709 | -0.31058 | -0.36234 | 0
[6 empty] | 14 | 767.1519 | -0.32234 | -0.32869 | -0.34897 | 0
[6 empty] | 14 | 760.7903 | -0.32284 | -0.33426 | -0.34291 | 0
[6 empty] | 14 | 783.5455 | -0.32976 | -0.34097 | -0.32927 | 0
[6 empty] | 14 | 755.2886 | -0.32381 | -0.34308 | -0.33312 | 0
[6 empty] | 14 | 778.2296 | -0.32953 | -0.34072 | -0.32975 | 0
[6 empty] | 14 | 754.0148 | -0.32457 | -0.34317 | -0.33226 | 0
[6 empty] | 14 | 753.7315 | -0.32482 | -0.34292 | -0.33226 | 0
[6 empty] | 14 | 754.2354 | -0.32714 | -0.34084 | -0.33202 | 0
[6 empty] | 14 | 753.1113 | -0.32704 | -0.34082 | -0.33213 | 0
[6 empty] | 14 | 753.1071 | -0.32708 | -0.34079 | -0.33214 | 0
[6 empty] | 14 | 753.1074 | -0.32709 | -0.34077 | -0.33214 | 0
[6 empty] | 14 | 1297.7042 | -0.45966 | -0.18451 | -0.35582 | 0
[6 empty] | 14 | 755.6323 | -0.32989 | -0.33755 | -0.33255 | 0
[6 empty] | 14 | 760.9434 | -0.33146 | -0.33254 | -0.336 | 0
[6 empty] | 14 | 759.7026 | -0.3317 | -0.33606 | -0.33224 | 0
[6 empty] | 14 | 759.1376 | -0.33157 | -0.33615 | -0.33228 | 0
[6 empty] | 14 | 759.2659 | -0.33161 | -0.33612 | -0.33227 | 0
[6 empty] | 14 | 763.0367 | -0.33264 | -0.33521 | -0.33215 | 0
[6 empty] | 14 | 758.8926 | -0.33165 | -0.33598 | -0.33237 | 0
[6 empty] | 14 | 764.1207 | -0.33302 | -0.33482 | -0.33216 | 0
[6 empty] | 14 | 757.7398 | -0.33192 | -0.33531 | -0.33278 | 0
[6 empty] | 14 | 758.0536 | -0.33216 | -0.33498 | -0.33286 | 0
[6 empty] | 14 | 761.0483 | -0.33322 | -0.33387 | -0.33291 | 0
[6 empty] | 14 | 795.9113 | -0.34266 | -0.32521 | -0.33212 | 0
[6 empty] | 14 | 948.9726 | -0.39886 | -0.26282 | -0.33833 | 0
[6 empty] | 14 | 1179.692 | -0.45884 | -0.20953 | -0.33163 | 0
[6 empty] | 14 | 1177.8087 | -0.45844 | -0.20997 | -0.3316 | 0
[6 empty] | 14 | 1177.4697 | -0.45843 | -0.20992 | -0.33164 | 0
[6 empty] | 14 | 1056.4047 | -0.42709 | -0.23746 | -0.33545 | 0
[6 empty] | 14 | 1176.7512 | -0.45837 | -0.20992 | -0.33172 | 0
[6 empty] | 14 | 1176.3478 | -0.45837 | -0.20983 | -0.3318 | 0
[6 empty] | 14 | 1176.4822 | -0.45842 | -0.20976 | -0.33182 | 0
[6 empty] | 14 | 1175.807 | -0.45843 | -0.20935 | -0.33222 | 0
[6 empty] | 14 | 1175.9722 | -0.45848 | -0.2092 | -0.33232 | 0
[6 empty] | 14 | 1156.5832 | -0.45335 | -0.21071 | -0.33593 | 0
[6 empty] | 14 | 1175.719 | -0.45844 | -0.20922 | -0.33234 | 0
[6 empty] | 14 | 1175.7045 | -0.45844 | -0.20923 | -0.33233 | 0
[6 empty] | 14 | 1156.6895 | -0.45345 | -0.21074 | -0.33582 | 0
[6 empty] | 14 | 1987.6482 | -0.0027492 | -0.19497 | -0.80228 | 0
[6 empty] | 14 | 1941.089 | -0.0026992 | -0.20108 | -0.79622 | 0
[6 empty] | 14 | 1518.08 | -2.3575e-17 | -0.30055 | -0.69945 | 0
[6 empty] | 14 | 1944.5911 | -0.0032478 | -0.20032 | -0.79643 | 0
[6 empty] | 14 | 1432.0161 | -0.029755 | -0.31788 | -0.65236 | 0
[6 empty] | 14 | 2965.6336 | -0.0036282 | 0.63673 | 0.3669 | 0
[6 empty] | 14 | 3288.2019 | -0.042493 | 0.66576 | 0.37674 | 0
[6 empty] | 14 | 4734.6939 | -0.0086185 | 0.13633 | -1.1277 | 0
[6 empty] | 14 | 4715.9915 | -9.0441e-17 | -1 | -9.7933e-17 | 0
[6 empty] | 14 | 3316.0129 | -0.045834 | 0.66832 | 0.37752 | 0
[6 empty] | 14 | 1518.08 | -3.805e-17 | -0.30055 | -0.69945 | 0
[6 empty] | 14 | 4715.9915 | -1.0114e-13 | -1 | -1.0114e-13 | 0
[6 empty] | 14 | 1395.4537 | -0.042603 | -0.32477 | -0.63263 | 0
[6 empty] | 14 | 1391.8699 | -0.043837 | -0.32601 | -0.63015 | 0
[6 empty] | 14 | 4715.9915 | -1.3272e-15 | -1 | -1.4877e-15 | 0
[6 empty] | 14 | 1455.7528 | -0.049453 | -0.24334 | -0.7072 | 0
[6 empty] | 14 | 1455.0368 | -0.049818 | -0.24324 | -0.70694 | 0
[6 empty] | 14 | 1536.9978 | -5.482e-17 | -0.28039 | -0.71961 | 0
[6 empty] | 14 | 1504.2548 | -0.00059962 | -0.35729 | -0.64211 | 0
[6 empty] | 14 | 2598.0755 | -0.088829 | -0.080007 | -0.83116 | 0
[6 empty] | 14 | 2590.7736 | -0.0901 | -0.080392 | -0.82951 | 0
[6 empty] | 14 | 1506.7635 | -7.9428e-17 | -0.35294 | -0.64706 | 0
[6 empty] | 14 | 1525.7183 | -0.0097372 | -0.26807 | -0.72219 | 0
[6 empty] | 14 | 15929.5621 | -0.94182 | -0.9544 | 0.89623 | 0
[6 empty] | 14 | 15929.9556 | -0.94182 | -0.9544 | 0.89623 | 0
[6 empty] | 14 | 15955.5513 | -0.94331 | -0.95433 | 0.89764 | 0
[6 empty] | 14 | 1618.3529 | -0.12697 | -0.18473 | -0.6883 | 0
[6 empty] | 14 | 1665.0403 | -0.13085 | -0.1769 | -0.69225 | 0
[6 empty] | 14 | 1505.8664 | -1.3057e-16 | -0.35745 | -0.64255 | 0
[6 empty] | 14 | 1837.9737 | -0.0015065 | -0.21528 | -0.78322 | 0
[6 empty] | 14 | 1668.7468 | -0.13323 | -0.17535 | -0.69142 | 0
[6 empty] | 14 | 1665.3241 | -0.13303 | -0.17591 | -0.69106 | 0
[6 empty] | 14 | 3460.549 | -0.28064 | 0.099487 | -0.81885 | 0
[6 empty] | 14 | 3460.5135 | -0.28098 | 0.099476 | -0.81849 | 0
[6 empty] | 14 | 1836.0697 | -0.001911 | -0.21531 | -0.78278 | 0
[6 empty] | 14 | 2924.5815 | -0.28551 | 0.037199 | -0.75169 | 0
[6 empty] | 14 | 19424.2814 | -1.5518 | 2.8371 | -0.28527 | 0
[6 empty] | 14 | 2766.1484 | -0.27844 | 0.017118 | -0.73868 | 0
[6 empty] | 14 | 2730.1267 | -0.27708 | 0.012521 | -0.73544 | 0
[6 empty] | 14 | 21446.4374 | -1.8948 | 1.0535 | 1.8413 | 0
[6 empty] | 15 | 1372.483 | 0.18894 | 0.49292 | 0.31813 | 0
[6 empty] | 15 | 3360.0253 | 0.11107 | -0.083413 | -1.0277 | 0
[6 empty] | 15 | 8218.7724 | 0.78548 | -0.601 | 0.81553 | 0
[6 empty] | 15 | 1018.8053 | -0.23795 | -0.23795 | -0.5241 | 0
[6 empty] | 15 | 959.9922 | -0.31804 | -0.22125 | -0.46071 | 0
[6 empty] | 15 | 1524.8476 | -1.2881e-17 | -0.29739 | -0.70261 | 0
[6 empty] | 15 | 3034.9287 | 0.4513 | 0.51349 | 0.035207 | 0
[6 empty] | 15 | 3022.7464 | 0.44999 | 0.51282 | 0.037189 | 0
[6 empty] | 15 | 1666.637 | 0.33333 | 0.33351 | 0.33316 | 0
[6 empty] | 15 | 1557.0386 | 2.7054e-17 | -0.27474 | -0.72526 | 0
[6 empty] | 15 | 1525.9502 | 3.1468e-16 | -0.35897 | -0.64103 | 0
[6 empty] | 15 | 4661.0072 | 1.4339e-16 | -1 | -4.1197e-17 | 0
[6 empty] | 15 | 3545.3711 | 0.14694 | -0.078494 | -1.0684 | 0
[6 empty] | 15 | 3569.2872 | 0.14826 | -0.076057 | -1.0722 | 0
[6 empty] | 15 | 2730.5885 | 0.27677 | -0.41549 | -0.86127 | 0
[6 empty] | 15 | 40964.329 | 4.0802 | 2.0653 | -7.1455 | 0
[6 empty] | 15 | 8218.7904 | 0.78548 | -0.601 | 0.81553 | 0
[6 empty] | 15 | 1027.0243 | -0.27431 | -0.4003 | -0.32538 | 0
[6 empty] | 15 | 947.2368 | -0.31358 | -0.22271 | -0.46371 | 0
[6 empty] | 15 | 885.8826 | -0.31746 | -0.25784 | -0.4247 | 0
[6 empty] | 15 | 753.9877 | -0.32463 | -0.34313 | -0.33225 | 0
[6 empty] | 15 | 4537.2051 | -0.026171 | 0.11613 | -1.09 | 0
[6 empty] | 15 | 25649.1187 | -2.0642 | 1.0985 | 1.9657 | 0
[6 empty] | 15 | 2970.3614 | 0.2601 | 0.27566 | 0.46424 | 0
[6 empty] | 15 | 4146.2869 | 0.43478 | 0.023615 | 0.54161 | 0
[6 empty] | 15 | 4062.1031 | 0.42997 | 0.034402 | 0.53562 | 0
[6 empty] | 15 | 4010.7333 | 0.42456 | 0.043218 | 0.53222 | 0
[6 empty] | 15 | 4018.2027 | 0.42637 | 0.04105 | 0.53258 | 0
[6 empty] | 15 | 4016.167 | 0.42617 | 0.041406 | 0.53242 | 0
[6 empty] | 15 | 15726.3927 | 2.5444 | -1.4268 | -2.1176 | 0
[6 empty] | 15 | 15777.197 | 2.5522 | -1.4311 | -2.121 | 0
[6 empty] | 15 | 15762.9567 | 2.5507 | -1.43 | -2.1207 | 0
[6 empty] | 15 | 15825.2275 | 2.5609 | -1.4334 | -2.1275 | 0
[6 empty] | 15 | 3611.9209 | 0.48072 | 0.57777 | -0.058489 | 0
[6 empty] | 15 | 3619.2918 | 0.48203 | 0.57774 | -0.059768 | 0
[6 empty] | 15 | 3048.6014 | 0.36394 | 0.17841 | 0.45765 | 0
[6 empty] | 15 | 2286.6433 | 0.25336 | 0.34006 | 0.40658 | 0
[6 empty] | 15 | 2283.4099 | 0.25319 | 0.3405 | 0.40631 | 0
[6 empty] | 15 | 2281.2261 | 0.25316 | 0.34073 | 0.40611 | 0
[6 empty] | 15 | 3024.3463 | 0.45002 | 0.51308 | 0.036903 | 0
[6 empty] | 15 | 1591.1118 | 0.16858 | 0.49809 | 0.33333 | 0
[6 empty] | 15 | 1478.9391 | 0.17802 | 0.50364 | 0.31834 | 0
[6 empty] | 15 | 2554.3692 | 0.43405 | 0.21847 | 0.34747 | 0
[6 empty] | 15 | 1461.6691 | 0.18719 | 0.50389 | 0.30892 | 0
[6 empty] | 15 | 1485.4287 | 0.19637 | 0.50274 | 0.30089 | 0
[6 empty] | 15 | 1434.0148 | 0.18458 | 0.49172 | 0.3237 | 0
[6 empty] | 15 | 1406.3479 | 0.18587 | 0.49751 | 0.31662 | 0
[6 empty] | 15 | 1422.014 | 0.19311 | 0.49684 | 0.31005 | 0
[6 empty] | 15 | 1420.786 | 0.19302 | 0.49674 | 0.31024 | 0
[6 empty] | 15 | 1392.7591 | 0.18699 | 0.49313 | 0.31987 | 0
[6 empty] | 15 | 1383.335 | 0.18788 | 0.49287 | 0.31924 | 0
[6 empty] | 15 | 1380.0692 | 0.19002 | 0.49334 | 0.31664 | 0
[6 empty] | 15 | 1377.2813 | 0.19003 | 0.49293 | 0.31704 | 0
[6 empty] | 15 | 1376.2615 | 0.18983 | 0.49294 | 0.31722 | 0
[6 empty] | 15 | 1372.3553 | 0.18894 | 0.49291 | 0.31815 | 0
[6 empty] | 15 | 1372.2788 | 0.18895 | 0.4929 | 0.31815 | 0
[6 empty] | 15 | 1373.4503 | 0.18949 | 0.4928 | 0.31771 | 0
[6 empty] | 15 | 1374.3909 | 0.19011 | 0.4924 | 0.31749 | 0
[6 empty] | 15 | 1371.1777 | 0.18929 | 0.49225 | 0.31846 | 0
[6 empty] | 15 | 1370.2314 | 0.18912 | 0.49257 | 0.31832 | 0
[6 empty] | 15 | 1841.3813 | 0.33046 | 0.43449 | 0.23505 | 0
[6 empty] | 15 | 1369.9922 | 0.18914 | 0.49255 | 0.3183 | 0
[6 empty] | 15 | 1369.9449 | 0.18915 | 0.49254 | 0.3183 | 0
[6 empty] | 15 | 1841.5245 | 0.33062 | 0.43422 | 0.23517 | 0
[6 empty] | 15 | 1369.8439 | 0.18922 | 0.49245 | 0.31833 | 0
[6 empty] | 15 | 1369.7831 | 0.18922 | 0.49246 | 0.31832 | 0
[6 empty] | 15 | 1371.8031 | 0.18997 | 0.49211 | 0.31792 | 0
[6 empty] | 15 | 1369.782 | 0.18939 | 0.49231 | 0.3183 | 0
[6 empty] | 15 | 1609.6485 | 0.3058 | 0.36377 | 0.33043 | 0
[6 empty] | 15 | 1666.9313 | 0.33341 | 0.33336 | 0.33322 | 0
[6 empty] | 15 | 1666.6675 | 0.33333 | 0.33333 | 0.33333 | 0
[6 empty] | 15 | 1665.9723 | 0.33313 | 0.33358 | 0.33328 | 0
[6 empty] | 15 | 2317.2497 | 0.044163 | -0.18528 | -0.85888 | 0
[6 empty] | 15 | 1608.3172 | 3.3968e-18 | -0.25565 | -0.74435 | 0
[6 empty] | 15 | 3053.4183 | 0.039821 | 0.72002 | 0.24016 | 0
[6 empty] | 15 | 3052.4771 | 0.040054 | 0.71987 | 0.24008 | 0
[6 empty] | 15 | 2755.0756 | 0.073968 | -0.14334 | -0.93063 | 0
[6 empty] | 15 | 8517.7687 | 0.0014643 | 0.081519 | 0.91702 | 0
[6 empty] | 15 | 4661.0072 | 1.1481e-16 | -1 | -1.4962e-17 | 0
[6 empty] | 15 | 3363.3824 | 0.11163 | -0.083042 | -1.0286 | 0
[6 empty] | 15 | 1514.0891 | 5.9907e-05 | -0.35 | -0.65006 | 0
[6 empty] | 15 | 4661.0072 | 1.3351e-15 | -1 | 1.3663e-15 | 0
[6 empty] | 15 | 3548.7731 | 0.14504 | -0.077067 | -1.068 | 0
[6 empty] | 15 | 3627.2874 | 0.15282 | -0.071282 | -1.0815 | 0
[6 empty] | 15 | 1966.2664 | 0.10774 | -0.32596 | -0.78178 | 0
[6 empty] | 15 | 2045.8347 | 0.11375 | -0.29093 | -0.82282 | 0
[6 empty] | 15 | 2016.0387 | 0.11262 | -0.3073 | -0.80531 | 0
[6 empty] | 15 | 2049.2721 | 0.11455 | -0.29108 | -0.82348 | 0
[6 empty] | 15 | 2050.6387 | 0.11494 | -0.29126 | -0.82368 | 0
[6 empty] | 15 | 2050.3561 | 0.11492 | -0.29153 | -0.82339 | 0
[6 empty] | 15 | 2041.3225 | 0.11543 | -0.29887 | -0.81656 | 0
[6 empty] | 15 | 2019.1866 | 0.12555 | -0.34796 | -0.7776 | 0
[6 empty] | 15 | 2021.7227 | 0.12725 | -0.35241 | -0.77484 | 0
[6 empty] | 15 | 2022.2205 | 0.12727 | -0.35238 | -0.7749 | 0
[6 empty] | 15 | 6902.6399 | 0.36738 | 0.21713 | -1.5845 | 0
[6 empty] | 15 | 6930.5907 | 0.37056 | 0.21885 | -1.5894 | 0
[6 empty] | 15 | 4661.0072 | 2.2651e-15 | -1 | -8.6759e-15 | 0
[6 empty] | 15 | 1576.2717 | 0.0112 | -0.29543 | -0.71577 | 0
[6 empty] | 15 | 1563.3425 | 0.011425 | -0.36674 | -0.64468 | 0
[6 empty] | 15 | 9584.0497 | 0.43394 | -0.39174 | 0.9578 | 0
[6 empty] | 15 | 9585.4601 | 0.43497 | -0.39276 | 0.95779 | 0
[6 empty] | 15 | 9563.6235 | 0.43488 | -0.39094 | 0.95605 | 0
[6 empty] | 15 | 7589.2889 | 0.45762 | 0.25604 | -1.7137 | 0
[6 empty] | 15 | 7681.1787 | 0.46478 | 0.26379 | -1.7286 | 0
[6 empty] | 15 | 4661.0072 | 2.5664e-16 | -1 | 2.2755e-16 | 0
[6 empty] | 15 | 4661.0072 | 2.6547e-16 | -1 | -3.6782e-17 | 0
[6 empty] | 15 | 1513.9508 | 1.2239e-15 | -0.35 | -0.65 | 0
[6 empty] | 15 | 1524.8476 | 1.3216e-16 | -0.29739 | -0.70261 | 0
[6 empty] | 15 | 11360.9132 | 0.79197 | 0.53595 | -2.3279 | 0
[6 empty] | 15 | 11421.8504 | 0.79745 | 0.54012 | -2.3376 | 0
[6 empty] | 15 | 11632.0531 | 0.81435 | 0.55681 | -2.3712 | 0
[6 empty] | 15 | 4661.0072 | 2.9976e-17 | -1 | -4.9769e-17 | 0
[6 empty] | 15 | 4933.32 | 0.38279 | -0.083817 | -1.299 | 0
[6 empty] | 15 | 1574.2943 | 0.015806 | -0.36719 | -0.64862 | 0
[6 empty] | 15 | 1575.5062 | 0.016332 | -0.36718 | -0.64915 | 0
[6 empty] | 15 | 1576.642 | 0.016612 | -0.36727 | -0.64935 | 0
[6 empty] | 15 | 2723.3028 | 0.2753 | -0.41499 | -0.86031 | 0
[6 empty] | 15 | 2727.161 | 0.27606 | -0.41521 | -0.86085 | 0
[6 empty] | 15 | 1579.5739 | 0.01735 | -0.36733 | -0.65002 | 0
[6 empty] | 15 | 4661.0072 | 3.7924e-17 | -1 | -6.3381e-17 | 0
[6 empty] | 15 | 1530.9267 | 1.7638e-18 | -0.29199 | -0.70801 | 0
[6 empty] | 15 | 1704.7414 | 0.019571 | -0.25384 | -0.76573 | 0
[6 empty] | 15 | 43995.4107 | 4.3892 | 2.2486 | -7.6378 | 0
[6 empty] | 15 | 48341.8638 | 4.8356 | 2.5039 | -8.3395 | 0
[6 empty] | 15 | 8516.4763 | 6.4207e-15 | 0.082993 | 0.91701 | 0
[6 empty] | 15 | 6358.5971 | 0.56761 | -0.26568 | 0.69806 | 0
[6 empty] | 15 | 8225.5438 | 0.78613 | -0.60234 | 0.81621 | 0
[6 empty] | 15 | 8212.2829 | 0.78482 | -0.6005 | 0.81568 | 0
[6 empty] | 15 | 8167.6401 | 0.78109 | -0.5937 | 0.8126 | 0
[6 empty] | 15 | 1107.7385 | -0.19253 | -0.2567 | -0.55077 | 0
[6 empty] | 15 | 1092.3219 | -0.21556 | -0.21556 | -0.56888 | 0
[6 empty] | 15 | 1091.4437 | -0.21726 | -0.21483 | -0.56791 | 0
[6 empty] | 15 | 14042.8522 | -1.7605 | 1.0659 | -0.30544 | 0
[6 empty] | 15 | 1017.8946 | -0.23828 | -0.23819 | -0.52353 | 0
[6 empty] | 15 | 1068.1333 | -0.25968 | -0.19859 | -0.54174 | 0
[6 empty] | 15 | 1065.2084 | -0.25956 | -0.19901 | -0.54143 | 0
[6 empty] | 15 | 3656.0445 | -0.64657 | 0.1164 | -0.46983 | 0
[6 empty] | 15 | 1222.1707 | -0.29582 | -0.17965 | -0.52453 | 0
[6 empty] | 15 | 1229.5181 | -0.29785 | -0.17878 | -0.52337 | 0
[6 empty] | 15 | 1238.8998 | -0.29956 | -0.17764 | -0.52281 | 0
[6 empty] | 15 | 1250.0885 | -0.3024 | -0.17635 | -0.52125 | 0
[6 empty] | 15 | 928.3111 | -0.24886 | -0.33181 | -0.41934 | 0
[6 empty] | 15 | 1228.126 | -0.30123 | -0.17934 | -0.51943 | 0
[6 empty] | 15 | 2750.1039 | -0.60912 | -0.075948 | -0.31494 | 0
[6 empty] | 15 | 2723.8754 | -0.60634 | -0.078413 | -0.31525 | 0
[6 empty] | 15 | 948.5756 | -0.31085 | -0.2236 | -0.46555 | 0
[6 empty] | 15 | 952.237 | -0.31168 | -0.22113 | -0.46719 | 0
[6 empty] | 15 | 950.6235 | -0.31234 | -0.22151 | -0.46615 | 0
[6 empty] | 15 | 949.863 | -0.31262 | -0.2217 | -0.46567 | 0
[6 empty] | 15 | 948.9343 | -0.31313 | -0.22195 | -0.46491 | 0
[6 empty] | 15 | 957.1391 | -0.31542 | -0.2208 | -0.46378 | 0
[6 empty] | 15 | 959.5547 | -0.31588 | -0.22049 | -0.46362 | 0
[6 empty] | 15 | 948.0395 | -0.31411 | -0.22223 | -0.46366 | 0
[6 empty] | 15 | 947.0679 | -0.31402 | -0.22272 | -0.46326 | 0
[6 empty] | 15 | 950.1608 | -0.31464 | -0.22191 | -0.46345 | 0
[6 empty] | 15 | 948.2949 | -0.31431 | -0.22219 | -0.46349 | 0
[6 empty] | 15 | 948.2977 | -0.31432 | -0.22219 | -0.46349 | 0
[6 empty] | 15 | 842.4262 | -0.28689 | -0.34426 | -0.36885 | 0
[6 empty] | 15 | 931.3966 | -0.31478 | -0.23165 | -0.45356 | 0
[6 empty] | 15 | 1913.8186 | -0.50912 | -0.11574 | -0.37514 | 0
[6 empty] | 15 | 886.2234 | -0.31746 | -0.25763 | -0.42491 | 0
[6 empty] | 15 | 1614.6321 | -0.48094 | -0.15219 | -0.36687 | 0
[6 empty] | 15 | 1614.5983 | -0.48095 | -0.15219 | -0.36686 | 0
[6 empty] | 15 | 1608.9057 | -0.48054 | -0.1532 | -0.36626 | 0
[6 empty] | 15 | 1602.9489 | -0.48012 | -0.15434 | -0.36554 | 0
[6 empty] | 15 | 776.5872 | -0.31443 | -0.33795 | -0.34762 | 0
[6 empty] | 15 | 770.2913 | -0.3177 | -0.34358 | -0.33872 | 0
[6 empty] | 15 | 771.8702 | -0.31963 | -0.32803 | -0.35234 | 0
[6 empty] | 15 | 771.6739 | -0.31968 | -0.32814 | -0.35218 | 0
[6 empty] | 15 | 771.5337 | -0.31971 | -0.32824 | -0.35205 | 0
[6 empty] | 15 | 771.0184 | -0.31988 | -0.32858 | -0.35154 | 0
[6 empty] | 15 | 1424.7193 | -0.46286 | -0.1837 | -0.35343 | 0
[6 empty] | 15 | 810.0517 | -0.33122 | -0.34113 | -0.32765 | 0
[6 empty] | 15 | 809.029 | -0.33121 | -0.34105 | -0.32774 | 0
[6 empty] | 15 | 808.5994 | -0.3312 | -0.34103 | -0.32777 | 0
[6 empty] | 15 | 754.4697 | -0.32449 | -0.3433 | -0.3322 | 0
[6 empty] | 15 | 754.2568 | -0.32453 | -0.34325 | -0.33222 | 0
[6 empty] | 15 | 753.8674 | -0.32472 | -0.34303 | -0.33226 | 0
[6 empty] | 15 | 753.8247 | -0.32477 | -0.34291 | -0.33232 | 0
[6 empty] | 15 | 761.3443 | -0.32746 | -0.34091 | -0.33163 | 0
[6 empty] | 15 | 755.5422 | -0.3271 | -0.34078 | -0.33212 | 0
[6 empty] | 15 | 757.8317 | -0.33213 | -0.33485 | -0.33301 | 0
[6 empty] | 15 | 757.8072 | -0.33212 | -0.33502 | -0.33286 | 0
[6 empty] | 15 | 757.7303 | -0.33214 | -0.33493 | -0.33293 | 0
[6 empty] | 15 | 757.7461 | -0.33216 | -0.33491 | -0.33293 | 0
[6 empty] | 15 | 757.8294 | -0.33222 | -0.33489 | -0.33289 | 0
[6 empty] | 15 | 1298.092 | -0.45709 | -0.20913 | -0.33378 | 0
[6 empty] | 15 | 1295.0652 | -0.4571 | -0.20985 | -0.33305 | 0
[6 empty] | 15 | 1293.4642 | -0.45699 | -0.21018 | -0.33283 | 0
[6 empty] | 15 | 1293.4177 | -0.45699 | -0.21018 | -0.33283 | 0
[6 empty] | 15 | 1292.3696 | -0.45686 | -0.21037 | -0.33277 | 0
[6 empty] | 15 | 948.2382 | -0.3987 | -0.26285 | -0.33846 | 0
[6 empty] | 15 | 948.2411 | -0.3987 | -0.26285 | -0.33846 | 0
[6 empty] | 15 | 1513.8952 | -2.7121e-17 | -0.34978 | -0.65022 | 0
[6 empty] | 15 | 4661.0072 | -7.2732e-16 | -1 | 4.021e-16 | 0
[6 empty] | 15 | 1490.534 | -0.036349 | -0.25261 | -0.71104 | 0
[6 empty] | 15 | 1399.8832 | -0.045116 | -0.31372 | -0.64116 | 0
[6 empty] | 15 | 1396.2223 | -0.046721 | -0.31368 | -0.6396 | 0
[6 empty] | 15 | 1448.3539 | -0.049277 | -0.25168 | -0.69904 | 0
[6 empty] | 15 | 8337.4655 | -0.16713 | 0.25069 | 0.91644 | 0
[6 empty] | 15 | 8335.9377 | -0.16848 | 0.25201 | 0.91647 | 0
[6 empty] | 15 | 8336.6425 | -0.16919 | 0.25272 | 0.91648 | 0
[6 empty] | 15 | 8344.7561 | -0.17005 | 0.25294 | 0.91712 | 0
[6 empty] | 15 | 8354.1788 | -0.17304 | 0.25527 | 0.91777 | 0
[6 empty] | 15 | 1509.6043 | -0.0058529 | -0.29496 | -0.69918 | 0
[6 empty] | 15 | 4086.9768 | -0.087964 | 0.76729 | 0.32068 | 0
[6 empty] | 15 | 2580.4137 | -0.092053 | -0.083931 | -0.82402 | 0
[6 empty] | 15 | 2562.7198 | -0.095757 | -0.084333 | -0.81991 | 0
[6 empty] | 15 | 1511.3537 | -0.007209 | -0.2897 | -0.70309 | 0
[6 empty] | 15 | 12382.4076 | -0.4491 | 0.23468 | 1.2144 | 0
[6 empty] | 15 | 12467.3235 | -0.45236 | 0.23209 | 1.2203 | 0
[6 empty] | 15 | 9071.3442 | -0.35572 | 0.3922 | 0.96352 | 0
[6 empty] | 15 | 9071.3437 | -0.35572 | 0.3922 | 0.96352 | 0
[6 empty] | 15 | 5305.8541 | -0.21194 | 0.89035 | 0.32159 | 0
[6 empty] | 15 | 5505.9908 | -0.23256 | 0.91076 | 0.3218 | 0
[6 empty] | 15 | 17112.539 | -0.94577 | -0.95694 | 0.90271 | 0
[6 empty] | 15 | 17056.6063 | -0.94277 | -0.95548 | 0.89825 | 0
[6 empty] | 15 | 4553.0193 | -0.033646 | 0.12124 | -1.0876 | 0
[6 empty] | 15 | 1603.7011 | -0.0015291 | -0.2554 | -0.74307 | 0
[6 empty] | 15 | 1530.9267 | -1.5739e-17 | -0.29199 | -0.70801 | 0
[6 empty] | 15 | 3738.4013 | -0.02024 | 0.8083 | 0.21194 | 0
[6 empty] | 15 | 3495.5251 | -0.28046 | 0.10401 | -0.82355 | 0
[6 empty] | 15 | 58760.465 | -4.0025 | 7.1111 | -4.1087 | 0
[6 empty] | 15 | 3324.6264 | -0.27931 | 0.08356 | -0.80425 | 0
[6 empty] | 15 | 3795.6328 | -0.025393 | 0.81555 | 0.20984 | 0
[6 empty] | 15 | 3796.1941 | -0.02546 | 0.81559 | 0.20988 | 0
[6 empty] | 15 | 2717.2491 | -0.27691 | 0.011438 | -0.73452 | 0
[6 empty] | 15 | 2700.9824 | -0.27617 | 0.0092915 | -0.73312 | 0
[6 empty] | 15 | 4661.0072 | -4.525e-15 | -1 | -1.1793e-14 | 0
[6 empty] | 15 | 1498.5722 | -0.020508 | -0.27007 | -0.70942 | 0
[6 empty] | 15 | 1557.0386 | -2.2009e-17 | -0.27474 | -0.72526 | 0
[6 empty] | 15 | 25541.7589 | -2.0533 | 1.0938 | 1.9595 | 0
[6 empty] | 15 | 25488.4888 | -2.0489 | 1.0936 | 1.9553 | 0
[6 empty] | 15 | 25596.5884 | -2.0598 | 1.0962 | 1.9637 | 0
[6 empty] | 15 | 25542.121 | -2.0554 | 1.0959 | 1.9595 | 0
[6 empty] | 15 | 2234.992 | -0.26579 | -0.049322 | -0.68489 | 0
[6 empty] | 15 | 2176.9906 | -0.2646 | -0.056566 | -0.67883 | 0
[6 empty] | 15 | 2171.6514 | -0.26458 | -0.057249 | -0.67817 | 0
[6 empty] | 15 | 19038.2786 | -1.6122 | 2.2787 | 0.33344 | 0
[6 empty] | 16 | 2281.3055 | 0.25272 | 0.3414 | 0.40588 | 0
[6 empty] | 16 | 823.0566 | -0.33118 | -0.34139 | -0.32744 | 0
[6 empty] | 16 | 768.5631 | -0.32531 | -0.34252 | -0.33217 | 0
[6 empty] | 16 | 17132.5928 | 2.5739 | -1.4412 | -2.1327 | 0
[6 empty] | 16 | 1441.8305 | 0.18177 | 0.49768 | 0.32056 | 0
[6 empty] | 16 | 1439.0011 | 0.19327 | 0.48277 | 0.32395 | 0
[6 empty] | 16 | 1374.6797 | 0.18849 | 0.49383 | 0.31768 | 0
[6 empty] | 16 | 1374.5051 | 0.18849 | 0.49384 | 0.31766 | 0
[6 empty] | 16 | 1669.5034 | 0.33336 | 0.33304 | 0.33359 | 0
[6 empty] | 16 | 1633.1356 | 0.025584 | -0.34714 | -0.67844 | 0
[6 empty] | 16 | 1535.6297 | 4.0385e-17 | -0.32197 | -0.67803 | 0
[6 empty] | 16 | 1535.3497 | 7.5958e-17 | -0.3208 | -0.6792 | 0
[6 empty] | 16 | 25763.2203 | 2.4084 | 1.1485 | -4.5569 | 0
[6 empty] | 16 | 959.8396 | -0.31092 | -0.22145 | -0.46763 | 0
[6 empty] | 16 | 932.0686 | -0.31211 | -0.23395 | -0.45394 | 0
[6 empty] | 16 | 788.0586 | -0.31802 | -0.32759 | -0.35439 | 0
[6 empty] | 16 | 780.3906 | -0.31919 | -0.34327 | -0.33754 | 0
[6 empty] | 16 | 768.3267 | -0.32437 | -0.34347 | -0.33217 | 0
[6 empty] | 16 | 770.9129 | -0.33223 | -0.33494 | -0.33283 | 0
[6 empty] | 16 | 1479.7746 | -0.022867 | -0.28539 | -0.69174 | 0
[6 empty] | 16 | 1434.6982 | -0.039318 | -0.29126 | -0.66943 | 0
[6 empty] | 16 | 2578.6265 | -0.10251 | -0.088756 | -0.80873 | 0
[6 empty] | 16 | 8830.0299 | -0.35392 | 0.39142 | 0.9625 | 0
[6 empty] | 16 | 3636.0061 | -0.27876 | 0.1191 | -0.84034 | 0
[6 empty] | 16 | 24527.5259 | -2.0661 | 1.1013 | 1.9648 | 0
[6 empty] | 16 | 2944.6178 | 0.25857 | 0.27907 | 0.46236 | 0
[6 empty] | 16 | 3850.048 | 0.3987 | 0.080527 | 0.52077 | 0
[6 empty] | 16 | 5004.5137 | 0.60483 | 0.66023 | -0.26506 | 0
[6 empty] | 16 | 4999.1162 | 0.60431 | 0.65991 | -0.26422 | 0
[6 empty] | 16 | 4979.2574 | 0.60264 | 0.65835 | -0.26099 | 0
[6 empty] | 16 | 3783.7394 | 0.40086 | 0.083899 | 0.51524 | 0
[6 empty] | 16 | 3780.3329 | 0.40047 | 0.084498 | 0.51503 | 0
[6 empty] | 16 | 3778.2211 | 0.40031 | 0.084787 | 0.51491 | 0
[6 empty] | 16 | 4551.6797 | 0.58784 | 0.60063 | -0.18847 | 0
[6 empty] | 16 | 4489.1519 | 0.58151 | 0.59709 | -0.17861 | 0
[6 empty] | 16 | 17011.5487 | 2.5548 | -1.4332 | -2.1216 | 0
[6 empty] | 16 | 17050.7561 | 2.5612 | -1.4364 | -2.1247 | 0
[6 empty] | 16 | 17173.6133 | 2.58 | -1.4445 | -2.1355 | 0
[6 empty] | 16 | 2279.9412 | 0.25263 | 0.34161 | 0.40576 | 0
[6 empty] | 16 | 2280.074 | 0.25266 | 0.34157 | 0.40577 | 0
[6 empty] | 16 | 2877.9377 | 0.34622 | 0.20923 | 0.44455 | 0
[6 empty] | 16 | 1568.9554 | 0.16894 | 0.51455 | 0.31651 | 0
[6 empty] | 16 | 1502.0324 | 0.17603 | 0.49726 | 0.32671 | 0
[6 empty] | 16 | 1480.5723 | 0.17794 | 0.49932 | 0.32275 | 0
[6 empty] | 16 | 1439.6639 | 0.1838 | 0.49287 | 0.32333 | 0
[6 empty] | 16 | 1476.5323 | 0.19348 | 0.50321 | 0.30331 | 0
[6 empty] | 16 | 1403.0402 | 0.18795 | 0.49749 | 0.31456 | 0
[6 empty] | 16 | 2018.2468 | 0.31982 | 0.4673 | 0.21288 | 0
[6 empty] | 16 | 1382.4712 | 0.18766 | 0.4948 | 0.31754 | 0
[6 empty] | 16 | 1379.953 | 0.1884 | 0.49465 | 0.31695 | 0
[6 empty] | 16 | 1378.645 | 0.18819 | 0.49378 | 0.31802 | 0
[6 empty] | 16 | 1379.1828 | 0.18855 | 0.49449 | 0.31696 | 0
[6 empty] | 16 | 1378.3666 | 0.18844 | 0.49445 | 0.31711 | 0
[6 empty] | 16 | 1379.001 | 0.18891 | 0.49429 | 0.3168 | 0
[6 empty] | 16 | 1377.2423 | 0.18888 | 0.49409 | 0.31702 | 0
[6 empty] | 16 | 1374.8889 | 0.18846 | 0.49385 | 0.31769 | 0
[6 empty] | 16 | 1376.4197 | 0.18887 | 0.49399 | 0.31714 | 0
[6 empty] | 16 | 1375.8646 | 0.18879 | 0.49398 | 0.31723 | 0
[6 empty] | 16 | 1374.2834 | 0.18851 | 0.49393 | 0.31756 | 0
[6 empty] | 16 | 1373.8405 | 0.18856 | 0.49386 | 0.31759 | 0
[6 empty] | 16 | 1373.8244 | 0.18857 | 0.49385 | 0.31758 | 0
[6 empty] | 16 | 1373.9168 | 0.18871 | 0.49372 | 0.31758 | 0
[6 empty] | 16 | 1373.9509 | 0.18873 | 0.49369 | 0.31758 | 0
[6 empty] | 16 | 1374.2731 | 0.18882 | 0.49366 | 0.31752 | 0
[6 empty] | 16 | 2543.7145 | 0.43418 | 0.21818 | 0.34764 | 0
[6 empty] | 16 | 1907.8643 | 0.32982 | 0.43652 | 0.23366 | 0
[6 empty] | 16 | 1901.0833 | 0.32924 | 0.43593 | 0.23483 | 0
[6 empty] | 16 | 1901.0424 | 0.32928 | 0.43584 | 0.23488 | 0
[6 empty] | 16 | 1703.4229 | 0.3285 | 0.33383 | 0.33767 | 0
[6 empty] | 16 | 1668.8544 | 0.3334 | 0.33308 | 0.33352 | 0
[6 empty] | 16 | 1668.1175 | 0.33343 | 0.33313 | 0.33344 | 0
[6 empty] | 16 | 1668.0867 | 0.33343 | 0.33313 | 0.33344 | 0
[6 empty] | 16 | 1666.8067 | 0.33333 | 0.3334 | 0.33327 | 0
[6 empty] | 16 | 1666.6776 | 0.33331 | 0.33339 | 0.3333 | 0
[6 empty] | 16 | 1633.4019 | 0.025587 | -0.3472 | -0.67838 | 0
[6 empty] | 16 | 1634.1046 | 0.025827 | -0.34732 | -0.67851 | 0
[6 empty] | 16 | 1634.3231 | 0.025829 | -0.34738 | -0.67845 | 0
[6 empty] | 16 | 1635.5843 | 0.026077 | -0.34746 | -0.67861 | 0
[6 empty] | 16 | 1536.2106 | 0.00025691 | -0.32183 | -0.67842 | 0
[6 empty] | 16 | 1723.9591 | 0.02866 | -0.27101 | -0.75765 | 0
[6 empty] | 16 | 1723.8137 | 0.028658 | -0.27103 | -0.75763 | 0
[6 empty] | 16 | 5600.0012 | 7.1678e-15 | 1 | 6.3055e-15 | 0
[6 empty] | 16 | 1673.2589 | 0.032635 | -0.30326 | -0.72937 | 0
[6 empty] | 16 | 1611.7033 | 3.1827e-16 | -0.26843 | -0.73157 | 0
[6 empty] | 16 | 1536.6883 | 3.2372e-17 | -0.3125 | -0.6875 | 0
[6 empty] | 16 | 9185.3282 | 0.012504 | 0.012837 | 0.97466 | 0
[6 empty] | 16 | 9174.7757 | 0.012655 | 0.013405 | 0.97394 | 0
[6 empty] | 16 | 1556.9137 | 3.4524e-17 | -0.28314 | -0.71686 | 0
[6 empty] | 16 | 1541.36 | 4.839e-17 | -0.29299 | -0.70701 | 0
[6 empty] | 16 | 5048.9925 | 1.1782e-16 | -1 | 5.9435e-17 | 0
[6 empty] | 16 | 3390.3411 | 0.11284 | -0.10289 | -1.0099 | 0
[6 empty] | 16 | 3390.6965 | 0.11417 | -0.10379 | -1.0104 | 0
[6 empty] | 16 | 1898.989 | 0.088574 | -0.32102 | -0.76756 | 0
[6 empty] | 16 | 1948.9652 | 0.091412 | -0.29736 | -0.79406 | 0
[6 empty] | 16 | 1912.2619 | 0.089968 | -0.31669 | -0.77328 | 0
[6 empty] | 16 | 1929.903 | 0.091319 | -0.30916 | -0.78216 | 0
[6 empty] | 16 | 1954.1445 | 0.092719 | -0.29783 | -0.79489 | 0
[6 empty] | 16 | 1954.9586 | 0.093021 | -0.29839 | -0.79463 | 0
[6 empty] | 16 | 1966.9479 | 0.093766 | -0.29692 | -0.79684 | 0
[6 empty] | 16 | 1913.7092 | 0.094594 | -0.33511 | -0.75948 | 0
[6 empty] | 16 | 1913.8316 | 0.094598 | -0.33517 | -0.75943 | 0
[6 empty] | 16 | 3697.0676 | 0.1701 | -0.097269 | -1.0728 | 0
[6 empty] | 16 | 3694.7042 | 0.17 | -0.097681 | -1.0723 | 0
[6 empty] | 16 | 5048.9925 | 1.9093e-16 | -1 | 1.6147e-16 | 0
[6 empty] | 16 | 3715.0649 | 0.17179 | -0.096279 | -1.0755 | 0
[6 empty] | 16 | 1540.1605 | 8.3823e-17 | -0.29451 | -0.70549 | 0
[6 empty] | 16 | 9507.532 | 0.38282 | -0.34922 | 0.9664 | 0
[6 empty] | 16 | 9544.2909 | 0.38618 | -0.35511 | 0.96893 | 0
[6 empty] | 16 | 9533.6275 | 0.38574 | -0.35382 | 0.96808 | 0
[6 empty] | 16 | 7217.7845 | 0.38829 | 0.20281 | -1.5911 | 0
[6 empty] | 16 | 7216.6697 | 0.38824 | 0.20279 | -1.591 | 0
[6 empty] | 16 | 5048.9925 | 2.6404e-16 | -1 | -3.2242e-16 | 0
[6 empty] | 16 | 2214.2189 | 0.15448 | -0.3532 | -0.80128 | 0
[6 empty] | 16 | 8334.8483 | 0.53637 | 0.2557 | -1.7921 | 0
[6 empty] | 16 | 8373.7535 | 0.53979 | 0.25886 | -1.7986 | 0
[6 empty] | 16 | 2278.3363 | 0.16933 | -0.36651 | -0.80282 | 0
[6 empty] | 16 | 2279.9714 | 0.16975 | -0.36663 | -0.80312 | 0
[6 empty] | 16 | 2289.3422 | 0.17127 | -0.36728 | -0.80399 | 0
[6 empty] | 16 | 4639.0927 | 0.32807 | -0.10412 | -1.2239 | 0
[6 empty] | 16 | 1618.5538 | 0.0013518 | -0.2683 | -0.73305 | 0
[6 empty] | 16 | 11855.518 | 0.86483 | 0.49138 | -2.3562 | 0
[6 empty] | 16 | 11960.1729 | 0.87359 | 0.49839 | -2.372 | 0
[6 empty] | 16 | 12210.0519 | 0.89858 | 0.51286 | -2.4114 | 0
[6 empty] | 16 | 25465.5175 | 2.3812 | 1.1295 | -4.5107 | 0
[6 empty] | 16 | 25389.2091 | 2.3741 | 1.1232 | -4.4973 | 0
[6 empty] | 16 | 1614.1907 | 0.020644 | -0.34216 | -0.67848 | 0
[6 empty] | 16 | 8185.4049 | 0.77056 | -0.58241 | 0.81185 | 0
[6 empty] | 16 | 8169.8982 | 0.76985 | -0.58051 | 0.81065 | 0
[6 empty] | 16 | 8162.1497 | 0.76911 | -0.57916 | 0.81006 | 0
[6 empty] | 16 | 8161.1535 | 0.769 | -0.57908 | 0.81009 | 0
[6 empty] | 16 | 24159.2662 | -2.7176 | 0.78807 | 0.92952 | 0
[6 empty] | 16 | 1085.7456 | -0.21709 | -0.21875 | -0.56416 | 0
[6 empty] | 16 | 1082.9541 | -0.21841 | -0.21841 | -0.56318 | 0
[6 empty] | 16 | 1082.8431 | -0.21867 | -0.21829 | -0.56304 | 0
[6 empty] | 16 | 1027.9524 | -0.23517 | -0.23517 | -0.52967 | 0
[6 empty] | 16 | 1027.4639 | -0.23535 | -0.23529 | -0.52936 | 0
[6 empty] | 16 | 1064.2874 | -0.25736 | -0.20101 | -0.54163 | 0
[6 empty] | 16 | 1007.7212 | -0.25254 | -0.23355 | -0.51392 | 0
[6 empty] | 16 | 1032.3019 | -0.27366 | -0.40119 | -0.32515 | 0
[6 empty] | 16 | 1030.3146 | -0.30867 | -0.21205 | -0.47927 | 0
[6 empty] | 16 | 972.7765 | -0.31007 | -0.21964 | -0.47029 | 0
[6 empty] | 16 | 957.577 | -0.30752 | -0.22127 | -0.47122 | 0
[6 empty] | 16 | 950.8118 | -0.3098 | -0.22317 | -0.46703 | 0
[6 empty] | 16 | 950.2205 | -0.31092 | -0.2227 | -0.46638 | 0
[6 empty] | 16 | 950.051 | -0.31102 | -0.22274 | -0.46624 | 0
[6 empty] | 16 | 949.9859 | -0.31106 | -0.22275 | -0.46619 | 0
[6 empty] | 16 | 949.5178 | -0.31123 | -0.22293 | -0.46584 | 0
[6 empty] | 16 | 949.2483 | -0.31138 | -0.22307 | -0.46555 | 0
[6 empty] | 16 | 944.7648 | -0.31168 | -0.22577 | -0.46255 | 0
[6 empty] | 16 | 943.4897 | -0.31178 | -0.22655 | -0.46167 | 0
[6 empty] | 16 | 836.5101 | -0.29472 | -0.33415 | -0.37113 | 0
[6 empty] | 16 | 790.9005 | -0.31791 | -0.32507 | -0.35702 | 0
[6 empty] | 16 | 789.1894 | -0.31784 | -0.32632 | -0.35584 | 0
[6 empty] | 16 | 789.2597 | -0.318 | -0.32613 | -0.35587 | 0
[6 empty] | 16 | 789.0983 | -0.31551 | -0.34308 | -0.3414 | 0
[6 empty] | 16 | 788.2109 | -0.31805 | -0.3272 | -0.35475 | 0
[6 empty] | 16 | 1348.7916 | -0.46159 | -0.20536 | -0.33305 | 0
[6 empty] | 16 | 1333.3473 | -0.46 | -0.20907 | -0.33093 | 0
[6 empty] | 16 | 1304.3677 | -0.45713 | -0.2101 | -0.33277 | 0
[6 empty] | 16 | 1304.1889 | -0.45712 | -0.21013 | -0.33275 | 0
[6 empty] | 16 | 823.8502 | -0.33136 | -0.34126 | -0.32738 | 0
[6 empty] | 16 | 823.1012 | -0.33131 | -0.34126 | -0.32744 | 0
[6 empty] | 16 | 821.0201 | -0.33126 | -0.34112 | -0.32762 | 0
[6 empty] | 16 | 768.7674 | -0.32407 | -0.34329 | -0.33264 | 0
[6 empty] | 16 | 768.5771 | -0.32416 | -0.34336 | -0.33249 | 0
[6 empty] | 16 | 768.4841 | -0.3242 | -0.34342 | -0.33238 | 0
[6 empty] | 16 | 768.9988 | -0.32434 | -0.34356 | -0.33211 | 0
[6 empty] | 16 | 768.3318 | -0.32433 | -0.34349 | -0.33218 | 0
[6 empty] | 16 | 770.0556 | -0.32694 | -0.34099 | -0.33207 | 0
[6 empty] | 16 | 770.2934 | -0.33053 | -0.33685 | -0.33262 | 0
[6 empty] | 16 | 771.2137 | -0.33238 | -0.33451 | -0.33311 | 0
[6 empty] | 16 | 771.0327 | -0.33245 | -0.33465 | -0.3329 | 0
[6 empty] | 16 | 945.6781 | -0.39803 | -0.26341 | -0.33856 | 0
[6 empty] | 16 | 945.2794 | -0.39796 | -0.26347 | -0.33857 | 0
[6 empty] | 16 | 1583.4649 | -2.366e-17 | -0.27307 | -0.72693 | 0
[6 empty] | 16 | 1475.4199 | -0.02451 | -0.28476 | -0.69073 | 0
[6 empty] | 16 | 1536.6883 | -2.5986e-17 | -0.3125 | -0.6875 | 0
[6 empty] | 16 | 1468.2635 | -0.031201 | -0.27572 | -0.69308 | 0
[6 empty] | 16 | 1435.2048 | -0.039127 | -0.2911 | -0.66978 | 0
[6 empty] | 16 | 1450.7979 | -0.041329 | -0.26895 | -0.68972 | 0
[6 empty] | 16 | 3504.8566 | -0.086986 | 0.010884 | -0.9239 | 0
[6 empty] | 16 | 8122.3936 | -0.1648 | 0.25081 | 0.91399 | 0
[6 empty] | 16 | 8137.1257 | -0.16583 | 0.25056 | 0.91527 | 0
[6 empty] | 16 | 8138.1492 | -0.16586 | 0.25059 | 0.91526 | 0
[6 empty] | 16 | 8136.2604 | -0.16581 | 0.25052 | 0.91529 | 0
[6 empty] | 16 | 8130.8044 | -0.16569 | 0.25107 | 0.91462 | 0
[6 empty] | 16 | 5048.9925 | -1.2308e-16 | -1 | -6.7324e-17 | 0
[6 empty] | 16 | 8351.8163 | -0.019864 | 0.10158 | 0.91829 | 0
[6 empty] | 16 | 2607.218 | -0.09635 | -0.088404 | -0.81525 | 0
[6 empty] | 16 | 5048.9925 | -1.5726e-15 | -1 | -1.8304e-15 | 0
[6 empty] | 16 | 2557.1901 | -0.10339 | -0.091033 | -0.80558 | 0
[6 empty] | 16 | 2570.5112 | -0.10797 | -0.087092 | -0.80494 | 0
[6 empty] | 16 | 1541.36 | -7.7691e-17 | -0.29299 | -0.70701 | 0
[6 empty] | 16 | 5048.9925 | -1.9882e-16 | -1 | 5.7331e-17 | 0
[6 empty] | 16 | 12230.5016 | -0.44771 | 0.23101 | 1.2167 | 0
[6 empty] | 16 | 1546.7735 | -9.1911e-18 | -0.33279 | -0.66721 | 0
[6 empty] | 16 | 8830.2841 | -0.35393 | 0.39144 | 0.9625 | 0
[6 empty] | 16 | 1556.9137 | -1.1613e-16 | -0.28314 | -0.71686 | 0
[6 empty] | 16 | 4685.9862 | -0.031594 | 0.12044 | -1.0888 | 0
[6 empty] | 16 | 16923.8021 | -0.93076 | -0.9533 | 0.88406 | 0
[6 empty] | 16 | 17038.7626 | -0.94003 | -0.953 | 0.89303 | 0
[6 empty] | 16 | 17038.1495 | -0.94003 | -0.953 | 0.89303 | 0
[6 empty] | 16 | 4684.3158 | -0.033144 | 0.12093 | -1.0878 | 0
[6 empty] | 16 | 1340.9568 | -0.12489 | -0.23462 | -0.64049 | 0
[6 empty] | 16 | 5600.0012 | -4.1875e-15 | 1 | -7.3294e-15 | 0
[6 empty] | 16 | 2922.5523 | -0.27374 | 0.034209 | -0.76047 | 0
[6 empty] | 16 | 1494.3737 | -0.01734 | -0.28738 | -0.69528 | 0
[6 empty] | 16 | 2753.296 | -0.27255 | 0.01406 | -0.74151 | 0
[6 empty] | 16 | 2735.6586 | -0.27233 | 0.011898 | -0.73957 | 0
[6 empty] | 16 | 2730.086 | -0.27218 | 0.011184 | -0.73901 | 0
[6 empty] | 16 | 5048.9925 | -4.6496e-16 | -1 | -2.8876e-16 | 0
[6 empty] | 16 | 4573.3456 | -0.048816 | 0.11589 | -1.0671 | 0
[6 empty] | 16 | 1540.1605 | -1.9847e-17 | -0.29451 | -0.70549 | 0
[6 empty] | 16 | 2308.4662 | -0.26382 | -0.041641 | -0.69454 | 0
[6 empty] | 16 | 24527.8155 | -2.0661 | 1.1013 | 1.9648 | 0
[6 empty] | 16 | 24527.594 | -2.0661 | 1.1013 | 1.9648 | 0
[6 empty] | 16 | 24688.5113 | -2.082 | 1.1064 | 1.9756 | 0
[6 empty] | 16 | 24688.743 | -2.082 | 1.1064 | 1.9756 | 0
[6 empty] | 16 | 2249.7138 | -0.26253 | -0.049102 | -0.68837 | 0
[6 empty] | 17 | 8435.4788 | 0.76851 | -0.57957 | 0.81106 | 0
[6 empty] | 17 | 1099.8043 | -0.30556 | -0.20833 | -0.48611 | 0
[6 empty] | 17 | 2244.8452 | 0.25137 | 0.34262 | 0.40601 | 0
[6 empty] | 17 | 1393.9729 | 0.18569 | 0.49665 | 0.31765 | 0
[6 empty] | 17 | 1387.8966 | 0.18721 | 0.49682 | 0.31596 | 0
[6 empty] | 17 | 1384.3182 | 0.18643 | 0.4968 | 0.31677 | 0
[6 empty] | 17 | 1666.9776 | 0.33317 | 0.33373 | 0.33309 | 0
[6 empty] | 17 | 1662.3204 | 0.026178 | -0.32237 | -0.70381 | 0
[6 empty] | 17 | 10364.5349 | 0.73802 | 0.30942 | -2.0474 | 0
[6 empty] | 17 | 10469.3709 | 0.74751 | 0.3159 | -2.0634 | 0
[6 empty] | 17 | 12736.4355 | 1.0072 | 0.39981 | -2.407 | 0
[6 empty] | 17 | 8442.3037 | 0.76917 | -0.58007 | 0.8109 | 0
[6 empty] | 17 | 2205.4546 | -0.25902 | -0.063944 | -0.67703 | 0
[6 empty] | 17 | 1092.861 | -0.20957 | -0.22996 | -0.56047 | 0
[6 empty] | 17 | 1055.4002 | -0.2268 | -0.2268 | -0.54639 | 0
[6 empty] | 17 | 986.7644 | -0.28669 | -0.22078 | -0.49253 | 0
[6 empty] | 17 | 1319.7696 | -0.45694 | -0.21018 | -0.33289 | 0
[6 empty] | 17 | 754.0115 | -0.32479 | -0.34297 | -0.33224 | 0
[6 empty] | 17 | 759.7437 | -0.33169 | -0.33392 | -0.33439 | 0
[6 empty] | 17 | 758.4051 | -0.33234 | -0.33479 | -0.33287 | 0
[6 empty] | 17 | 8536.6426 | -0.35273 | 0.39107 | 0.96166 | 0
[6 empty] | 17 | 4552.9959 | -4.3356e-14 | -1 | -4.5753e-14 | 0
[6 empty] | 17 | 2737.1671 | -0.2708 | 0.001238 | -0.73043 | 0
[6 empty] | 17 | 2878.9607 | 0.25718 | 0.28011 | 0.46272 | 0
[6 empty] | 17 | 2884.5608 | 0.25796 | 0.279 | 0.46304 | 0
[6 empty] | 17 | 2876.9068 | 0.25731 | 0.28016 | 0.46253 | 0
[6 empty] | 17 | 2877.3643 | 0.25737 | 0.28007 | 0.46256 | 0
[6 empty] | 17 | 3926.5964 | 0.40199 | 0.080905 | 0.51711 | 0
[6 empty] | 17 | 17917.7989 | 2.5662 | -1.4398 | -2.1264 | 0
[6 empty] | 17 | 17906.7191 | 2.5658 | -1.4389 | -2.1269 | 0
[6 empty] | 17 | 18220.2813 | 2.6127 | -1.4572 | -2.1555 | 0
[6 empty] | 17 | 18367.6994 | 2.6344 | -1.4645 | -2.1699 | 0
[6 empty] | 17 | 2237.7192 | 0.25149 | 0.34318 | 0.40533 | 0
[6 empty] | 17 | 2058.6899 | 0.31764 | 0.46998 | 0.21238 | 0
[6 empty] | 17 | 2054.3948 | 0.31748 | 0.46944 | 0.21307 | 0
[6 empty] | 17 | 1431.9381 | 0.18165 | 0.50194 | 0.3164 | 0
[6 empty] | 17 | 2524.263 | 0.43399 | 0.21836 | 0.34764 | 0
[6 empty] | 17 | 1422.4643 | 0.18561 | 0.50152 | 0.31287 | 0
[6 empty] | 17 | 1409.0129 | 0.18514 | 0.49985 | 0.31501 | 0
[6 empty] | 17 | 1405.3776 | 0.18523 | 0.49941 | 0.31537 | 0
[6 empty] | 17 | 1409.4198 | 0.1862 | 0.49988 | 0.31392 | 0
[6 empty] | 17 | 1419.7798 | 0.18947 | 0.49005 | 0.32049 | 0
[6 empty] | 17 | 1407.8624 | 0.18683 | 0.49938 | 0.31379 | 0
[6 empty] | 17 | 1402.9764 | 0.18728 | 0.49859 | 0.31413 | 0
[6 empty] | 17 | 1393.8753 | 0.1857 | 0.49665 | 0.31765 | 0
[6 empty] | 17 | 1393.2111 | 0.18558 | 0.49786 | 0.31656 | 0
[6 empty] | 17 | 1400.2375 | 0.1873 | 0.49827 | 0.31443 | 0
[6 empty] | 17 | 1392.0386 | 0.18563 | 0.49701 | 0.31736 | 0
[6 empty] | 17 | 1390.3308 | 0.1858 | 0.49719 | 0.31701 | 0
[6 empty] | 17 | 1391.6647 | 0.1864 | 0.49776 | 0.31583 | 0
[6 empty] | 17 | 1396.2754 | 0.18764 | 0.49759 | 0.31477 | 0
[6 empty] | 17 | 1387.7959 | 0.18612 | 0.49728 | 0.3166 | 0
[6 empty] | 17 | 1386.9458 | 0.18615 | 0.49705 | 0.31681 | 0
[6 empty] | 17 | 1385.7662 | 0.18628 | 0.49683 | 0.31689 | 0
[6 empty] | 17 | 1386.706 | 0.1867 | 0.49705 | 0.31625 | 0
[6 empty] | 17 | 1388.0336 | 0.18722 | 0.49683 | 0.31594 | 0
[6 empty] | 17 | 1384.3404 | 0.18654 | 0.49687 | 0.3166 | 0
[6 empty] | 17 | 1383.911 | 0.18648 | 0.49678 | 0.31674 | 0
[6 empty] | 17 | 1383.52 | 0.18653 | 0.49676 | 0.31671 | 0
[6 empty] | 17 | 1383.4964 | 0.18653 | 0.49676 | 0.31671 | 0
[6 empty] | 17 | 1383.4041 | 0.18659 | 0.4967 | 0.31671 | 0
[6 empty] | 17 | 1384.2281 | 0.1868 | 0.49666 | 0.31655 | 0
[6 empty] | 17 | 1384.2274 | 0.1868 | 0.49666 | 0.31655 | 0
[6 empty] | 17 | 1383.5811 | 0.18666 | 0.49668 | 0.31667 | 0
[6 empty] | 17 | 1383.3892 | 0.18661 | 0.49669 | 0.3167 | 0
[6 empty] | 17 | 1957.4966 | 0.32884 | 0.4385 | 0.23266 | 0
[6 empty] | 17 | 1948.4261 | 0.32763 | 0.43846 | 0.23391 | 0
[6 empty] | 17 | 1949.4763 | 0.32792 | 0.43828 | 0.2338 | 0
[6 empty] | 17 | 1762.93 | 0.2845 | 0.4562 | 0.2593 | 0
[6 empty] | 17 | 1762.553 | 0.28442 | 0.45622 | 0.25935 | 0
[6 empty] | 17 | 1675.4974 | 0.33397 | 0.3321 | 0.33394 | 0
[6 empty] | 17 | 1671.1995 | 0.33385 | 0.33268 | 0.33347 | 0
[6 empty] | 17 | 1666.9414 | 0.33318 | 0.33371 | 0.33311 | 0
[6 empty] | 17 | 1665.9842 | 0.33298 | 0.33373 | 0.33329 | 0
[6 empty] | 17 | 1665.9822 | 0.33298 | 0.33373 | 0.33329 | 0
[6 empty] | 17 | 1667.2748 | 0.3334 | 0.33324 | 0.33335 | 0
[6 empty] | 17 | 1666.1905 | 0.33306 | 0.33364 | 0.33331 | 0
[6 empty] | 17 | 1667.0536 | 0.33336 | 0.33328 | 0.33336 | 0
[6 empty] | 17 | 1666.9831 | 0.33334 | 0.3333 | 0.33336 | 0
[6 empty] | 17 | 1667.0077 | 0.33335 | 0.33329 | 0.33336 | 0
[6 empty] | 17 | 1666.9053 | 0.33332 | 0.33332 | 0.33336 | 0
[6 empty] | 17 | 1666.864 | 0.33331 | 0.33334 | 0.33336 | 0
[6 empty] | 17 | 1659.6264 | 0.024063 | -0.30144 | -0.72262 | 0
[6 empty] | 17 | 1654.1196 | 0.024251 | -0.32032 | -0.70393 | 0
[6 empty] | 17 | 1663.1838 | 0.026647 | -0.32224 | -0.70441 | 0
[6 empty] | 17 | 1663.3601 | 0.026649 | -0.32233 | -0.70432 | 0
[6 empty] | 17 | 1664.4943 | 0.026893 | -0.32242 | -0.70447 | 0
[6 empty] | 17 | 1699.7514 | 0.027744 | -0.29121 | -0.73654 | 0
[6 empty] | 17 | 1699.1802 | 0.027971 | -0.29149 | -0.73648 | 0
[6 empty] | 17 | 8755.2855 | 0.010411 | 0.016806 | 0.97278 | 0
[6 empty] | 17 | 8755.3125 | 0.010493 | 0.016724 | 0.97278 | 0
[6 empty] | 17 | 8752.0115 | 0.010817 | 0.016718 | 0.97246 | 0
[6 empty] | 17 | 4552.9959 | 7.4518e-17 | -1 | 4.3356e-16 | 0
[6 empty] | 17 | 1564.3493 | 0.00032772 | -0.29406 | -0.70627 | 0
[6 empty] | 17 | 1577.0376 | 0.0034738 | -0.29438 | -0.70909 | 0
[6 empty] | 17 | 5600.007 | 8.2531e-16 | 1 | -1.6951e-16 | 0
[6 empty] | 17 | 1765.9059 | 0.046672 | -0.30016 | -0.74652 | 0
[6 empty] | 17 | 1773.9103 | 0.048783 | -0.30101 | -0.74778 | 0
[6 empty] | 17 | 1774.8934 | 0.049047 | -0.30116 | -0.74789 | 0
[6 empty] | 17 | 1776.0356 | 0.049561 | -0.30178 | -0.74778 | 0
[6 empty] | 17 | 1762.8447 | 0.049543 | -0.30954 | -0.74001 | 0
[6 empty] | 17 | 1766.129 | 0.050098 | -0.30902 | -0.74108 | 0
[6 empty] | 17 | 1763.1202 | 0.050041 | -0.31247 | -0.73757 | 0
[6 empty] | 17 | 1766.6449 | 0.05011 | -0.3089 | -0.74121 | 0
[6 empty] | 17 | 1764.92 | 0.05057 | -0.31387 | -0.73669 | 0
[6 empty] | 17 | 8723.1566 | 0.019043 | 0.012096 | 0.96886 | 0
[6 empty] | 17 | 3267.4513 | 0.10678 | -0.14172 | -0.96506 | 0
[6 empty] | 17 | 3267.2853 | 0.10678 | -0.14172 | -0.96506 | 0
[6 empty] | 17 | 1866.5669 | 0.070908 | -0.32119 | -0.74972 | 0
[6 empty] | 17 | 1875.877 | 0.072987 | -0.32282 | -0.75016 | 0
[6 empty] | 17 | 1879.788 | 0.073881 | -0.32358 | -0.7503 | 0
[6 empty] | 17 | 1882.0383 | 0.074209 | -0.32389 | -0.75032 | 0
[6 empty] | 17 | 4552.9959 | 1.7092e-16 | -1 | 1.2298e-16 | 0
[6 empty] | 17 | 3539.8483 | 0.15847 | -0.14025 | -1.0182 | 0
[6 empty] | 17 | 3559.9961 | 0.16012 | -0.13883 | -1.0213 | 0
[6 empty] | 17 | 3635.5713 | 0.1666 | -0.13363 | -1.033 | 0
[6 empty] | 17 | 9562.0544 | 0.38026 | -0.34484 | 0.96458 | 0
[6 empty] | 17 | 1598.2418 | 0.00096787 | -0.28696 | -0.71401 | 0
[6 empty] | 17 | 1599.5399 | 0.009721 | -0.30424 | -0.70548 | 0
[6 empty] | 17 | 3823.9399 | 0.20602 | -0.14449 | -1.0615 | 0
[6 empty] | 17 | 6420.6324 | 0.33324 | 0.093973 | -1.4272 | 0
[6 empty] | 17 | 6484.8138 | 0.34009 | 0.097795 | -1.4379 | 0
[6 empty] | 17 | 1569.3812 | 0.0011651 | -0.29253 | -0.70864 | 0
[6 empty] | 17 | 7291.6704 | 0.45363 | 0.12528 | -1.5789 | 0
[6 empty] | 17 | 7281.9874 | 0.45394 | 0.12432 | -1.5783 | 0
[6 empty] | 17 | 1563.8213 | 0.00012888 | -0.29308 | -0.70705 | 0
[6 empty] | 17 | 10511.7361 | 0.75161 | 0.3183 | -2.0699 | 0
[6 empty] | 17 | 6956.6673 | 0.46132 | -0.21916 | 0.75784 | 0
[6 empty] | 17 | 1593.9199 | 1.5227e-16 | -0.28693 | -0.71307 | 0
[6 empty] | 17 | 12676.5246 | 1.0012 | 0.39658 | -2.3978 | 0
[6 empty] | 17 | 12810.1124 | 1.0142 | 0.40344 | -2.4177 | 0
[6 empty] | 17 | 5600.007 | 3.7213e-14 | 1 | 3.4297e-14 | 0
[6 empty] | 17 | 26252.8812 | 2.4611 | 1.9437 | -3.4048 | 0
[6 empty] | 17 | 26100.537 | 2.4465 | 1.9349 | -3.3814 | 0
[6 empty] | 17 | 8403.4489 | 0.76356 | -0.57288 | 0.80932 | 0
[6 empty] | 17 | 24947.1013 | 2.3443 | 1.866 | -3.2103 | 0
[6 empty] | 17 | 8442.1266 | 0.76917 | -0.58007 | 0.8109 | 0
[6 empty] | 17 | 8428.3595 | 0.76786 | -0.57823 | 0.81037 | 0
[6 empty] | 17 | 4552.9959 | 4.8202e-17 | -1 | 2.7775e-17 | 0
[6 empty] | 17 | 22718.0508 | 2.204 | 1.6571 | -2.8611 | 0
[6 empty] | 17 | 21386.4048 | 2.0832 | 1.5802 | -2.6635 | 0
[6 empty] | 17 | 1573.4455 | 0.0020515 | -0.29254 | -0.70951 | 0
[6 empty] | 17 | 2205.7334 | -0.25901 | -0.06395 | -0.67704 | 0
[6 empty] | 17 | 2153.2498 | -0.2589 | -0.070499 | -0.6706 | 0
[6 empty] | 17 | 23386.4335 | -2.7391 | 0.79979 | 0.93926 | 0
[6 empty] | 17 | 1258.2298 | -0.22277 | -0.20106 | -0.57617 | 0
[6 empty] | 17 | 1093.9565 | -0.20913 | -0.22989 | -0.56098 | 0
[6 empty] | 17 | 1062.6151 | -0.22461 | -0.22461 | -0.55079 | 0
[6 empty] | 17 | 1062.6333 | -0.22484 | -0.22443 | -0.55072 | 0
[6 empty] | 17 | 1053.6651 | -0.22742 | -0.22727 | -0.54531 | 0
[6 empty] | 17 | 1459.2986 | -0.29913 | -0.16244 | -0.53843 | 0
[6 empty] | 17 | 1033.2459 | -0.24232 | -0.22747 | -0.53021 | 0
[6 empty] | 17 | 1054.1508 | -0.24785 | -0.21284 | -0.53931 | 0
[6 empty] | 17 | 1051.4777 | -0.25462 | -0.20952 | -0.53585 | 0
[6 empty] | 17 | 1022.4619 | -0.2739 | -0.40109 | -0.32501 | 0
[6 empty] | 17 | 935.1974 | -0.26616 | -0.26972 | -0.46412 | 0
[6 empty] | 17 | 925.8233 | -0.26869 | -0.27482 | -0.45648 | 0
[6 empty] | 17 | 991.9865 | -0.28402 | -0.21982 | -0.49616 | 0
[6 empty] | 17 | 1084.9007 | -0.30159 | -0.20973 | -0.48868 | 0
[6 empty] | 17 | 989.2779 | -0.28534 | -0.2203 | -0.49436 | 0
[6 empty] | 17 | 986.96 | -0.28661 | -0.22073 | -0.49267 | 0
[6 empty] | 17 | 1067.4644 | -0.30406 | -0.21221 | -0.48373 | 0
[6 empty] | 17 | 2078.2665 | -0.49934 | -0.1148 | -0.38586 | 0
[6 empty] | 17 | 880.0078 | -0.28534 | -0.28851 | -0.42615 | 0
[6 empty] | 17 | 1004.8199 | -0.30949 | -0.22078 | -0.46973 | 0
[6 empty] | 17 | 1871.682 | -0.4826 | -0.13821 | -0.37918 | 0
[6 empty] | 17 | 989.8119 | -0.31049 | -0.22281 | -0.46671 | 0
[6 empty] | 17 | 989.7928 | -0.31053 | -0.22282 | -0.46666 | 0
[6 empty] | 17 | 991.9756 | -0.31127 | -0.22265 | -0.46607 | 0
[6 empty] | 17 | 1830.6139 | -0.47902 | -0.14285 | -0.37813 | 0
[6 empty] | 17 | 957.9746 | -0.31241 | -0.22967 | -0.45792 | 0
[6 empty] | 17 | 958.0101 | -0.31246 | -0.22966 | -0.45788 | 0
[6 empty] | 17 | 805.3045 | -0.31115 | -0.31438 | -0.37448 | 0
[6 empty] | 17 | 805.3298 | -0.31117 | -0.31434 | -0.37449 | 0
[6 empty] | 17 | 792.6729 | -0.30901 | -0.34137 | -0.34962 | 0
[6 empty] | 17 | 808.1226 | -0.33157 | -0.34115 | -0.32728 | 0
[6 empty] | 17 | 804.5305 | -0.33133 | -0.3411 | -0.32757 | 0
[6 empty] | 17 | 804.4383 | -0.33131 | -0.34111 | -0.32757 | 0
[6 empty] | 17 | 760.6396 | -0.32184 | -0.34243 | -0.33572 | 0
[6 empty] | 17 | 794.7333 | -0.33038 | -0.34116 | -0.32845 | 0
[6 empty] | 17 | 756.8646 | -0.32336 | -0.34316 | -0.33347 | 0
[6 empty] | 17 | 780.1094 | -0.3292 | -0.34097 | -0.32983 | 0
[6 empty] | 17 | 1325.7651 | -0.45757 | -0.20992 | -0.33251 | 0
[6 empty] | 17 | 754.9181 | -0.32421 | -0.34338 | -0.33241 | 0
[6 empty] | 17 | 1319.9571 | -0.45686 | -0.21011 | -0.33303 | 0
[6 empty] | 17 | 1320.1357 | -0.45698 | -0.21014 | -0.33287 | 0
[6 empty] | 17 | 754.7181 | -0.32437 | -0.34349 | -0.33214 | 0
[6 empty] | 17 | 754.4457 | -0.32442 | -0.34342 | -0.33216 | 0
[6 empty] | 17 | 754.1411 | -0.32466 | -0.34316 | -0.33218 | 0
[6 empty] | 17 | 766.5512 | -0.32769 | -0.34122 | -0.33109 | 0
[6 empty] | 17 | 754.7919 | -0.32503 | -0.34286 | -0.33212 | 0
[6 empty] | 17 | 755.9659 | -0.32589 | -0.34207 | -0.33204 | 0
[6 empty] | 17 | 757.0066 | -0.32674 | -0.34127 | -0.33199 | 0
[6 empty] | 17 | 758.0642 | -0.33148 | -0.33579 | -0.33273 | 0
[6 empty] | 17 | 757.9139 | -0.33214 | -0.33497 | -0.33289 | 0
[6 empty] | 17 | 758.0627 | -0.3322 | -0.33492 | -0.33288 | 0
[6 empty] | 17 | 949.0236 | -0.39925 | -0.2619 | -0.33885 | 0
[6 empty] | 17 | 949.0654 | -0.39926 | -0.26188 | -0.33886 | 0
[6 empty] | 17 | 1555.9023 | -0.0030242 | -0.29186 | -0.70512 | 0
[6 empty] | 17 | 4193.1078 | -0.074172 | 0.064314 | -0.99014 | 0
[6 empty] | 17 | 4187.5186 | -0.074546 | 0.063762 | -0.98922 | 0
[6 empty] | 17 | 4552.9959 | -1.1621e-15 | -1 | -2.0844e-15 | 0
[6 empty] | 17 | 7813.1717 | -0.16194 | 0.25073 | 0.91122 | 0
[6 empty] | 17 | 7848.9795 | -0.16485 | 0.25049 | 0.91436 | 0
[6 empty] | 17 | 7855.8997 | -0.16571 | 0.25071 | 0.915 | 0
[6 empty] | 17 | 7856.5412 | -0.16572 | 0.25072 | 0.915 | 0
[6 empty] | 17 | 1563.4947 | -5.1069e-17 | -0.29292 | -0.70708 | 0
[6 empty] | 17 | 5600.007 | -1.2009e-15 | 1 | -2.7131e-15 | 0
[6 empty] | 17 | 1564.1384 | -6.0999e-17 | -0.2925 | -0.7075 | 0
[6 empty] | 17 | 4196.289 | -0.012303 | 0.82226 | 0.19005 | 0
[6 empty] | 17 | 2460.0362 | -0.12006 | -0.10888 | -0.77106 | 0
[6 empty] | 17 | 11697.6392 | -0.44495 | 0.23163 | 1.2133 | 0
[6 empty] | 17 | 2439.5698 | -0.12379 | -0.10919 | -0.76703 | 0
[6 empty] | 17 | 8543.3866 | -0.35376 | 0.39137 | 0.9624 | 0
[6 empty] | 17 | 1564.1384 | -1.0971e-16 | -0.2925 | -0.7075 | 0
[6 empty] | 17 | 4552.9959 | -2.939e-16 | -1 | 3.5331e-16 | 0
[6 empty] | 17 | 15859.754 | -0.94155 | -0.95419 | 0.89573 | 0
[6 empty] | 17 | 15808.8187 | -0.93858 | -0.95276 | 0.89134 | 0
[6 empty] | 17 | 15833.781 | -0.94006 | -0.95268 | 0.89274 | 0
[6 empty] | 17 | 4552.9959 | -3.1996e-16 | -1 | -2.5117e-16 | 0
[6 empty] | 17 | 1563.5404 | -1.362e-16 | -0.29444 | -0.70556 | 0
[6 empty] | 17 | 1559.9881 | -0.0013955 | -0.29227 | -0.70633 | 0
[6 empty] | 17 | 3520.7149 | -0.27381 | 0.093589 | -0.81978 | 0
[6 empty] | 17 | 3501.9261 | -0.27329 | 0.091225 | -0.81794 | 0
[6 empty] | 17 | 1309.2864 | -0.13706 | -0.2418 | -0.62114 | 0
[6 empty] | 17 | 1304.9166 | -0.13692 | -0.24242 | -0.62066 | 0
[6 empty] | 17 | 2750.6463 | -0.26956 | 0.0029972 | -0.73343 | 0
[6 empty] | 17 | 2702.2052 | -0.26883 | -0.0028842 | -0.72829 | 0
[6 empty] | 17 | 1571.1251 | -2.073e-17 | -0.30778 | -0.69222 | 0
[6 empty] | 17 | 2211.9107 | -0.25036 | -0.067902 | -0.68174 | 0
[6 empty] | 17 | 23471.7366 | -2.0679 | 1.1019 | 1.966 | 0
[6 empty] | 17 | 23470.4008 | -2.0679 | 1.1019 | 1.966 | 0
[6 empty] | 17 | 23618.723 | -2.0833 | 1.1068 | 1.9765 | 0
[6 empty] | 17 | 23619.268 | -2.0833 | 1.1068 | 1.9765 | 0
[6 empty] | 17 | 24441.8998 | -2.1659 | 1.135 | 2.031 | 0
[6 empty] | 18 | 1672.0942 | 0.33295 | 0.33328 | 0.33377 | 0
[6 empty] | 18 | 1351.0311 | 0.19419 | 0.48788 | 0.31794 | 0
[6 empty] | 18 | 1500.0114 | 0.0014213 | -0.38243 | -0.61899 | 0
[6 empty] | 18 | 1573.8969 | -0.47809 | -0.15607 | -0.36584 | 0
[6 empty] | 18 | 20007.5216 | -1.6315 | 0.96194 | 1.6696 | 0
[6 empty] | 18 | 3601.175 | 0.46522 | 0.58107 | -0.046296 | 0
[6 empty] | 18 | 3591.9385 | 0.46437 | 0.58038 | -0.044749 | 0
[6 empty] | 18 | 2035.959 | 0.33466 | 0.44151 | 0.22383 | 0
[6 empty] | 18 | 2467.6622 | 0.42742 | 0.22549 | 0.34709 | 0
[6 empty] | 18 | 1352.9745 | 0.19342 | 0.48802 | 0.31856 | 0
[6 empty] | 18 | 1667.9651 | 0.33353 | 0.33326 | 0.33321 | 0
[6 empty] | 18 | 2003.4773 | 0.10443 | -0.2959 | -0.80853 | 0
[6 empty] | 18 | 1944.676 | 0.10679 | -0.33729 | -0.76949 | 0
[6 empty] | 18 | 7616.5359 | 0.39869 | 0.25669 | -1.6554 | 0
[6 empty] | 18 | 4399.9955 | 2.9451e-16 | -1 | 2.3077e-16 | 0
[6 empty] | 18 | 17212.9181 | 1.5825 | 0.65258 | -3.2351 | 0
[6 empty] | 18 | 17625.1849 | 1.6234 | 0.67817 | -3.3016 | 0
[6 empty] | 18 | 1803.8054 | 0.0022431 | -0.23706 | -0.76518 | 0
[6 empty] | 18 | 5914.6098 | 0.49297 | -0.11194 | 0.61897 | 0
[6 empty] | 18 | 962.7413 | -0.25503 | -0.25503 | -0.48994 | 0
[6 empty] | 18 | 1311.9418 | -0.32234 | -0.17341 | -0.50424 | 0
[6 empty] | 18 | 1429.7705 | -0.39422 | -0.31589 | -0.28989 | 0
[6 empty] | 18 | 918.8264 | -0.31947 | -0.23297 | -0.44756 | 0
[6 empty] | 18 | 1029.063 | -0.3509 | -0.21154 | -0.43755 | 0
[6 empty] | 18 | 1547.0092 | -0.47121 | -0.15794 | -0.37085 | 0
[6 empty] | 18 | 938.0075 | -0.39567 | -0.26617 | -0.33816 | 0
[6 empty] | 18 | 972.7436 | -0.40521 | -0.25765 | -0.33715 | 0
[6 empty] | 18 | 1145.8187 | -0.45014 | -0.21842 | -0.33144 | 0
[6 empty] | 18 | 1142.6879 | -0.44993 | -0.21751 | -0.33256 | 0
[6 empty] | 18 | 8302.1681 | -0.012612 | 0.15523 | 0.85739 | 0
[6 empty] | 18 | 11458.8221 | -0.35682 | 0.24366 | 1.1132 | 0
[6 empty] | 18 | 11247.1641 | -0.66665 | 1.6885 | -0.02182 | 0
[6 empty] | 18 | 3810.9784 | 0.38293 | 0.13246 | 0.48461 | 0
[6 empty] | 18 | 3810.4835 | 0.383 | 0.13245 | 0.48455 | 0
[6 empty] | 18 | 13032.6984 | 1.856 | -1.1625 | -1.6934 | 0
[6 empty] | 18 | 13315.6159 | 1.9001 | -1.1836 | -1.7165 | 0
[6 empty] | 18 | 13415.9872 | 1.9151 | -1.1889 | -1.7262 | 0
[6 empty] | 18 | 54200.2059 | 7.9348 | -3.6601 | -5.2747 | 0
[6 empty] | 18 | 4068.4935 | 0.50337 | 0.61609 | -0.11946 | 0
[6 empty] | 18 | 4007.4796 | 0.52491 | 0.56865 | -0.093553 | 0
[6 empty] | 18 | 3630.4217 | 0.46809 | 0.58293 | -0.051016 | 0
[6 empty] | 18 | 3883.8915 | 0.51253 | 0.56183 | -0.074357 | 0
[6 empty] | 18 | 1538.3702 | 0.18484 | 0.48182 | 0.33333 | 0
[6 empty] | 18 | 2090.3664 | 0.32331 | 0.47615 | 0.20054 | 0
[6 empty] | 18 | 2089.7222 | 0.32321 | 0.47615 | 0.20064 | 0
[6 empty] | 18 | 2601.8337 | 0.44913 | 0.21871 | 0.33215 | 0
[6 empty] | 18 | 2433.891 | 0.40998 | 0.23312 | 0.35689 | 0
[6 empty] | 18 | 2508.3942 | 0.43489 | 0.2239 | 0.34121 | 0
[6 empty] | 18 | 2035.9455 | 0.33391 | 0.44291 | 0.22318 | 0
[6 empty] | 18 | 2034.0568 | 0.33472 | 0.44083 | 0.22445 | 0
[6 empty] | 18 | 2455.576 | 0.42674 | 0.2269 | 0.34635 | 0
[6 empty] | 18 | 2454.2675 | 0.42668 | 0.22706 | 0.34627 | 0
[6 empty] | 18 | 1468.8007 | 0.20116 | 0.49818 | 0.30065 | 0
[6 empty] | 18 | 1808.6578 | 0.28799 | 0.46087 | 0.25113 | 0
[6 empty] | 18 | 1787.1288 | 0.28479 | 0.46042 | 0.25479 | 0
[6 empty] | 18 | 1455.6381 | 0.20543 | 0.4934 | 0.30117 | 0
[6 empty] | 18 | 1377.1305 | 0.19142 | 0.49155 | 0.31702 | 0
[6 empty] | 18 | 1386.5371 | 0.19558 | 0.49141 | 0.31301 | 0
[6 empty] | 18 | 1365.9391 | 0.19232 | 0.49014 | 0.31754 | 0
[6 empty] | 18 | 1355.814 | 0.19316 | 0.48885 | 0.31799 | 0
[6 empty] | 18 | 1354.0979 | 0.19348 | 0.48788 | 0.31865 | 0
[6 empty] | 18 | 1351.6973 | 0.19349 | 0.48806 | 0.31845 | 0
[6 empty] | 18 | 1352.5134 | 0.19425 | 0.48806 | 0.31769 | 0
[6 empty] | 18 | 1349.894 | 0.19365 | 0.48806 | 0.31829 | 0
[6 empty] | 18 | 1349.8385 | 0.19373 | 0.48809 | 0.31818 | 0
[6 empty] | 18 | 1349.3254 | 0.19373 | 0.48803 | 0.31824 | 0
[6 empty] | 18 | 1349.3238 | 0.19373 | 0.48803 | 0.31824 | 0
[6 empty] | 18 | 1349.5805 | 0.19391 | 0.48792 | 0.31817 | 0
[6 empty] | 18 | 1349.2381 | 0.19385 | 0.48792 | 0.31823 | 0
[6 empty] | 18 | 1662.7761 | 0.32883 | 0.33784 | 0.33333 | 0
[6 empty] | 18 | 1672.0777 | 0.33309 | 0.33315 | 0.33376 | 0
[6 empty] | 18 | 1669.8233 | 0.33341 | 0.33304 | 0.33356 | 0
[6 empty] | 18 | 1669.1793 | 0.33343 | 0.33307 | 0.3335 | 0
[6 empty] | 18 | 1661.0974 | 0.33097 | 0.33599 | 0.33304 | 0
[6 empty] | 18 | 1668.3211 | 0.33343 | 0.33314 | 0.33343 | 0
[6 empty] | 18 | 1667.6266 | 0.33347 | 0.33326 | 0.33327 | 0
[6 empty] | 18 | 1667.5134 | 0.33344 | 0.33323 | 0.33333 | 0
[6 empty] | 18 | 1667.4869 | 0.33343 | 0.33322 | 0.33335 | 0
[6 empty] | 18 | 1667.3475 | 0.3334 | 0.33324 | 0.33335 | 0
[6 empty] | 18 | 1667.3302 | 0.3334 | 0.33325 | 0.33336 | 0
[6 empty] | 18 | 1666.9976 | 0.33333 | 0.33333 | 0.33333 | 0
[6 empty] | 18 | 1498.264 | 2.3175e-18 | -0.36842 | -0.63158 | 0
[6 empty] | 18 | 1617.9996 | 0.0002646 | -0.262 | -0.73827 | 0
[6 empty] | 18 | 2019.6827 | 0.0031403 | -0.20737 | -0.79577 | 0
[6 empty] | 18 | 1494.3073 | 3.3396e-17 | -0.38247 | -0.61753 | 0
[6 empty] | 18 | 4399.9955 | 7.9063e-17 | -1 | 3.2169e-17 | 0
[6 empty] | 18 | 2049.7496 | 0.0047515 | -0.20437 | -0.80038 | 0
[6 empty] | 18 | 8337.5273 | 1.2543e-13 | 0.14195 | 0.85805 | 0
[6 empty] | 18 | 1494.2451 | 3.7654e-17 | -0.38242 | -0.61758 | 0
[6 empty] | 18 | 1970.3606 | 0.0046971 | -0.21512 | -0.78957 | 0
[6 empty] | 18 | 2052.2845 | 0.0053014 | -0.20432 | -0.80098 | 0
[6 empty] | 18 | 4399.9955 | 9.1911e-15 | -1 | 2.3768e-14 | 0
[6 empty] | 18 | 4399.9955 | 9.5864e-17 | -1 | -4.7438e-17 | 0
[6 empty] | 18 | 1518.3974 | 4.4694e-18 | -0.30263 | -0.69737 | 0
[6 empty] | 18 | 4399.9955 | 9.8335e-16 | -1 | 1.0674e-15 | 0
[6 empty] | 18 | 3355.4792 | 0.11568 | -0.10046 | -1.0152 | 0
[6 empty] | 18 | 3369.8387 | 0.11745 | -0.099545 | -1.0179 | 0
[6 empty] | 18 | 3382.6927 | 0.11873 | -0.098574 | -1.0202 | 0
[6 empty] | 18 | 3387.9865 | 0.11933 | -0.09827 | -1.0211 | 0
[6 empty] | 18 | 3402.2233 | 0.12065 | -0.097312 | -1.0233 | 0
[6 empty] | 18 | 3434.8509 | 0.12299 | -0.094571 | -1.0284 | 0
[6 empty] | 18 | 3536.0902 | 0.12976 | -0.086051 | -1.0437 | 0
[6 empty] | 18 | 1523.7681 | 0.0070489 | -0.37917 | -0.62788 | 0
[6 empty] | 18 | 1891.3368 | 0.094277 | -0.35236 | -0.74191 | 0
[6 empty] | 18 | 1518.3974 | 7.8616e-17 | -0.30263 | -0.69737 | 0
[6 empty] | 18 | 4612.0143 | 0.19958 | 0.0053202 | -1.2049 | 0
[6 empty] | 18 | 1995.6032 | 0.10262 | -0.29548 | -0.80714 | 0
[6 empty] | 18 | 2002.698 | 0.1044 | -0.29595 | -0.80845 | 0
[6 empty] | 18 | 2007.6268 | 0.1052 | -0.29642 | -0.80878 | 0
[6 empty] | 18 | 1953.971 | 0.10897 | -0.33661 | -0.77235 | 0
[6 empty] | 18 | 1953.6832 | 0.10895 | -0.33717 | -0.77178 | 0
[6 empty] | 18 | 1954.9997 | 0.1093 | -0.33706 | -0.77225 | 0
[6 empty] | 18 | 9359.7662 | 0.34574 | -0.22872 | 0.88298 | 0
[6 empty] | 18 | 1494.6049 | 8.9221e-05 | -0.38254 | -0.61755 | 0
[6 empty] | 18 | 1554.669 | 9.8349e-17 | -0.27919 | -0.72081 | 0
[6 empty] | 18 | 6190.4207 | 0.32402 | 0.12885 | -1.4529 | 0
[6 empty] | 18 | 7709.5815 | 0.39925 | 0.26678 | -1.666 | 0
[6 empty] | 18 | 2640.7635 | 0.097108 | 0.65043 | 0.25246 | 0
[6 empty] | 18 | 7024.3293 | 0.39087 | 0.19332 | -1.5842 | 0
[6 empty] | 18 | 7099.482 | 0.39469 | 0.20034 | -1.595 | 0
[6 empty] | 18 | 7232.4604 | 0.40141 | 0.21246 | -1.6139 | 0
[6 empty] | 18 | 7115.6658 | 0.39729 | 0.20079 | -1.5981 | 0
[6 empty] | 18 | 1494.6395 | 0.00010447 | -0.38253 | -0.61757 | 0
[6 empty] | 18 | 2513.2518 | 0.10159 | 0.63497 | 0.26344 | 0
[6 empty] | 18 | 1499.3729 | 0.0012679 | -0.38249 | -0.61878 | 0
[6 empty] | 18 | 2377.8699 | 0.19246 | -0.38937 | -0.80309 | 0
[6 empty] | 18 | 2392.5207 | 0.19653 | -0.39642 | -0.80011 | 0
[6 empty] | 18 | 2402.0415 | 0.19859 | -0.39667 | -0.80192 | 0
[6 empty] | 18 | 2406.0386 | 0.19921 | -0.39686 | -0.80235 | 0
[6 empty] | 18 | 5018.682 | 0.38691 | -0.087964 | -1.2989 | 0
[6 empty] | 18 | 3843.5188 | 0.21726 | 0.27551 | 0.50722 | 0
[6 empty] | 18 | 2016.4239 | 0.0019744 | -0.20704 | -0.79494 | 0
[6 empty] | 18 | 2024.8591 | 0.002023 | -0.20599 | -0.79604 | 0
[6 empty] | 18 | 2809.782 | 0.01662 | 0.61238 | 0.37101 | 0
[6 empty] | 18 | 16507.6245 | 1.5117 | 0.61288 | -3.1245 | 0
[6 empty] | 18 | 17176.6888 | 1.5792 | 0.65123 | -3.2305 | 0
[6 empty] | 18 | 2806.8041 | 0.016923 | 0.61228 | 0.37079 | 0
[6 empty] | 18 | 4399.9955 | 3.8741e-17 | -1 | 2.0013e-17 | 0
[6 empty] | 18 | 20586.0173 | 1.9124 | 0.85669 | -3.7691 | 0
[6 empty] | 18 | 1520.2473 | 1.9645e-17 | -0.29916 | -0.70084 | 0
[6 empty] | 18 | 5984.1192 | 0.48944 | -0.11378 | 0.62434 | 0
[6 empty] | 18 | 8364.9102 | 0.71665 | -0.45319 | 0.73654 | 0
[6 empty] | 18 | 8338.1664 | 0.71511 | -0.45004 | 0.73493 | 0
[6 empty] | 18 | 5928.0391 | 0.49363 | -0.11335 | 0.61972 | 0
[6 empty] | 18 | 8189.6392 | 0.70665 | -0.43274 | 0.72609 | 0
[6 empty] | 18 | 5872.2732 | 0.49087 | -0.10715 | 0.61628 | 0
[6 empty] | 18 | 3289.7194 | 0.26064 | 0.27746 | 0.46189 | 0
[6 empty] | 18 | 2131.8955 | -0.26592 | -0.07523 | -0.65885 | 0
[6 empty] | 18 | 1720.3531 | -0.26675 | -0.12395 | -0.6093 | 0
[6 empty] | 18 | 30248.9488 | -3.4105 | 1.1121 | 1.2984 | 0
[6 empty] | 18 | 1057.5094 | -0.20539 | -0.27809 | -0.51652 | 0
[6 empty] | 18 | 1476.4706 | -0.26269 | -0.15351 | -0.5838 | 0
[6 empty] | 18 | 1441.8456 | -0.26286 | -0.15757 | -0.57957 | 0
[6 empty] | 18 | 1080.1908 | -0.21919 | -0.21941 | -0.5614 | 0
[6 empty] | 18 | 1079.7697 | -0.21938 | -0.21938 | -0.56124 | 0
[6 empty] | 18 | 1066.8488 | -0.23552 | -0.37317 | -0.3913 | 0
[6 empty] | 18 | 1066.1293 | -0.23776 | -0.37699 | -0.38525 | 0
[6 empty] | 18 | 993.9241 | -0.2471 | -0.29181 | -0.46109 | 0
[6 empty] | 18 | 1066.7347 | -0.25496 | -0.41361 | -0.33143 | 0
[6 empty] | 18 | 1051.7376 | -0.26284 | -0.2043 | -0.53286 | 0
[6 empty] | 18 | 1051.4563 | -0.26284 | -0.20433 | -0.53283 | 0
[6 empty] | 18 | 1050.2084 | -0.26281 | -0.20449 | -0.5327 | 0
[6 empty] | 18 | 1067.6287 | -0.25674 | -0.41839 | -0.32487 | 0
[6 empty] | 18 | 1067.9408 | -0.25683 | -0.41893 | -0.32425 | 0
[6 empty] | 18 | 1067.9878 | -0.25705 | -0.41934 | -0.32361 | 0
[6 empty] | 18 | 1067.9759 | -0.25707 | -0.41935 | -0.32359 | 0
[6 empty] | 18 | 1067.7832 | -0.25727 | -0.41941 | -0.32332 | 0
[6 empty] | 18 | 1286.9596 | -0.30241 | -0.17568 | -0.52191 | 0
[6 empty] | 18 | 1298.7881 | -0.30483 | -0.17426 | -0.52091 | 0
[6 empty] | 18 | 963.1577 | -0.25465 | -0.25554 | -0.48981 | 0
[6 empty] | 18 | 960.8388 | -0.26208 | -0.27611 | -0.46181 | 0
[6 empty] | 18 | 960.7938 | -0.26216 | -0.27622 | -0.46163 | 0
[6 empty] | 18 | 1003.4815 | -0.26575 | -0.34646 | -0.3878 | 0
[6 empty] | 18 | 960.5228 | -0.26322 | -0.27813 | -0.45866 | 0
[6 empty] | 18 | 975.8333 | -0.27424 | -0.32455 | -0.40121 | 0
[6 empty] | 18 | 971.0812 | -0.27532 | -0.31997 | -0.4047 | 0
[6 empty] | 18 | 917.1147 | -0.30669 | -0.24272 | -0.45059 | 0
[6 empty] | 18 | 916.8601 | -0.30704 | -0.24296 | -0.44999 | 0
[6 empty] | 18 | 1405.9739 | -0.39209 | -0.31623 | -0.29168 | 0
[6 empty] | 18 | 1401.6616 | -0.39161 | -0.3164 | -0.29199 | 0
[6 empty] | 18 | 946.4886 | -0.31672 | -0.2206 | -0.46268 | 0
[6 empty] | 18 | 1324.6387 | -0.38549 | -0.31655 | -0.29796 | 0
[6 empty] | 18 | 932.5456 | -0.32351 | -0.22308 | -0.45341 | 0
[6 empty] | 18 | 931.7844 | -0.32387 | -0.22323 | -0.45291 | 0
[6 empty] | 18 | 915.3915 | -0.31759 | -0.28176 | -0.40065 | 0
[6 empty] | 18 | 915.3846 | -0.31767 | -0.28194 | -0.40038 | 0
[6 empty] | 18 | 920.6117 | -0.32709 | -0.22676 | -0.44616 | 0
[6 empty] | 18 | 1007.3519 | -0.34517 | -0.21408 | -0.44074 | 0
[6 empty] | 18 | 929.6049 | -0.3234 | -0.33981 | -0.33679 | 0
[6 empty] | 18 | 1024.6651 | -0.3509 | -0.21211 | -0.43699 | 0
[6 empty] | 18 | 1019.7365 | -0.35016 | -0.21272 | -0.43712 | 0
[6 empty] | 18 | 927.55 | -0.32681 | -0.34239 | -0.3308 | 0
[6 empty] | 18 | 927.324 | -0.327 | -0.3422 | -0.33081 | 0
[6 empty] | 18 | 927.2883 | -0.32703 | -0.34216 | -0.33081 | 0
[6 empty] | 18 | 927.3284 | -0.32726 | -0.34193 | -0.33081 | 0
[6 empty] | 18 | 917.2119 | -0.33555 | -0.22716 | -0.43729 | 0
[6 empty] | 18 | 1112.7571 | -0.36841 | -0.31723 | -0.31436 | 0
[6 empty] | 18 | 1108.1575 | -0.36832 | -0.31689 | -0.31479 | 0
[6 empty] | 18 | 1624.0524 | -0.48091 | -0.14931 | -0.36978 | 0
[6 empty] | 18 | 1588.9446 | -0.47819 | -0.15355 | -0.36826 | 0
[6 empty] | 18 | 1557.5228 | -0.47285 | -0.1568 | -0.37035 | 0
[6 empty] | 18 | 1584.4464 | -0.47875 | -0.15449 | -0.36676 | 0
[6 empty] | 18 | 1547.0324 | -0.47122 | -0.15794 | -0.37084 | 0
[6 empty] | 18 | 1577.6992 | -0.47828 | -0.15551 | -0.36621 | 0
[6 empty] | 18 | 915.357 | -0.34175 | -0.22723 | -0.43102 | 0
[6 empty] | 18 | 915.2177 | -0.34173 | -0.22728 | -0.43099 | 0
[6 empty] | 18 | 915.0338 | -0.34171 | -0.2276 | -0.43068 | 0
[6 empty] | 18 | 1540.6267 | -0.47103 | -0.15892 | -0.37006 | 0
[6 empty] | 18 | 915.5874 | -0.34185 | -0.22721 | -0.43094 | 0
[6 empty] | 18 | 915.0618 | -0.34186 | -0.22748 | -0.43066 | 0
[6 empty] | 18 | 938.0491 | -0.39598 | -0.26579 | -0.33823 | 0
[6 empty] | 18 | 943.6287 | -0.39752 | -0.2644 | -0.33807 | 0
[6 empty] | 18 | 993.7108 | -0.41074 | -0.25276 | -0.3365 | 0
[6 empty] | 18 | 1151.4637 | -0.45085 | -0.21798 | -0.33116 | 0
[6 empty] | 18 | 1150.9367 | -0.45077 | -0.21811 | -0.33112 | 0
[6 empty] | 18 | 1150.3723 | -0.45078 | -0.21776 | -0.33146 | 0
[6 empty] | 18 | 1148.62 | -0.45048 | -0.21827 | -0.33125 | 0
[6 empty] | 18 | 1115.8873 | -0.44294 | -0.21938 | -0.33768 | 0
[6 empty] | 18 | 1115.9884 | -0.443 | -0.21938 | -0.33762 | 0
[6 empty] | 18 | 1147.5311 | -0.45049 | -0.21768 | -0.33183 | 0
[6 empty] | 18 | 1124.8863 | -0.44535 | -0.21877 | -0.33587 | 0
[6 empty] | 18 | 1144.0631 | -0.44995 | -0.21843 | -0.33163 | 0
[6 empty] | 18 | 1143.2842 | -0.44981 | -0.21851 | -0.33168 | 0
[6 empty] | 18 | 1144.1189 | -0.45005 | -0.21796 | -0.33198 | 0
[6 empty] | 18 | 1144.4046 | -0.45018 | -0.21733 | -0.33249 | 0
[6 empty] | 18 | 1144.3986 | -0.45017 | -0.21734 | -0.33249 | 0
[6 empty] | 18 | 1143.9215 | -0.45011 | -0.21738 | -0.33251 | 0
[6 empty] | 18 | 1143.2158 | -0.45002 | -0.21746 | -0.33252 | 0
[6 empty] | 18 | 1140.4949 | -0.44947 | -0.21807 | -0.33246 | 0
[6 empty] | 18 | 1139.6036 | -0.44924 | -0.21853 | -0.33223 | 0
[6 empty] | 18 | 1490.6471 | -0.022443 | -0.27368 | -0.70388 | 0
[6 empty] | 18 | 4709.5706 | -0.058275 | 0.12932 | -1.071 | 0
[6 empty] | 18 | 4784.2994 | -0.060189 | 0.13838 | -1.0782 | 0
[6 empty] | 18 | 4223.1452 | -0.068457 | 0.079027 | -1.0106 | 0
[6 empty] | 18 | 4399.9955 | -6.7204e-16 | -1 | 4.3732e-16 | 0
[6 empty] | 18 | 1508.9237 | -0.0035541 | -0.30143 | -0.69501 | 0
[6 empty] | 18 | 4399.9955 | -8.0546e-17 | -1 | 4.6351e-17 | 0
[6 empty] | 18 | 1554.669 | -3.8779e-17 | -0.27919 | -0.72081 | 0
[6 empty] | 18 | 1412.8828 | -0.035824 | -0.3231 | -0.64107 | 0
[6 empty] | 18 | 8403.749 | -0.12583 | 0.2472 | 0.87863 | 0
[6 empty] | 18 | 1492.7786 | -0.038595 | -0.2564 | -0.70501 | 0
[6 empty] | 18 | 8408.7501 | -0.13542 | 0.25521 | 0.88021 | 0
[6 empty] | 18 | 8409.1598 | -0.13616 | 0.25595 | 0.88021 | 0
[6 empty] | 18 | 8346.2266 | -0.14157 | 0.26544 | 0.87613 | 0
[6 empty] | 18 | 8362.4304 | -0.14259 | 0.26523 | 0.87736 | 0
[6 empty] | 18 | 1498.264 | -4.365e-17 | -0.36842 | -0.63158 | 0
[6 empty] | 18 | 8362.0893 | -0.14404 | 0.26666 | 0.87738 | 0
[6 empty] | 18 | 8361.891 | -0.14403 | 0.26665 | 0.87739 | 0
[6 empty] | 18 | 3250.2649 | -0.089195 | -0.021639 | -0.88917 | 0
[6 empty] | 18 | 1616.679 | -5.4085e-05 | -0.26195 | -0.738 | 0
[6 empty] | 18 | 1494.2451 | -5.1774e-17 | -0.38242 | -0.61758 | 0
[6 empty] | 18 | 3092.9001 | -0.096464 | -0.036327 | -0.86721 | 0
[6 empty] | 18 | 4399.9955 | -1.2996e-16 | -1 | -1.2057e-16 | 0
[6 empty] | 18 | 1354.6291 | -0.055794 | -0.33531 | -0.6089 | 0
[6 empty] | 18 | 1354.623 | -0.055794 | -0.33531 | -0.6089 | 0
[6 empty] | 18 | 1494.5708 | -6.2315e-17 | -0.38261 | -0.61739 | 0
[6 empty] | 18 | 1417.528 | -0.061868 | -0.25314 | -0.68499 | 0
[6 empty] | 18 | 1415.8731 | -0.06264 | -0.2529 | -0.68446 | 0
[6 empty] | 18 | 1520.2473 | -7.2982e-17 | -0.29916 | -0.70084 | 0
[6 empty] | 18 | 2496.46 | -0.1077 | -0.099071 | -0.79323 | 0
[6 empty] | 18 | 2505.5921 | -0.10924 | -0.097386 | -0.79337 | 0
[6 empty] | 18 | 12111.1507 | -0.3867 | 0.22576 | 1.1609 | 0
[6 empty] | 18 | 11302.02 | -0.3623 | 0.25994 | 1.1024 | 0
[6 empty] | 18 | 11342.096 | -0.36464 | 0.25887 | 1.1058 | 0
[6 empty] | 18 | 8598.5305 | -0.29636 | 0.39639 | 0.89997 | 0
[6 empty] | 18 | 8598.7037 | -0.29637 | 0.3964 | 0.89997 | 0
[6 empty] | 18 | 4399.9955 | -2.1841e-15 | -1 | 2.2434e-15 | 0
[6 empty] | 18 | 8205.6089 | -0.0034235 | 0.1542 | 0.84922 | 0
[6 empty] | 18 | 1616.7936 | -1.1635e-16 | -0.26197 | -0.73803 | 0
[6 empty] | 18 | 4634.2686 | -0.18345 | 0.79487 | 0.38858 | 0
[6 empty] | 18 | 1516.7151 | -0.0013327 | -0.29868 | -0.69999 | 0
[6 empty] | 18 | 17828.1989 | -1.0051 | -1.0239 | 1.029 | 0
[6 empty] | 18 | 17830.3016 | -1.0068 | -1.0221 | 1.029 | 0
[6 empty] | 18 | 17830.3088 | -1.0068 | -1.0221 | 1.029 | 0
[6 empty] | 18 | 1641.2654 | -0.14317 | -0.1844 | -0.67243 | 0
[6 empty] | 18 | 1627.5889 | -0.14296 | -0.18619 | -0.67085 | 0
[6 empty] | 18 | 4399.9955 | -3.548e-16 | -1 | -3.0736e-16 | 0
[6 empty] | 18 | 13805.8992 | -0.89175 | 1.9973 | -0.10557 | 0
[6 empty] | 18 | 14111.7336 | -0.91724 | 2.0341 | -0.11688 | 0
[6 empty] | 18 | 14131.3283 | -0.91858 | 2.0364 | -0.11781 | 0
[6 empty] | 18 | 3603.772 | -0.2986 | 0.10338 | -0.80478 | 0
[6 empty] | 18 | 3555.5306 | -0.29825 | 0.097653 | -0.7994 | 0
[6 empty] | 18 | 3539.5256 | -0.2975 | 0.095655 | -0.79815 | 0
[6 empty] | 18 | 3457.5778 | -0.29578 | 0.085757 | -0.78998 | 0
[6 empty] | 18 | 26543.8014 | -1.9096 | 3.5348 | -0.62518 | 0
[6 empty] | 18 | 4744.5527 | -0.048365 | 0.12875 | -1.0804 | 0
[6 empty] | 18 | 4762.4773 | -0.049194 | 0.13141 | -1.0822 | 0
[6 empty] | 18 | 2650.2903 | -0.2773 | -0.012177 | -0.71052 | 0
[6 empty] | 18 | 4399.9955 | -4.4127e-14 | -1 | 1.5813e-13 | 0
[6 empty] | 18 | 2534.0437 | -0.2743 | -0.026427 | -0.69927 | 0
[6 empty] | 18 | 63136.3796 | -5.2827 | 7.9045 | -1.6219 | 0
[6 empty] | 18 | 20041.8796 | -1.6343 | 0.96187 | 1.6724 | 0
[6 empty] | 18 | 20041.7121 | -1.6343 | 0.96187 | 1.6724 | 0
[6 empty] | 18 | 20040.9597 | -1.6343 | 0.96187 | 1.6724 | 0
[6 empty] | 18 | 1493.6868 | -0.00021957 | -0.38227 | -0.61751 | 0
[6 empty] | 19 | 8220.4534 | 1.2397 | 0.62923 | -0.86897 | 0
[6 empty] | 19 | 1388.6822 | 0.19065 | 0.49262 | 0.31673 | 0
[6 empty] | 19 | 1312.4109 | 0.22292 | 0.45154 | 0.32554 | 0
[6 empty] | 19 | 1689.371 | 0.31917 | 0.45216 | 0.22867 | 0
[6 empty] | 19 | 1506.7753 | 0.28768 | 0.43404 | 0.27828 | 0
[6 empty] | 19 | 3244.0265 | 0.056353 | 0.72097 | 0.22268 | 0
[6 empty] | 19 | 1514.0689 | 0.0051477 | -0.38308 | -0.62207 | 0
[6 empty] | 19 | 1515.7031 | 0.0055698 | -0.38346 | -0.62211 | 0
[6 empty] | 19 | 1643.7793 | 0.0059806 | -0.26052 | -0.74546 | 0
[6 empty] | 19 | 8029.228 | 0.70637 | -0.42184 | 0.71547 | 0
[6 empty] | 19 | 2149.9064 | -0.26508 | -0.072145 | -0.66277 | 0
[6 empty] | 19 | 1085.1648 | -0.24022 | -0.41251 | -0.34727 | 0
[6 empty] | 19 | 922.5989 | -0.28637 | -0.32484 | -0.38879 | 0
[6 empty] | 19 | 921.6493 | -0.2866 | -0.32354 | -0.38985 | 0
[6 empty] | 19 | 914.831 | -0.31355 | -0.34185 | -0.3446 | 0
[6 empty] | 19 | 902.8032 | -0.30169 | -0.25357 | -0.44474 | 0
[6 empty] | 19 | 896.5542 | -0.31794 | -0.32932 | -0.35274 | 0
[6 empty] | 19 | 1325.0806 | -0.49083 | -0.19927 | -0.30989 | 0
[6 empty] | 19 | 1323.0617 | -0.49068 | -0.19918 | -0.31014 | 0
[6 empty] | 19 | 1256.1535 | -0.48946 | -0.18298 | -0.32756 | 0
[6 empty] | 19 | 886.3132 | -0.38982 | -0.22015 | -0.39003 | 0
[6 empty] | 19 | 2587.6146 | -0.099827 | -0.090599 | -0.80957 | 0
[6 empty] | 19 | 17883.2504 | -0.98909 | -1.0055 | 0.99455 | 0
[6 empty] | 19 | 2945.38 | 0.37719 | -0.41176 | -0.96543 | 0
[6 empty] | 19 | 2949.228 | 0.37813 | -0.41071 | -0.96743 | 0
[6 empty] | 19 | 3241.9761 | 0.43082 | -0.45147 | -0.97935 | 0
[6 empty] | 19 | 3253.6311 | 0.4331 | -0.45192 | -0.98118 | 0
[6 empty] | 19 | 3198.2939 | 0.43016 | -0.39956 | -1.0306 | 0
[6 empty] | 19 | 3198.5796 | 0.43023 | -0.39957 | -1.0307 | 0
[6 empty] | 19 | 3200.5443 | 0.43062 | -0.39962 | -1.031 | 0
[6 empty] | 19 | 3205.6622 | 0.4315 | -0.40055 | -1.031 | 0
[6 empty] | 19 | 3217.5041 | 0.43323 | -0.39935 | -1.0339 | 0
[6 empty] | 19 | 9623.7455 | 1.2056 | -0.1029 | -2.1026 | 0
[6 empty] | 19 | 10477.8752 | 1.3439 | -0.095414 | -2.2485 | 0
[6 empty] | 19 | 13829.1224 | 2.0171 | -1.2317 | -1.7854 | 0
[6 empty] | 19 | 13844.4555 | 2.0213 | -1.2315 | -1.7898 | 0
[6 empty] | 19 | 14575.1785 | 2.1321 | -1.274 | -1.8581 | 0
[6 empty] | 19 | 16000.948 | 2.287 | -0.090667 | -3.1963 | 0
[6 empty] | 19 | 18746.8487 | 2.6961 | -0.037297 | -3.6588 | 0
[6 empty] | 19 | 22418.5755 | 3.1087 | 1.1168 | -3.2255 | 0
[6 empty] | 19 | 20507.1844 | 2.8656 | 1.0436 | -2.9092 | 0
[6 empty] | 19 | 2565.9447 | 0.32785 | 0.26169 | 0.41046 | 0
[6 empty] | 19 | 2559.3905 | 0.32763 | 0.26235 | 0.41002 | 0
[6 empty] | 19 | 2558.5642 | 0.32766 | 0.2624 | 0.40994 | 0
[6 empty] | 19 | 2528.6189 | 0.32489 | 0.26715 | 0.40796 | 0
[6 empty] | 19 | 1569.5638 | 0.16721 | 0.51366 | 0.31912 | 0
[6 empty] | 19 | 1553.2747 | 0.16904 | 0.5117 | 0.31925 | 0
[6 empty] | 19 | 1551.3914 | 0.16927 | 0.51151 | 0.31922 | 0
[6 empty] | 19 | 2014.5511 | 0.25614 | 0.36982 | 0.37404 | 0
[6 empty] | 19 | 12711.6106 | 1.9427 | 0.68892 | -1.6317 | 0
[6 empty] | 19 | 8765.8016 | 1.3213 | 0.63981 | -0.96115 | 0
[6 empty] | 19 | 7081.1091 | 1.1538 | 0.53609 | -0.68986 | 0
[6 empty] | 19 | 6962.384 | 1.1379 | 0.53231 | -0.67023 | 0
[6 empty] | 19 | 6923.5107 | 1.1323 | 0.53126 | -0.66355 | 0
[6 empty] | 19 | 6913.5782 | 1.1307 | 0.53115 | -0.66187 | 0
[6 empty] | 19 | 2850.6006 | 0.44933 | 0.21799 | 0.33267 | 0
[6 empty] | 19 | 1490.1433 | 0.19036 | 0.50474 | 0.3049 | 0
[6 empty] | 19 | 2416.0964 | 0.37298 | 0.51317 | 0.11385 | 0
[6 empty] | 19 | 2402.6348 | 0.3716 | 0.51234 | 0.11606 | 0
[6 empty] | 19 | 1439.6969 | 0.20045 | 0.49488 | 0.30468 | 0
[6 empty] | 19 | 1362.2976 | 0.19337 | 0.48928 | 0.31736 | 0
[6 empty] | 19 | 1357.8924 | 0.19277 | 0.48794 | 0.31929 | 0
[6 empty] | 19 | 1389.1107 | 0.2 | 0.48889 | 0.31111 | 0
[6 empty] | 19 | 1362.6812 | 0.19491 | 0.48864 | 0.31645 | 0
[6 empty] | 19 | 1353.1971 | 0.1931 | 0.48821 | 0.31869 | 0
[6 empty] | 19 | 1350.9461 | 0.19337 | 0.48789 | 0.31875 | 0
[6 empty] | 19 | 1352.1065 | 0.19378 | 0.48796 | 0.31826 | 0
[6 empty] | 19 | 1352.3808 | 0.19384 | 0.48796 | 0.3182 | 0
[6 empty] | 19 | 1350.3139 | 0.19345 | 0.48784 | 0.31871 | 0
[6 empty] | 19 | 1350.6972 | 0.19361 | 0.48787 | 0.31852 | 0
[6 empty] | 19 | 1349.4339 | 0.1936 | 0.48772 | 0.31868 | 0
[6 empty] | 19 | 1349.3553 | 0.1936 | 0.48772 | 0.31869 | 0
[6 empty] | 19 | 2051.8037 | 0.34078 | 0.48664 | 0.17258 | 0
[6 empty] | 19 | 1349.0141 | 0.19368 | 0.48761 | 0.3187 | 0
[6 empty] | 19 | 1348.9212 | 0.19372 | 0.48757 | 0.31871 | 0
[6 empty] | 19 | 2023.2853 | 0.35118 | 0.47537 | 0.17345 | 0
[6 empty] | 19 | 1466.1568 | 0.23631 | 0.47587 | 0.28783 | 0
[6 empty] | 19 | 1949.4905 | 0.34785 | 0.46765 | 0.1845 | 0
[6 empty] | 19 | 1959.7205 | 0.36176 | 0.45768 | 0.18056 | 0
[6 empty] | 19 | 1948.178 | 0.35925 | 0.45811 | 0.18264 | 0
[6 empty] | 19 | 1872.6645 | 0.34365 | 0.46016 | 0.1962 | 0
[6 empty] | 19 | 1778.2123 | 0.32857 | 0.45819 | 0.21324 | 0
[6 empty] | 19 | 1753.2 | 0.32721 | 0.45575 | 0.21705 | 0
[6 empty] | 19 | 1739.6528 | 0.3257 | 0.45491 | 0.21939 | 0
[6 empty] | 19 | 1698.8173 | 0.32135 | 0.45222 | 0.22643 | 0
[6 empty] | 19 | 1698.9681 | 0.32139 | 0.45221 | 0.2264 | 0
[6 empty] | 19 | 1699.8283 | 0.32166 | 0.4521 | 0.22623 | 0
[6 empty] | 19 | 1698.2559 | 0.33523 | 0.32956 | 0.33521 | 0
[6 empty] | 19 | 1721.5167 | 0.34195 | 0.33307 | 0.32498 | 0
[6 empty] | 19 | 1684.3248 | 0.31957 | 0.44964 | 0.23079 | 0
[6 empty] | 19 | 1292.3244 | 0.22125 | 0.4546 | 0.32415 | 0
[6 empty] | 19 | 1292.2838 | 0.2213 | 0.45455 | 0.32414 | 0
[6 empty] | 19 | 1292.6201 | 0.2214 | 0.45443 | 0.32417 | 0
[6 empty] | 19 | 1293.1684 | 0.22158 | 0.4545 | 0.32392 | 0
[6 empty] | 19 | 1689.4829 | 0.33532 | 0.33092 | 0.33376 | 0
[6 empty] | 19 | 1639.8328 | 0.31336 | 0.44291 | 0.24373 | 0
[6 empty] | 19 | 1669.6793 | 0.33351 | 0.33297 | 0.33351 | 0
[6 empty] | 19 | 1668.4508 | 0.33349 | 0.33314 | 0.33337 | 0
[6 empty] | 19 | 1667.4141 | 0.33333 | 0.33327 | 0.3334 | 0
[6 empty] | 19 | 1667.9119 | 0.33346 | 0.33322 | 0.33332 | 0
[6 empty] | 19 | 1660.1458 | 0.32848 | 0.35996 | 0.31156 | 0
[6 empty] | 19 | 1666.9968 | 0.33333 | 0.33333 | 0.33333 | 0
[6 empty] | 19 | 1666.7238 | 0.33329 | 0.33337 | 0.33335 | 0
[6 empty] | 19 | 1666.1194 | 0.33317 | 0.33351 | 0.33332 | 0
[6 empty] | 19 | 1665.3174 | 0.33295 | 0.33418 | 0.33287 | 0
[6 empty] | 19 | 1500.8667 | 0.28586 | 0.43473 | 0.27941 | 0
[6 empty] | 19 | 4399.9891 | 5.5095e-18 | -1 | -7.1776e-17 | 0
[6 empty] | 19 | 1914.9485 | 0.0027735 | -0.21944 | -0.78333 | 0
[6 empty] | 19 | 1488.8192 | 2.3397e-17 | -0.33175 | -0.66825 | 0
[6 empty] | 19 | 1996.2461 | 0.0031215 | -0.20841 | -0.79471 | 0
[6 empty] | 19 | 2047.6664 | 0.0032816 | -0.20228 | -0.801 | 0
[6 empty] | 19 | 1614.6932 | 3.3492e-17 | -0.26025 | -0.73975 | 0
[6 empty] | 19 | 2885.5465 | 0.0056246 | 0.62122 | 0.37315 | 0
[6 empty] | 19 | 3052.4087 | 0.062384 | 0.69754 | 0.24008 | 0
[6 empty] | 19 | 1494.0507 | 4.6331e-17 | -0.37762 | -0.62238 | 0
[6 empty] | 19 | 3032.912 | 0.065259 | 0.69529 | 0.23945 | 0
[6 empty] | 19 | 3024.3288 | 0.065816 | 0.69421 | 0.23997 | 0
[6 empty] | 19 | 4399.9891 | 1.3395e-15 | -1 | 1.577e-15 | 0
[6 empty] | 19 | 2878.7674 | 0.0064252 | 0.62058 | 0.373 | 0
[6 empty] | 19 | 4399.9891 | 1.4102e-15 | -1 | 1.2738e-15 | 0
[6 empty] | 19 | 1496.17 | 0.00053135 | -0.37863 | -0.6219 | 0
[6 empty] | 19 | 2874.8855 | 0.0068945 | 0.62019 | 0.37292 | 0
[6 empty] | 19 | 1965.7896 | 0.00065688 | -0.21088 | -0.78978 | 0
[6 empty] | 19 | 1515.8098 | 0.0055891 | -0.38346 | -0.62212 | 0
[6 empty] | 19 | 3191.4449 | 0.10559 | -0.11326 | -0.99233 | 0
[6 empty] | 19 | 3234.6629 | 0.11116 | -0.11116 | -1 | 0
[6 empty] | 19 | 3433.4418 | 0.12136 | -0.09158 | -1.0298 | 0
[6 empty] | 19 | 3454.1477 | 0.12201 | -0.089451 | -1.0326 | 0
[6 empty] | 19 | 3449.5989 | 0.12225 | -0.0901 | -1.0322 | 0
[6 empty] | 19 | 3527.1252 | 0.12625 | -0.08315 | -1.0431 | 0
[6 empty] | 19 | 3362.5537 | 0.12137 | -0.10053 | -1.0208 | 0
[6 empty] | 19 | 3512.2299 | 0.13354 | -0.088264 | -1.0453 | 0
[6 empty] | 19 | 3495.292 | 0.13296 | -0.090156 | -1.0428 | 0
[6 empty] | 19 | 3508.9845 | 0.1342 | -0.088962 | -1.0452 | 0
[6 empty] | 19 | 3509.6565 | 0.13422 | -0.088976 | -1.0452 | 0
[6 empty] | 19 | 3611.1784 | 0.14008 | -0.07999 | -1.0601 | 0
[6 empty] | 19 | 9302.0487 | 0.34483 | -0.21435 | 0.86952 | 0
[6 empty] | 19 | 9293.697 | 0.34451 | -0.21322 | 0.86872 | 0
[6 empty] | 19 | 1682.0558 | 0.0086012 | -0.25699 | -0.75161 | 0
[6 empty] | 19 | 4925.6099 | 0.22981 | 0.030104 | -1.2599 | 0
[6 empty] | 19 | 6994.3568 | 0.32464 | 0.2258 | -1.5504 | 0
[6 empty] | 19 | 7172.6731 | 0.33927 | 0.23949 | -1.5788 | 0
[6 empty] | 19 | 7330.7987 | 0.35876 | 0.24849 | -1.6072 | 0
[6 empty] | 19 | 7270.3197 | 0.36213 | 0.23992 | -1.602 | 0
[6 empty] | 19 | 1495.7729 | 1.1298e-16 | -0.37917 | -0.62083 | 0
[6 empty] | 19 | 9324.5935 | 0.59395 | 0.36403 | -1.958 | 0
[6 empty] | 19 | 9542.3371 | 0.61435 | 0.37919 | -1.9935 | 0
[6 empty] | 19 | 9519.6809 | 0.61296 | 0.37736 | -1.9903 | 0
[6 empty] | 19 | 9854.3526 | 0.64199 | 0.40137 | -2.0434 | 0
[6 empty] | 19 | 10020.2563 | 0.65773 | 0.41211 | -2.0698 | 0
[6 empty] | 19 | 2102.3757 | 0.16231 | -0.34441 | -0.8179 | 0
[6 empty] | 19 | 2144.3785 | 0.17203 | -0.33976 | -0.83227 | 0
[6 empty] | 19 | 2149.5317 | 0.17346 | -0.34031 | -0.83315 | 0
[6 empty] | 19 | 2157.3473 | 0.17619 | -0.34269 | -0.83349 | 0
[6 empty] | 19 | 4399.9891 | 3.6899e-16 | -1 | -6.6721e-17 | 0
[6 empty] | 19 | 1496.3324 | 1.5045e-16 | -0.37952 | -0.62048 | 0
[6 empty] | 19 | 51402.9319 | 4.2493 | 3.3612 | -8.6105 | 0
[6 empty] | 19 | 4399.9891 | 4.1751e-15 | -1 | 4.2155e-15 | 0
[6 empty] | 19 | 5799.5389 | 0.4918 | -0.10302 | 0.61121 | 0
[6 empty] | 19 | 5799.3531 | 0.49178 | -0.10301 | 0.61123 | 0
[6 empty] | 19 | 8067.688 | 0.70823 | -0.42643 | 0.7182 | 0
[6 empty] | 19 | 8054.7042 | 0.70788 | -0.4249 | 0.71701 | 0
[6 empty] | 19 | 7953.7352 | 0.70188 | -0.41278 | 0.71089 | 0
[6 empty] | 19 | 4399.9891 | 4.3571e-18 | -1 | 6.015e-17 | 0
[6 empty] | 19 | 4399.9891 | 4.3571e-18 | -1 | -6.6215e-17 | 0
[6 empty] | 19 | 2540.1053 | 0.27551 | -0.43721 | -0.8383 | 0
[6 empty] | 19 | 2554.1632 | 0.27908 | -0.43802 | -0.84105 | 0
[6 empty] | 19 | 2562.6399 | 0.28114 | -0.43793 | -0.84321 | 0
[6 empty] | 19 | 2769.546 | 0.3129 | -0.36013 | -0.95277 | 0
[6 empty] | 19 | 2808.7337 | 0.32416 | -0.36411 | -0.96005 | 0
[6 empty] | 19 | 1889.5943 | 0.0021815 | -0.22262 | -0.77956 | 0
[6 empty] | 19 | 27980.619 | -3.2099 | 1.0199 | 1.1899 | 0
[6 empty] | 19 | 27402.6721 | -3.1516 | 0.99383 | 1.1577 | 0
[6 empty] | 19 | 1066.6397 | -0.19417 | -0.29641 | -0.50942 | 0
[6 empty] | 19 | 3981.7347 | -0.63592 | 0.1577 | -0.52178 | 0
[6 empty] | 19 | 1091.2338 | -0.21589 | -0.21589 | -0.56822 | 0
[6 empty] | 19 | 1090.5274 | -0.2171 | -0.21541 | -0.56748 | 0
[6 empty] | 19 | 1090.4754 | -0.21719 | -0.21538 | -0.56743 | 0
[6 empty] | 19 | 1049.3583 | -0.26097 | -0.41507 | -0.32396 | 0
[6 empty] | 19 | 1048.6733 | -0.26119 | -0.41482 | -0.32399 | 0
[6 empty] | 19 | 1048.3322 | -0.26127 | -0.41466 | -0.32406 | 0
[6 empty] | 19 | 1047.8045 | -0.26137 | -0.41435 | -0.32429 | 0
[6 empty] | 19 | 1041.8758 | -0.26179 | -0.40973 | -0.32848 | 0
[6 empty] | 19 | 1043.8273 | -0.2643 | -0.41188 | -0.32382 | 0
[6 empty] | 19 | 1013.5885 | -0.25888 | -0.37951 | -0.36161 | 0
[6 empty] | 19 | 1058.9188 | -0.26307 | -0.19982 | -0.53711 | 0
[6 empty] | 19 | 1058.4152 | -0.26361 | -0.1997 | -0.53668 | 0
[6 empty] | 19 | 1003.7284 | -0.27041 | -0.38435 | -0.34524 | 0
[6 empty] | 19 | 1019.0944 | -0.28074 | -0.39644 | -0.32282 | 0
[6 empty] | 19 | 1013.9592 | -0.28016 | -0.39494 | -0.3249 | 0
[6 empty] | 19 | 1017.4159 | -0.28195 | -0.39532 | -0.32273 | 0
[6 empty] | 19 | 1628.5182 | -0.40845 | -0.33094 | -0.26061 | 0
[6 empty] | 19 | 935.2811 | -0.26339 | -0.26339 | -0.47321 | 0
[6 empty] | 19 | 934.8056 | -0.26368 | -0.26344 | -0.47288 | 0
[6 empty] | 19 | 1364.3761 | -0.37853 | -0.34233 | -0.27914 | 0
[6 empty] | 19 | 1364.2212 | -0.37853 | -0.34231 | -0.27916 | 0
[6 empty] | 19 | 927.7495 | -0.287 | -0.33311 | -0.37989 | 0
[6 empty] | 19 | 924.0425 | -0.28811 | -0.33085 | -0.38104 | 0
[6 empty] | 19 | 957.8089 | -0.30087 | -0.36638 | -0.33275 | 0
[6 empty] | 19 | 975.1622 | -0.30804 | -0.3691 | -0.32286 | 0
[6 empty] | 19 | 953.5048 | -0.30271 | -0.36408 | -0.33321 | 0
[6 empty] | 19 | 918.4806 | -0.29302 | -0.33009 | -0.37689 | 0
[6 empty] | 19 | 913.4218 | -0.29728 | -0.32899 | -0.37373 | 0
[6 empty] | 19 | 911.5532 | -0.29958 | -0.32911 | -0.37131 | 0
[6 empty] | 19 | 2372.9943 | -0.62261 | -0.063786 | -0.3136 | 0
[6 empty] | 19 | 968.3209 | -0.31905 | -0.35924 | -0.32171 | 0
[6 empty] | 19 | 969.2025 | -0.31961 | -0.35888 | -0.32152 | 0
[6 empty] | 19 | 968.3093 | -0.31957 | -0.35881 | -0.32162 | 0
[6 empty] | 19 | 968.0869 | -0.31981 | -0.35852 | -0.32167 | 0
[6 empty] | 19 | 2299.6787 | -0.61416 | -0.072417 | -0.31343 | 0
[6 empty] | 19 | 2281.3687 | -0.61198 | -0.074423 | -0.31359 | 0
[6 empty] | 19 | 2234.137 | -0.60637 | -0.079342 | -0.31429 | 0
[6 empty] | 19 | 913.7911 | -0.31378 | -0.34123 | -0.34499 | 0
[6 empty] | 19 | 913.0457 | -0.31389 | -0.34078 | -0.34533 | 0
[6 empty] | 19 | 911.1495 | -0.31431 | -0.33951 | -0.34618 | 0
[6 empty] | 19 | 902.0999 | -0.30461 | -0.25191 | -0.44348 | 0
[6 empty] | 19 | 968.182 | -0.31666 | -0.20945 | -0.47389 | 0
[6 empty] | 19 | 942.9747 | -0.32721 | -0.34217 | -0.33062 | 0
[6 empty] | 19 | 942.7508 | -0.32734 | -0.34194 | -0.33072 | 0
[6 empty] | 19 | 926.8424 | -0.32521 | -0.33655 | -0.33823 | 0
[6 empty] | 19 | 895.6809 | -0.31886 | -0.32805 | -0.35309 | 0
[6 empty] | 19 | 893.8292 | -0.3208 | -0.32519 | -0.35401 | 0
[6 empty] | 19 | 893.7303 | -0.32126 | -0.32467 | -0.35406 | 0
[6 empty] | 19 | 1644.309 | -0.50581 | -0.13281 | -0.36139 | 0
[6 empty] | 19 | 899.9471 | -0.33309 | -0.23326 | -0.43366 | 0
[6 empty] | 19 | 1197.1999 | -0.40951 | -0.18096 | -0.40953 | 0
[6 empty] | 19 | 927.046 | -0.34037 | -0.21422 | -0.44541 | 0
[6 empty] | 19 | 925.8805 | -0.34206 | -0.21434 | -0.4436 | 0
[6 empty] | 19 | 1159.2502 | -0.40576 | -0.18558 | -0.40866 | 0
[6 empty] | 19 | 902.4469 | -0.34845 | -0.2213 | -0.43025 | 0
[6 empty] | 19 | 981.0528 | -0.39556 | -0.26659 | -0.33784 | 0
[6 empty] | 19 | 1296.3109 | -0.48564 | -0.20472 | -0.30964 | 0
[6 empty] | 19 | 1294.666 | -0.48542 | -0.20485 | -0.30973 | 0
[6 empty] | 19 | 1294.236 | -0.48537 | -0.20487 | -0.30976 | 0
[6 empty] | 19 | 1086.4978 | -0.42916 | -0.25369 | -0.31715 | 0
[6 empty] | 19 | 1088.2393 | -0.42985 | -0.25315 | -0.317 | 0
[6 empty] | 19 | 1088.2009 | -0.42985 | -0.25314 | -0.31701 | 0
[6 empty] | 19 | 1088.8659 | -0.43019 | -0.25277 | -0.31704 | 0
[6 empty] | 19 | 1089.1048 | -0.43029 | -0.25266 | -0.31705 | 0
[6 empty] | 19 | 1059.2251 | -0.42548 | -0.24564 | -0.32887 | 0
[6 empty] | 19 | 1259.5093 | -0.4822 | -0.2045 | -0.3133 | 0
[6 empty] | 19 | 1258.98 | -0.48206 | -0.20469 | -0.31324 | 0
[6 empty] | 19 | 1257.9092 | -0.4819 | -0.20478 | -0.31332 | 0
[6 empty] | 19 | 1262.3663 | -0.49025 | -0.182 | -0.32775 | 0
[6 empty] | 19 | 1258.4183 | -0.48981 | -0.18247 | -0.32772 | 0
[6 empty] | 19 | 1256.2932 | -0.48954 | -0.18272 | -0.32773 | 0
[6 empty] | 19 | 1255.9353 | -0.48948 | -0.18285 | -0.32767 | 0
[6 empty] | 19 | 1003.5075 | -0.41927 | -0.22554 | -0.35519 | 0
[6 empty] | 19 | 1177.9616 | -0.47229 | -0.20303 | -0.32468 | 0
[6 empty] | 19 | 1177.9591 | -0.47229 | -0.20301 | -0.32469 | 0
[6 empty] | 19 | 1139.5015 | -0.46153 | -0.20563 | -0.33285 | 0
[6 empty] | 19 | 881.1543 | -0.38694 | -0.22614 | -0.38692 | 0
[6 empty] | 19 | 881.091 | -0.38737 | -0.22512 | -0.38751 | 0
[6 empty] | 19 | 881.4583 | -0.38799 | -0.22395 | -0.38807 | 0
[6 empty] | 19 | 886.6864 | -0.38955 | -0.22006 | -0.39039 | 0
[6 empty] | 19 | 884.0309 | -0.38931 | -0.22249 | -0.3882 | 0
[6 empty] | 19 | 882.301 | -0.38889 | -0.2224 | -0.38871 | 0
[6 empty] | 19 | 882.9832 | -0.38921 | -0.22138 | -0.38941 | 0
[6 empty] | 19 | 882.6902 | -0.38923 | -0.22173 | -0.38905 | 0
[6 empty] | 19 | 4479.0691 | -0.070025 | 0.11241 | -1.0424 | 0
[6 empty] | 19 | 4485.196 | -0.071027 | 0.11346 | -1.0424 | 0
[6 empty] | 19 | 4399.9891 | -1.3395e-16 | -1 | -2.3049e-18 | 0
[6 empty] | 19 | 1360.1743 | -0.05066 | -0.34225 | -0.60709 | 0
[6 empty] | 19 | 1450.4212 | -0.05243 | -0.24916 | -0.69841 | 0
[6 empty] | 19 | 1349.4832 | -0.05567 | -0.34108 | -0.60325 | 0
[6 empty] | 19 | 1430.4004 | -0.058645 | -0.24797 | -0.69339 | 0
[6 empty] | 19 | 1429.4761 | -0.058784 | -0.24801 | -0.6932 | 0
[6 empty] | 19 | 2594.5076 | -0.096205 | -0.091437 | -0.81236 | 0
[6 empty] | 19 | 2533.1298 | -0.10689 | -0.094005 | -0.79911 | 0
[6 empty] | 19 | 4399.9891 | -2.315e-16 | -1 | 1.1979e-16 | 0
[6 empty] | 19 | 17883.5956 | -0.98909 | -1.0055 | 0.99455 | 0
[6 empty] | 19 | 17884.4643 | -0.99091 | -1.0036 | 0.99455 | 0
[6 empty] | 19 | 1539.3524 | -1.0258e-16 | -0.27788 | -0.72212 | 0
[6 empty] | 19 | 1298.1622 | -0.11567 | -0.39533 | -0.489 | 0
[6 empty] | 19 | 1669.741 | -0.13634 | -0.18305 | -0.68061 | 0
[6 empty] | 19 | 1488.8192 | -1.3486e-16 | -0.33175 | -0.66825 | 0
[6 empty] | 19 | 1539.3524 | -1.5434e-16 | -0.27788 | -0.72212 | 0
[6 empty] | 19 | 21722.251 | -1.7157 | 0.98978 | 1.726 | 0
[6 empty] | 19 | 21766.8972 | -1.7213 | 0.9918 | 1.7295 | 0
[6 empty] | 19 | 21766.8969 | -1.7213 | 0.9918 | 1.7295 | 0
[6 empty] | 19 | 21766.6902 | -1.7213 | 0.9918 | 1.7295 | 0
[6 empty] | 19 | 3442.935 | -0.30044 | 0.089537 | -0.7891 | 0
[6 empty] | 19 | 3411.242 | -0.29962 | 0.085656 | -0.78603 | 0
[6 empty] | 19 | 3410.6812 | -0.29958 | 0.085645 | -0.78606 | 0
[6 empty] | 19 | 3342.7063 | -0.29882 | 0.077599 | -0.77878 | 0
[6 empty] | 19 | 1614.263 | -0.00019122 | -0.26017 | -0.73964 | 0
[6 empty] | 20 | 5118.77 | 0.1588 | 0.10166 | -1.2605 | 0
[6 empty] | 20 | 8746.5396 | 1.4597 | 0.57756 | -1.0372 | 0
[6 empty] | 20 | 9473.4112 | 0.34526 | -0.1932 | 0.84794 | 0
[6 empty] | 20 | 1044.8332 | -0.26814 | -0.40716 | -0.32471 | 0
[6 empty] | 20 | 1278.5553 | -0.48201 | -0.20456 | -0.31343 | 0
[6 empty] | 20 | 3892.2424 | 0.6068 | -0.41564 | -1.1912 | 0
[6 empty] | 20 | 3892.1682 | 0.60679 | -0.41563 | -1.1912 | 0
[6 empty] | 20 | 3892.2383 | 0.60677 | -0.41611 | -1.1907 | 0
[6 empty] | 20 | 13514.3929 | 2.2027 | -1.3005 | -1.9022 | 0
[6 empty] | 20 | 2072.9649 | 0.34378 | 0.4877 | 0.16851 | 0
[6 empty] | 20 | 1355.8929 | 0.19218 | 0.48915 | 0.31867 | 0
[6 empty] | 20 | 2173.103 | 0.36746 | 0.48531 | 0.14723 | 0
[6 empty] | 20 | 1951.3527 | 0.33144 | 0.47921 | 0.18935 | 0
[6 empty] | 20 | 1852.9181 | 0.32102 | 0.46551 | 0.21347 | 0
[6 empty] | 20 | 1673.1114 | 0.33357 | 0.3327 | 0.33374 | 0
[6 empty] | 20 | 1667.5223 | 0.33348 | 0.33332 | 0.3332 | 0
[6 empty] | 20 | 5117.9704 | 0.15756 | 0.10223 | -1.2598 | 0
[6 empty] | 20 | 3495.6235 | 0.12202 | -0.077652 | -1.0444 | 0
[6 empty] | 20 | 5998.2268 | 0.4908 | -0.09534 | 0.60454 | 0
[6 empty] | 20 | 1069.4007 | -0.19563 | -0.28982 | -0.51455 | 0
[6 empty] | 20 | 1064.6776 | -0.26311 | -0.19682 | -0.54007 | 0
[6 empty] | 20 | 1048.4475 | -0.26576 | -0.4085 | -0.32574 | 0
[6 empty] | 20 | 1384.5009 | -0.38154 | -0.33883 | -0.27963 | 0
[6 empty] | 20 | 1384.4857 | -0.3816 | -0.33876 | -0.27964 | 0
[6 empty] | 20 | 1278.9883 | -0.48228 | -0.20408 | -0.31364 | 0
[6 empty] | 20 | 1104.4287 | -0.43462 | -0.24688 | -0.3185 | 0
[6 empty] | 20 | 1183.3764 | -0.47177 | -0.20246 | -0.32577 | 0
[6 empty] | 20 | 1493.3108 | -0.00043153 | -0.37189 | -0.62768 | 0
[6 empty] | 20 | 1444.7338 | -0.053515 | -0.24501 | -0.70148 | 0
[6 empty] | 20 | 42282.8291 | -1.5285 | -2.0407 | 2.5691 | 0
[6 empty] | 20 | 3009.5675 | -0.010899 | 0.63539 | 0.37551 | 0
[6 empty] | 20 | 24008.002 | -1.8438 | 1.0313 | 1.8125 | 0
[6 empty] | 20 | 2857.49 | -0.30426 | 0.034696 | -0.73044 | 0
[6 empty] | 20 | 2700.9195 | 0.25472 | 0.33962 | 0.40566 | 0
[6 empty] | 20 | 3846.4338 | 0.38119 | 0.14278 | 0.47603 | 0
[6 empty] | 20 | 3131.8881 | 0.43057 | -0.42315 | -1.0074 | 0
[6 empty] | 20 | 3834.3842 | 0.38073 | 0.14406 | 0.47521 | 0
[6 empty] | 20 | 3134.7494 | 0.43142 | -0.42524 | -1.0062 | 0
[6 empty] | 20 | 3175.4317 | 0.44246 | -0.44365 | -0.99881 | 0
[6 empty] | 20 | 11738.6176 | 1.5243 | 0.037066 | -2.5614 | 0
[6 empty] | 20 | 11805.985 | 1.5341 | 0.039205 | -2.5733 | 0
[6 empty] | 20 | 3204.5537 | 0.45029 | -0.45592 | -0.99436 | 0
[6 empty] | 20 | 3209.2168 | 0.45138 | -0.456 | -0.99538 | 0
[6 empty] | 20 | 3203.7355 | 0.33617 | 0.22688 | 0.43695 | 0
[6 empty] | 20 | 3870.7792 | 0.6018 | -0.41495 | -1.1869 | 0
[6 empty] | 20 | 3892.5239 | 0.60686 | -0.41567 | -1.1912 | 0
[6 empty] | 20 | 3925.6798 | 0.61224 | -0.41496 | -1.1973 | 0
[6 empty] | 20 | 2992.7986 | 0.33613 | 0.24071 | 0.42315 | 0
[6 empty] | 20 | 2987.7203 | 0.33664 | 0.24056 | 0.4228 | 0
[6 empty] | 20 | 4130.892 | 0.64157 | -0.54542 | -1.0962 | 0
[6 empty] | 20 | 4136.7713 | 0.64283 | -0.54572 | -1.0971 | 0
[6 empty] | 20 | 16682.0673 | 2.3655 | 1.0345 | -2.4 | 0
[6 empty] | 20 | 16342.036 | 2.3162 | 1.0237 | -2.3398 | 0
[6 empty] | 20 | 53345.078 | 8.5184 | 0.47047 | -9.9888 | 0
[6 empty] | 20 | 14636.0003 | 2.3744 | -1.3791 | -1.9953 | 0
[6 empty] | 20 | 13495.6421 | 2.1978 | -1.3001 | -1.8977 | 0
[6 empty] | 20 | 8764.6365 | 1.4627 | 0.57786 | -1.0405 | 0
[6 empty] | 20 | 8663.2959 | 1.4458 | 0.57653 | -1.0224 | 0
[6 empty] | 20 | 8647.199 | 1.4432 | 0.57635 | -1.0195 | 0
[6 empty] | 20 | 7998.8143 | 1.3368 | 0.56489 | -0.90166 | 0
[6 empty] | 20 | 1607.5761 | 0.20615 | 0.51202 | 0.28183 | 0
[6 empty] | 20 | 1463.2592 | 0.1882 | 0.48596 | 0.32584 | 0
[6 empty] | 20 | 2380.0363 | 0.37248 | 0.50958 | 0.11794 | 0
[6 empty] | 20 | 2356.5464 | 0.36948 | 0.50843 | 0.12209 | 0
[6 empty] | 20 | 2766.9922 | 0.43035 | 0.22334 | 0.34631 | 0
[6 empty] | 20 | 1375.6385 | 0.19208 | 0.49148 | 0.31644 | 0
[6 empty] | 20 | 2175.9525 | 0.36141 | 0.48992 | 0.14867 | 0
[6 empty] | 20 | 1364.5586 | 0.19231 | 0.49012 | 0.31757 | 0
[6 empty] | 20 | 1360.7721 | 0.19209 | 0.48887 | 0.31904 | 0
[6 empty] | 20 | 2637.76 | 0.45953 | 0.45914 | 0.081323 | 0
[6 empty] | 20 | 2081.4837 | 0.34506 | 0.48806 | 0.16688 | 0
[6 empty] | 20 | 1358.5996 | 0.19224 | 0.48945 | 0.31831 | 0
[6 empty] | 20 | 1357.1166 | 0.19201 | 0.48919 | 0.31879 | 0
[6 empty] | 20 | 1357.09 | 0.19202 | 0.48919 | 0.31879 | 0
[6 empty] | 20 | 1395.1856 | 0.2004 | 0.48916 | 0.31044 | 0
[6 empty] | 20 | 1355.9386 | 0.19212 | 0.48917 | 0.31871 | 0
[6 empty] | 20 | 1355.7993 | 0.19216 | 0.48914 | 0.3187 | 0
[6 empty] | 20 | 1356.6627 | 0.19239 | 0.48914 | 0.31847 | 0
[6 empty] | 20 | 1356.6225 | 0.19238 | 0.48914 | 0.31848 | 0
[6 empty] | 20 | 1356.5265 | 0.19236 | 0.48914 | 0.3185 | 0
[6 empty] | 20 | 1357.2284 | 0.19257 | 0.48907 | 0.31836 | 0
[6 empty] | 20 | 1367.5671 | 0.1949 | 0.489 | 0.3161 | 0
[6 empty] | 20 | 1359.6362 | 0.19345 | 0.48845 | 0.3181 | 0
[6 empty] | 20 | 2306.5519 | 0.39439 | 0.47777 | 0.12784 | 0
[6 empty] | 20 | 2176.9018 | 0.36808 | 0.48539 | 0.14654 | 0
[6 empty] | 20 | 2284.2705 | 0.39056 | 0.47773 | 0.13172 | 0
[6 empty] | 20 | 2162.0251 | 0.36571 | 0.48497 | 0.14932 | 0
[6 empty] | 20 | 1954.8139 | 0.33229 | 0.47911 | 0.1886 | 0
[6 empty] | 20 | 1853.0671 | 0.32079 | 0.46605 | 0.21317 | 0
[6 empty] | 20 | 1850.8152 | 0.32136 | 0.46384 | 0.21481 | 0
[6 empty] | 20 | 1699.7116 | 0.29169 | 0.45197 | 0.25634 | 0
[6 empty] | 20 | 1684.3447 | 0.28805 | 0.45201 | 0.25994 | 0
[6 empty] | 20 | 1836.1401 | 0.3304 | 0.43622 | 0.23338 | 0
[6 empty] | 20 | 1836.2061 | 0.331 | 0.43483 | 0.23417 | 0
[6 empty] | 20 | 1713.4197 | 0.33408 | 0.32948 | 0.33645 | 0
[6 empty] | 20 | 1666.9285 | 0.33266 | 0.3351 | 0.33224 | 0
[6 empty] | 20 | 1668.1662 | 0.33331 | 0.33423 | 0.33246 | 0
[6 empty] | 20 | 1669.1902 | 0.33347 | 0.33305 | 0.33348 | 0
[6 empty] | 20 | 1667.8847 | 0.33341 | 0.3332 | 0.33339 | 0
[6 empty] | 20 | 1667.5973 | 0.33348 | 0.33336 | 0.33315 | 0
[6 empty] | 20 | 1667.294 | 0.33339 | 0.33327 | 0.33334 | 0
[6 empty] | 20 | 1666.9965 | 0.33333 | 0.33333 | 0.33333 | 0
[6 empty] | 20 | 1667.3842 | 0.33345 | 0.33329 | 0.33326 | 0
[6 empty] | 20 | 1667.1243 | 0.33338 | 0.33329 | 0.33333 | 0
[6 empty] | 20 | 4400.0011 | 6.9171e-17 | -1 | -2.492e-16 | 0
[6 empty] | 20 | 2100.0742 | 0.0042599 | -0.19183 | -0.81243 | 0
[6 empty] | 20 | 1870.9348 | 0.00042673 | -0.21879 | -0.78163 | 0
[6 empty] | 20 | 1863.6216 | 4.4255e-05 | -0.21956 | -0.78049 | 0
[6 empty] | 20 | 4400.0011 | 9.0702e-17 | -1 | -1.5942e-16 | 0
[6 empty] | 20 | 2865.3543 | 0.082175 | -0.13541 | -0.94676 | 0
[6 empty] | 20 | 1548.8813 | 5.0839e-17 | -0.26772 | -0.73228 | 0
[6 empty] | 20 | 2941.7606 | 0.089261 | -0.1295 | -0.95976 | 0
[6 empty] | 20 | 3057.8573 | 0.099616 | -0.12045 | -0.97917 | 0
[6 empty] | 20 | 5122.5727 | 0.16074 | 0.10114 | -1.2619 | 0
[6 empty] | 20 | 3503.274 | 0.12183 | -0.076518 | -1.0453 | 0
[6 empty] | 20 | 5429.5944 | 0.20259 | 0.11786 | -1.3205 | 0
[6 empty] | 20 | 5512.1064 | 0.20872 | 0.12472 | -1.3334 | 0
[6 empty] | 20 | 3645.7318 | 0.15196 | -0.074202 | -1.0778 | 0
[6 empty] | 20 | 3671.1402 | 0.1529 | -0.071534 | -1.0814 | 0
[6 empty] | 20 | 3664.5395 | 0.15312 | -0.072318 | -1.0808 | 0
[6 empty] | 20 | 3648.5314 | 0.15387 | -0.075156 | -1.0787 | 0
[6 empty] | 20 | 9465.0611 | 0.34495 | -0.19214 | 0.84718 | 0
[6 empty] | 20 | 9254.8457 | 0.34585 | -0.17904 | 0.83319 | 0
[6 empty] | 20 | 1532.1761 | 0.0096938 | -0.38113 | -0.62857 | 0
[6 empty] | 20 | 2016.9305 | 0.013068 | -0.20693 | -0.80613 | 0
[6 empty] | 20 | 4400.0011 | 2.6523e-17 | -1 | 2.9364e-17 | 0
[6 empty] | 20 | 1673.6511 | 0.013152 | -0.25668 | -0.75647 | 0
[6 empty] | 20 | 10774.7912 | 0.73221 | 0.48402 | -2.2162 | 0
[6 empty] | 20 | 10714.2988 | 0.72828 | 0.47897 | -2.2072 | 0
[6 empty] | 20 | 2044.5132 | 0.015935 | -0.20511 | -0.81083 | 0
[6 empty] | 20 | 11191.9332 | 0.77263 | 0.51252 | -2.2852 | 0
[6 empty] | 20 | 1542.8062 | 0.012428 | -0.38363 | -0.6288 | 0
[6 empty] | 20 | 2081.2193 | 0.16607 | -0.38245 | -0.78361 | 0
[6 empty] | 20 | 2211.4779 | 0.1837 | -0.31643 | -0.86727 | 0
[6 empty] | 20 | 2174.2763 | 0.18923 | -0.3782 | -0.81103 | 0
[6 empty] | 20 | 1688.187 | 0.016256 | -0.25688 | -0.75938 | 0
[6 empty] | 20 | 2246.1317 | 0.20882 | -0.41783 | -0.79099 | 0
[6 empty] | 20 | 2458.0441 | 0.2539 | -0.34184 | -0.91206 | 0
[6 empty] | 20 | 2419.0884 | 0.24981 | -0.3666 | -0.88321 | 0
[6 empty] | 20 | 2426.9662 | 0.25184 | -0.36627 | -0.88557 | 0
[6 empty] | 20 | 2446.8094 | 0.25666 | -0.36502 | -0.89164 | 0
[6 empty] | 20 | 4400.0011 | 3.9441e-17 | -1 | -5.3596e-17 | 0
[6 empty] | 20 | 2505.6565 | 0.27627 | -0.47359 | -0.80268 | 0
[6 empty] | 20 | 2516.8669 | 0.27863 | -0.47493 | -0.80371 | 0
[6 empty] | 20 | 2516.2818 | 0.27894 | -0.47467 | -0.80427 | 0
[6 empty] | 20 | 2518.6161 | 0.2795 | -0.47472 | -0.80478 | 0
[6 empty] | 20 | 5962.3845 | 0.48885 | -0.091378 | 0.60253 | 0
[6 empty] | 20 | 5933.0672 | 0.48802 | -0.088681 | 0.60066 | 0
[6 empty] | 20 | 1793.5963 | 0.13015 | 0.55824 | 0.31161 | 0
[6 empty] | 20 | 8122.4097 | 0.69285 | -0.38958 | 0.69673 | 0
[6 empty] | 20 | 8073.5663 | 0.69011 | -0.38408 | 0.69397 | 0
[6 empty] | 20 | 8067.3809 | 0.68958 | -0.38301 | 0.69344 | 0
[6 empty] | 20 | 1767.9399 | 0.13118 | 0.55494 | 0.31387 | 0
[6 empty] | 20 | 1751.2593 | 0.13101 | 0.55275 | 0.31624 | 0
[6 empty] | 20 | 1742.5224 | 0.1321 | 0.55166 | 0.31624 | 0
[6 empty] | 20 | 1740.5017 | 0.13235 | 0.5514 | 0.31624 | 0
[6 empty] | 20 | 1739.6589 | 0.13242 | 0.55129 | 0.31629 | 0
[6 empty] | 20 | 2933.2959 | 0.34799 | -0.33561 | -1.0124 | 0
[6 empty] | 20 | 2951.1429 | 0.3522 | -0.33634 | -1.0159 | 0
[6 empty] | 20 | 27491.2636 | -3.0327 | 0.93517 | 1.0976 | 0
[6 empty] | 20 | 27151.0074 | -3.0001 | 0.92113 | 1.079 | 0
[6 empty] | 20 | 1122.848 | -0.21084 | -0.21198 | -0.57718 | 0
[6 empty] | 20 | 1101.783 | -0.21217 | -0.21393 | -0.57389 | 0
[6 empty] | 20 | 1098.4557 | -0.21369 | -0.21369 | -0.57262 | 0
[6 empty] | 20 | 2174.5305 | -0.36215 | -0.053729 | -0.58412 | 0
[6 empty] | 20 | 947.9875 | -0.25941 | -0.25982 | -0.48078 | 0
[6 empty] | 20 | 947.8178 | -0.25957 | -0.25957 | -0.48085 | 0
[6 empty] | 20 | 1054.4919 | -0.26576 | -0.41005 | -0.3242 | 0
[6 empty] | 20 | 1018.3354 | -0.26319 | -0.37976 | -0.35705 | 0
[6 empty] | 20 | 1048.5564 | -0.26606 | -0.40883 | -0.32511 | 0
[6 empty] | 20 | 1017.2947 | -0.26348 | -0.37907 | -0.35745 | 0
[6 empty] | 20 | 1048.4503 | -0.2663 | -0.40893 | -0.32477 | 0
[6 empty] | 20 | 1012.0549 | -0.26636 | -0.37668 | -0.35696 | 0
[6 empty] | 20 | 1010.8832 | -0.28399 | -0.38947 | -0.32654 | 0
[6 empty] | 20 | 1016.902 | -0.28607 | -0.39067 | -0.32325 | 0
[6 empty] | 20 | 1016.6306 | -0.28621 | -0.39053 | -0.32326 | 0
[6 empty] | 20 | 1008.4249 | -0.28523 | -0.38815 | -0.32662 | 0
[6 empty] | 20 | 1004.3623 | -0.28588 | -0.38516 | -0.32896 | 0
[6 empty] | 20 | 1607.5064 | -0.40734 | -0.32782 | -0.26484 | 0
[6 empty] | 20 | 935.1204 | -0.28404 | -0.31854 | -0.39742 | 0
[6 empty] | 20 | 934.7868 | -0.28457 | -0.31933 | -0.39611 | 0
[6 empty] | 20 | 961.0972 | -0.2882 | -0.34781 | -0.364 | 0
[6 empty] | 20 | 932.3066 | -0.28764 | -0.31975 | -0.39261 | 0
[6 empty] | 20 | 985.8462 | -0.29264 | -0.37375 | -0.33361 | 0
[6 empty] | 20 | 949.0326 | -0.29199 | -0.33972 | -0.36829 | 0
[6 empty] | 20 | 977.5254 | -0.29922 | -0.37065 | -0.33014 | 0
[6 empty] | 20 | 991.2432 | -0.30243 | -0.37386 | -0.32371 | 0
[6 empty] | 20 | 969.6492 | -0.31713 | -0.20836 | -0.4745 | 0
[6 empty] | 20 | 910.1137 | -0.30357 | -0.2485 | -0.44793 | 0
[6 empty] | 20 | 909.923 | -0.30382 | -0.24862 | -0.44755 | 0
[6 empty] | 20 | 965.2537 | -0.30471 | -0.36366 | -0.33163 | 0
[6 empty] | 20 | 982.2081 | -0.30836 | -0.36779 | -0.32385 | 0
[6 empty] | 20 | 948.873 | -0.30907 | -0.35263 | -0.33831 | 0
[6 empty] | 20 | 948.5603 | -0.30998 | -0.35289 | -0.33714 | 0
[6 empty] | 20 | 2240.6926 | -0.61432 | -0.072438 | -0.31325 | 0
[6 empty] | 20 | 2235.8156 | -0.61374 | -0.073017 | -0.31324 | 0
[6 empty] | 20 | 2226.0398 | -0.61254 | -0.074167 | -0.31329 | 0
[6 empty] | 20 | 2221.7949 | -0.61206 | -0.07452 | -0.31342 | 0
[6 empty] | 20 | 976.3878 | -0.32079 | -0.35647 | -0.32273 | 0
[6 empty] | 20 | 976.0446 | -0.32072 | -0.3565 | -0.32278 | 0
[6 empty] | 20 | 976.739 | -0.32092 | -0.35639 | -0.32269 | 0
[6 empty] | 20 | 931.2527 | -0.31599 | -0.34163 | -0.34238 | 0
[6 empty] | 20 | 932.3786 | -0.33763 | -0.21337 | -0.449 | 0
[6 empty] | 20 | 930.5671 | -0.33859 | -0.21364 | -0.44777 | 0
[6 empty] | 20 | 909.7303 | -0.33244 | -0.22866 | -0.4389 | 0
[6 empty] | 20 | 911.032 | -0.32113 | -0.32737 | -0.3515 | 0
[6 empty] | 20 | 907.1612 | -0.32216 | -0.32464 | -0.35321 | 0
[6 empty] | 20 | 935.8123 | -0.32659 | -0.34263 | -0.33078 | 0
[6 empty] | 20 | 906.3996 | -0.32239 | -0.32409 | -0.35352 | 0
[6 empty] | 20 | 904.4283 | -0.32248 | -0.32225 | -0.35527 | 0
[6 empty] | 20 | 903.8388 | -0.32244 | -0.32164 | -0.35592 | 0
[6 empty] | 20 | 903.5306 | -0.3227 | -0.32094 | -0.35636 | 0
[6 empty] | 20 | 934.624 | -0.32728 | -0.34182 | -0.33091 | 0
[6 empty] | 20 | 933.957 | -0.32722 | -0.34143 | -0.33136 | 0
[6 empty] | 20 | 934.4824 | -0.32734 | -0.34172 | -0.33094 | 0
[6 empty] | 20 | 911.0949 | -0.34327 | -0.22044 | -0.43629 | 0
[6 empty] | 20 | 1297.7266 | -0.48554 | -0.20036 | -0.3141 | 0
[6 empty] | 20 | 1278.8278 | -0.48203 | -0.20456 | -0.31341 | 0
[6 empty] | 20 | 1278.3882 | -0.48201 | -0.20454 | -0.31345 | 0
[6 empty] | 20 | 892.5756 | -0.38312 | -0.22037 | -0.39651 | 0
[6 empty] | 20 | 1104.4003 | -0.43464 | -0.24685 | -0.31851 | 0
[6 empty] | 20 | 1108.2963 | -0.43586 | -0.24571 | -0.31843 | 0
[6 empty] | 20 | 1105.4539 | -0.43504 | -0.24645 | -0.3185 | 0
[6 empty] | 20 | 1248.4997 | -0.47887 | -0.2046 | -0.31652 | 0
[6 empty] | 20 | 1247.994 | -0.47886 | -0.20452 | -0.31662 | 0
[6 empty] | 20 | 891.4036 | -0.38585 | -0.22033 | -0.39382 | 0
[6 empty] | 20 | 956.4182 | -0.39667 | -0.26534 | -0.33798 | 0
[6 empty] | 20 | 956.0908 | -0.3969 | -0.26474 | -0.33835 | 0
[6 empty] | 20 | 890.7745 | -0.387 | -0.22053 | -0.39248 | 0
[6 empty] | 20 | 890.7912 | -0.38707 | -0.22045 | -0.39248 | 0
[6 empty] | 20 | 1263.2441 | -0.48956 | -0.18462 | -0.32583 | 0
[6 empty] | 20 | 1262.0703 | -0.49077 | -0.18157 | -0.32767 | 0
[6 empty] | 20 | 1260.4151 | -0.49033 | -0.18227 | -0.32739 | 0
[6 empty] | 20 | 1260.2087 | -0.49052 | -0.18179 | -0.32768 | 0
[6 empty] | 20 | 1260.0792 | -0.4905 | -0.18181 | -0.32769 | 0
[6 empty] | 20 | 893.5392 | -0.3896 | -0.22018 | -0.39022 | 0
[6 empty] | 20 | 894.1274 | -0.39013 | -0.22014 | -0.38973 | 0
[6 empty] | 20 | 894.9534 | -0.39071 | -0.22006 | -0.38923 | 0
[6 empty] | 20 | 896.6028 | -0.39182 | -0.21997 | -0.38821 | 0
[6 empty] | 20 | 896.7707 | -0.39188 | -0.22003 | -0.38809 | 0
[6 empty] | 20 | 1183.5299 | -0.47167 | -0.20272 | -0.32561 | 0
[6 empty] | 20 | 1179.654 | -0.47078 | -0.20299 | -0.32623 | 0
[6 empty] | 20 | 4400.0011 | -5.9094e-17 | -1 | 5.1764e-17 | 0
[6 empty] | 20 | 1889.7145 | -0.0036527 | -0.21369 | -0.78265 | 0
[6 empty] | 20 | 1494.385 | -3.0529e-17 | -0.37202 | -0.62798 | 0
[6 empty] | 20 | 1983.6432 | -0.0040061 | -0.20211 | -0.79388 | 0
[6 empty] | 20 | 1481.0953 | -3.5414e-17 | -0.33998 | -0.66002 | 0
[6 empty] | 20 | 1494.385 | -4.278e-16 | -0.37202 | -0.62798 | 0
[6 empty] | 20 | 1374.6878 | -0.045008 | -0.34192 | -0.61307 | 0
[6 empty] | 20 | 1373.246 | -0.045533 | -0.34115 | -0.61332 | 0
[6 empty] | 20 | 4400.0011 | -1.1452e-16 | -1 | -1.0353e-16 | 0
[6 empty] | 20 | 1609.755 | -0.00055936 | -0.25585 | -0.7436 | 0
[6 empty] | 20 | 3640.0843 | -0.1097 | 0.045853 | -0.93615 | 0
[6 empty] | 20 | 1448.0687 | -0.052239 | -0.24531 | -0.70245 | 0
[6 empty] | 20 | 3638.6137 | -0.11304 | 0.047099 | -0.93406 | 0
[6 empty] | 20 | 1446.5504 | -0.052588 | -0.2453 | -0.70212 | 0
[6 empty] | 20 | 3472.6452 | -0.11572 | 0.028356 | -0.91263 | 0
[6 empty] | 20 | 1498.7813 | -5.7332e-18 | -0.3743 | -0.6257 | 0
[6 empty] | 20 | 1610.4827 | -6.7767e-17 | -0.25615 | -0.74385 | 0
[6 empty] | 20 | 1481.0953 | -7.0225e-17 | -0.33998 | -0.66002 | 0
[6 empty] | 20 | 4400.0011 | -1.8873e-16 | -1 | -4.1411e-16 | 0
[6 empty] | 20 | 3010.1046 | -0.010927 | 0.63535 | 0.37557 | 0
[6 empty] | 20 | 3013.0445 | -0.011307 | 0.63573 | 0.37558 | 0
[6 empty] | 20 | 17822.2071 | -0.96902 | -0.98451 | 0.95353 | 0
[6 empty] | 20 | 17792.131 | -0.96907 | -0.98282 | 0.95189 | 0
[6 empty] | 20 | 17854.6396 | -0.97241 | -0.98276 | 0.95517 | 0
[6 empty] | 20 | 1907.3402 | -0.0014703 | -0.21265 | -0.78588 | 0
[6 empty] | 20 | 1619.0168 | -0.14097 | -0.18372 | -0.67531 | 0
[6 empty] | 20 | 1548.8813 | -1.5252e-16 | -0.26772 | -0.73228 | 0
[6 empty] | 20 | 4400.0011 | -3.3349e-17 | -1 | -7.3752e-17 | 0
[6 empty] | 20 | 24007.5285 | -1.8438 | 1.0313 | 1.8125 | 0
[6 empty] | 20 | 24007.2897 | -1.8438 | 1.0313 | 1.8125 | 0
[6 empty] | 20 | 2936.7024 | -0.30635 | 0.044789 | -0.73844 | 0
[6 empty] | 20 | 2910.689 | -0.30529 | 0.041383 | -0.7361 | 0
[6 empty] | 20 | 2833.2429 | -0.30391 | 0.031616 | -0.7277 | 0
[6 empty] | 20 | 1243.6328 | -0.14951 | -0.39264 | -0.45785 | 0
[6 empty] | 21 | 16793.4367 | 2.5952 | -1.4495 | -2.1458 | 0
[6 empty] | 21 | 12327.7406 | 0.90063 | 0.62008 | -2.5207 | 0
[6 empty] | 21 | 2823.8705 | 0.3417 | -0.41919 | -0.92251 | 0
[6 empty] | 21 | 751.6567 | -0.32653 | -0.34048 | -0.33299 | 0
[6 empty] | 21 | 2726.0642 | -0.27231 | 0.0099856 | -0.73768 | 0
[6 empty] | 21 | 1375.2225 | 0.18925 | 0.49353 | 0.31722 | 0
[6 empty] | 21 | 1372.6306 | 0.1886 | 0.49346 | 0.31794 | 0
[6 empty] | 21 | 1378.5097 | 0.19057 | 0.49319 | 0.31625 | 0
[6 empty] | 21 | 1373.5723 | 0.18935 | 0.49328 | 0.31738 | 0
[6 empty] | 21 | 1372.6618 | 0.18921 | 0.49323 | 0.31756 | 0
[6 empty] | 21 | 1371.3073 | 0.18888 | 0.49322 | 0.3179 | 0
[6 empty] | 21 | 1929.0782 | 0.33253 | 0.47887 | 0.1886 | 0
[6 empty] | 21 | 1834.1525 | 0.32086 | 0.46624 | 0.21291 | 0
[6 empty] | 21 | 2551.9104 | 0.062958 | -0.15572 | -0.90724 | 0
[6 empty] | 21 | 8240.3449 | 0.33995 | -0.15274 | 0.81279 | 0
[6 empty] | 21 | 8232.0527 | 0.34039 | -0.15259 | 0.8122 | 0
[6 empty] | 21 | 4551.0093 | 3.2362e-14 | -1 | 3.2712e-14 | 0
[6 empty] | 21 | 2885.679 | 0.34411 | -0.36823 | -0.97587 | 0
[6 empty] | 21 | 2820.8603 | 0.34098 | -0.41896 | -0.92202 | 0
[6 empty] | 21 | 5329.8559 | 0.47603 | -0.071072 | 0.59504 | 0
[6 empty] | 21 | 1111.0326 | -0.21085 | -0.20917 | -0.57998 | 0
[6 empty] | 21 | 977.5366 | -0.31551 | -0.20542 | -0.47907 | 0
[6 empty] | 21 | 755.0689 | -0.32468 | -0.34311 | -0.33221 | 0
[6 empty] | 21 | 909.747 | -0.37244 | -0.21656 | -0.41099 | 0
[6 empty] | 21 | 757.7257 | -0.33042 | -0.33788 | -0.3317 | 0
[6 empty] | 21 | 754.5979 | -0.33133 | -0.33186 | -0.3368 | 0
[6 empty] | 21 | 3069.7586 | -0.037833 | 0.73701 | 0.30083 | 0
[6 empty] | 21 | 3409.4128 | -0.06845 | 0.0054924 | -0.93704 | 0
[6 empty] | 21 | 3322.4668 | -0.048187 | 0.66807 | 0.38012 | 0
[6 empty] | 21 | 1479.8143 | -0.040988 | -0.24069 | -0.71832 | 0
[6 empty] | 21 | 1607.1298 | -7.3077e-05 | -0.24883 | -0.7511 | 0
[6 empty] | 21 | 1842.7584 | -0.0014191 | -0.21388 | -0.7847 | 0
[6 empty] | 21 | 7301.4463 | -0.52133 | -0.65727 | 0.1786 | 0
[6 empty] | 21 | 3513.6348 | 0.47967 | -0.43847 | -1.0412 | 0
[6 empty] | 21 | 10292.2986 | 1.3333 | -0.11112 | -2.2222 | 0
[6 empty] | 21 | 13394.3703 | 1.8734 | -0.12607 | -2.7473 | 0
[6 empty] | 21 | 3572.0639 | 0.37848 | 0.14381 | 0.47772 | 0
[6 empty] | 21 | 3561.8219 | 0.378 | 0.145 | 0.477 | 0
[6 empty] | 21 | 6385.8887 | 0.93912 | -0.60746 | -1.3317 | 0
[6 empty] | 21 | 19086.5925 | 2.7015 | 8.1876e-15 | -3.7015 | 0
[6 empty] | 21 | 16174.6968 | 2.4969 | -1.4035 | -2.0934 | 0
[6 empty] | 21 | 16919.9248 | 2.6154 | -1.458 | -2.1574 | 0
[6 empty] | 21 | 14780.6071 | 2.2307 | 0.74409 | -1.9748 | 0
[6 empty] | 21 | 14400.6062 | 2.1727 | 0.7391 | -1.9118 | 0
[6 empty] | 21 | 14006.6291 | 2.116 | 0.72946 | -1.8455 | 0
[6 empty] | 21 | 2782.5877 | 0.3346 | 0.24224 | 0.42316 | 0
[6 empty] | 21 | 2777.8843 | 0.33441 | 0.24277 | 0.42282 | 0
[6 empty] | 21 | 1857.5379 | 0.22756 | 0.5328 | 0.23964 | 0
[6 empty] | 21 | 2414.088 | 0.37683 | 0.51559 | 0.10758 | 0
[6 empty] | 21 | 2395.8465 | 0.37506 | 0.51432 | 0.11063 | 0
[6 empty] | 21 | 2411.8098 | 0.40334 | 0.4908 | 0.10587 | 0
[6 empty] | 21 | 1432.2844 | 0.18706 | 0.50096 | 0.31199 | 0
[6 empty] | 21 | 2210.2705 | 0.36453 | 0.49495 | 0.14052 | 0
[6 empty] | 21 | 2146.4783 | 0.36052 | 0.48867 | 0.15081 | 0
[6 empty] | 21 | 1411.5075 | 0.19111 | 0.49693 | 0.31196 | 0
[6 empty] | 21 | 1388.8565 | 0.18721 | 0.49363 | 0.31917 | 0
[6 empty] | 21 | 1377.1583 | 0.18948 | 0.49366 | 0.31686 | 0
[6 empty] | 21 | 1376.7512 | 0.18942 | 0.49364 | 0.31694 | 0
[6 empty] | 21 | 1372.2577 | 0.18876 | 0.49339 | 0.31785 | 0
[6 empty] | 21 | 1371.5167 | 0.18876 | 0.4933 | 0.31794 | 0
[6 empty] | 21 | 1371.1206 | 0.18883 | 0.49323 | 0.31795 | 0
[6 empty] | 21 | 1371.122 | 0.18883 | 0.49322 | 0.31795 | 0
[6 empty] | 21 | 1371.762 | 0.18901 | 0.49322 | 0.31777 | 0
[6 empty] | 21 | 1371.4074 | 0.18898 | 0.49305 | 0.31798 | 0
[6 empty] | 21 | 1383.0255 | 0.19252 | 0.49228 | 0.3152 | 0
[6 empty] | 21 | 1387.8107 | 0.19385 | 0.49205 | 0.3141 | 0
[6 empty] | 21 | 1960.4916 | 0.33713 | 0.47983 | 0.18304 | 0
[6 empty] | 21 | 1931.8883 | 0.33232 | 0.47947 | 0.18821 | 0
[6 empty] | 21 | 1932.3199 | 0.33306 | 0.47893 | 0.18802 | 0
[6 empty] | 21 | 1929.1432 | 0.33256 | 0.47886 | 0.18858 | 0
[6 empty] | 21 | 1914.4681 | 0.33065 | 0.47724 | 0.1921 | 0
[6 empty] | 21 | 1832.4821 | 0.32048 | 0.46622 | 0.2133 | 0
[6 empty] | 21 | 1668.8441 | 0.28742 | 0.45333 | 0.25924 | 0
[6 empty] | 21 | 1797.3203 | 0.35375 | 0.33185 | 0.3144 | 0
[6 empty] | 21 | 1741.2934 | 0.34484 | 0.33315 | 0.32201 | 0
[6 empty] | 21 | 1683.5057 | 0.33599 | 0.33276 | 0.33125 | 0
[6 empty] | 21 | 1672.5453 | 0.33356 | 0.33268 | 0.33375 | 0
[6 empty] | 21 | 1672.8454 | 0.33371 | 0.33256 | 0.33373 | 0
[6 empty] | 21 | 1671.7992 | 0.33345 | 0.33282 | 0.33372 | 0
[6 empty] | 21 | 1673.411 | 0.33422 | 0.33386 | 0.33192 | 0
[6 empty] | 21 | 1668.657 | 0.33295 | 0.33552 | 0.33153 | 0
[6 empty] | 21 | 1673.4338 | 0.33441 | 0.33292 | 0.33267 | 0
[6 empty] | 21 | 1670.1518 | 0.33334 | 0.33305 | 0.33361 | 0
[6 empty] | 21 | 1667.3006 | 0.33339 | 0.33327 | 0.33334 | 0
[6 empty] | 21 | 1667.2979 | 0.33339 | 0.33327 | 0.33334 | 0
[6 empty] | 21 | 1666.7467 | 0.33323 | 0.33343 | 0.33335 | 0
[6 empty] | 21 | 1667.0012 | 0.33333 | 0.33333 | 0.33333 | 0
[6 empty] | 21 | 1594.1911 | 0.024544 | -0.38112 | -0.64343 | 0
[6 empty] | 21 | 1594.287 | 0.024545 | -0.38112 | -0.64343 | 0
[6 empty] | 21 | 1750.9111 | 0.029983 | -0.24956 | -0.78042 | 0
[6 empty] | 21 | 4551.0093 | 6.2524e-17 | -1 | 2.3409e-17 | 0
[6 empty] | 21 | 4551.0093 | 6.2524e-17 | -1 | 3.8765e-17 | 0
[6 empty] | 21 | 1498.7092 | 0.00029302 | -0.35973 | -0.64056 | 0
[6 empty] | 21 | 2374.5725 | 0.046258 | -0.16993 | -0.87633 | 0
[6 empty] | 21 | 2468.0394 | 0.054979 | -0.16234 | -0.89264 | 0
[6 empty] | 21 | 2480.4582 | 0.0562 | -0.16141 | -0.89479 | 0
[6 empty] | 21 | 4551.0093 | 1.0054e-16 | -1 | 5.302e-18 | 0
[6 empty] | 21 | 1815.6031 | 0.00054112 | -0.21871 | -0.78183 | 0
[6 empty] | 21 | 1550.6243 | 4.9866e-19 | -0.26586 | -0.73414 | 0
[6 empty] | 21 | 3450.9796 | 0.11498 | -0.068551 | -1.0464 | 0
[6 empty] | 21 | 3482.2208 | 0.11901 | -0.066508 | -1.0525 | 0
[6 empty] | 21 | 4551.0093 | 1.4005e-16 | -1 | 1.2255e-16 | 0
[6 empty] | 21 | 4551.0093 | 1.5056e-16 | -1 | -1.4005e-17 | 0
[6 empty] | 21 | 1610.9912 | 0.00075995 | -0.24886 | -0.7519 | 0
[6 empty] | 21 | 4665.6487 | 0.18969 | 0.04214 | -1.2318 | 0
[6 empty] | 21 | 4656.4075 | 0.1923 | 0.039934 | -1.2322 | 0
[6 empty] | 21 | 3777.3712 | 0.17497 | -0.0569 | -1.1181 | 0
[6 empty] | 21 | 3816.2024 | 0.17801 | -0.053594 | -1.1244 | 0
[6 empty] | 21 | 3822.3953 | 0.17875 | -0.053194 | -1.1256 | 0
[6 empty] | 21 | 3837.8226 | 0.17988 | -0.051943 | -1.1279 | 0
[6 empty] | 21 | 4494.4028 | 0.2359 | 2.2757e-16 | -1.2359 | 0
[6 empty] | 21 | 8264.5101 | 0.33855 | -0.15317 | 0.81462 | 0
[6 empty] | 21 | 8257.2602 | 0.33906 | -0.15305 | 0.81399 | 0
[6 empty] | 21 | 8240.7264 | 0.33996 | -0.15275 | 0.81279 | 0
[6 empty] | 21 | 5191.497 | 0.27408 | 0.066309 | -1.3404 | 0
[6 empty] | 21 | 5259.1274 | 0.27995 | 0.071586 | -1.3515 | 0
[6 empty] | 21 | 2023.016 | 0.13678 | -0.32395 | -0.81283 | 0
[6 empty] | 21 | 12479.8476 | 0.91431 | 0.63186 | -2.5462 | 0
[6 empty] | 21 | 12710.7511 | 0.93364 | 0.65058 | -2.5842 | 0
[6 empty] | 21 | 2380.0241 | 0.22841 | -0.35092 | -0.87749 | 0
[6 empty] | 21 | 2427.7453 | 0.24074 | -0.35458 | -0.88617 | 0
[6 empty] | 21 | 2510.2034 | 0.26189 | -0.36078 | -0.90111 | 0
[6 empty] | 21 | 2779.0237 | 0.33008 | -0.41756 | -0.91252 | 0
[6 empty] | 21 | 2923.4895 | 0.35439 | -0.37201 | -0.98238 | 0
[6 empty] | 21 | 5325.6389 | 0.47616 | -0.071016 | 0.59485 | 0
[6 empty] | 21 | 5325.8919 | 0.4762 | -0.071021 | 0.59482 | 0
[6 empty] | 21 | 6821.3313 | 0.64646 | -0.31246 | 0.66599 | 0
[6 empty] | 21 | 6821.3682 | 0.64646 | -0.31246 | 0.66599 | 0
[6 empty] | 21 | 3071.7347 | 0.40561 | -0.40771 | -0.9979 | 0
[6 empty] | 21 | 3072.3382 | 0.40568 | -0.40778 | -0.9979 | 0
[6 empty] | 21 | 3172.5626 | 0.42331 | -0.3982 | -1.0251 | 0
[6 empty] | 21 | 218071.4711 | 24.5359 | 12.0923 | -35.6282 | 0
[6 empty] | 21 | 3169.2916 | 0.42295 | -0.39873 | -1.0242 | 0
[6 empty] | 21 | 3171.9154 | 0.42324 | -0.39858 | -1.0247 | 0
[6 empty] | 21 | 3174.9282 | 0.42406 | -0.3985 | -1.0256 | 0
[6 empty] | 21 | 3173.4546 | 0.42388 | -0.39877 | -1.0251 | 0
[6 empty] | 21 | 3178.4908 | 0.42445 | -0.39887 | -1.0256 | 0
[6 empty] | 21 | 3253.9123 | 0.4377 | -0.43107 | -1.0066 | 0
[6 empty] | 21 | 3255.9623 | 0.43793 | -0.4313 | -1.0066 | 0
[6 empty] | 21 | 3268.4169 | 0.44029 | -0.43231 | -1.008 | 0
[6 empty] | 21 | 2274.2019 | -0.30517 | -0.032509 | -0.66232 | 0
[6 empty] | 21 | 2272.0018 | -0.31172 | -0.030799 | -0.65748 | 0
[6 empty] | 21 | 2257.4413 | -0.31059 | -0.032752 | -0.65666 | 0
[6 empty] | 21 | 2245.9072 | -0.30995 | -0.034192 | -0.65586 | 0
[6 empty] | 21 | 2168.3479 | -0.30679 | -0.044678 | -0.64853 | 0
[6 empty] | 21 | 1084.1735 | -0.1921 | -0.28289 | -0.52501 | 0
[6 empty] | 21 | 23151.9095 | -2.7243 | 0.79118 | 0.93314 | 0
[6 empty] | 21 | 23150.455 | -2.7242 | 0.79113 | 0.93308 | 0
[6 empty] | 21 | 1111.7843 | -0.20963 | -0.20963 | -0.58074 | 0
[6 empty] | 21 | 1846.7459 | -0.36067 | -0.088456 | -0.55088 | 0
[6 empty] | 21 | 1077.2264 | -0.26021 | -0.19236 | -0.54743 | 0
[6 empty] | 21 | 1076.8464 | -0.26063 | -0.19226 | -0.54711 | 0
[6 empty] | 21 | 966.3247 | -0.25394 | -0.25394 | -0.49213 | 0
[6 empty] | 21 | 965.2267 | -0.25421 | -0.25444 | -0.49136 | 0
[6 empty] | 21 | 1698.3233 | -0.40481 | -0.33503 | -0.26016 | 0
[6 empty] | 21 | 1642.45 | -0.40793 | -0.32685 | -0.26522 | 0
[6 empty] | 21 | 1647.3106 | -0.40897 | -0.32604 | -0.26499 | 0
[6 empty] | 21 | 1440.835 | -0.38553 | -0.33525 | -0.27922 | 0
[6 empty] | 21 | 1439.5016 | -0.3855 | -0.33517 | -0.27933 | 0
[6 empty] | 21 | 1401.2741 | -0.38265 | -0.33507 | -0.28228 | 0
[6 empty] | 21 | 923.9138 | -0.30269 | -0.24199 | -0.45533 | 0
[6 empty] | 21 | 923.0371 | -0.32636 | -0.22601 | -0.44763 | 0
[6 empty] | 21 | 939.8401 | -0.33598 | -0.21066 | -0.45336 | 0
[6 empty] | 21 | 939.1367 | -0.33696 | -0.21077 | -0.45227 | 0
[6 empty] | 21 | 927.458 | -0.33557 | -0.21734 | -0.44709 | 0
[6 empty] | 21 | 927.6116 | -0.33562 | -0.21722 | -0.44715 | 0
[6 empty] | 21 | 2115.4402 | -0.61054 | -0.075766 | -0.3137 | 0
[6 empty] | 21 | 2115.6217 | -0.61063 | -0.075348 | -0.31402 | 0
[6 empty] | 21 | 2110.1868 | -0.60999 | -0.076025 | -0.31398 | 0
[6 empty] | 21 | 2108.902 | -0.60981 | -0.076195 | -0.314 | 0
[6 empty] | 21 | 2108.8523 | -0.6098 | -0.076193 | -0.314 | 0
[6 empty] | 21 | 2103.3602 | -0.60905 | -0.076864 | -0.31409 | 0
[6 empty] | 21 | 782.2751 | -0.31503 | -0.3268 | -0.35817 | 0
[6 empty] | 21 | 782.5436 | -0.31584 | -0.32368 | -0.36048 | 0
[6 empty] | 21 | 773.9113 | -0.31887 | -0.32686 | -0.35427 | 0
[6 empty] | 21 | 761.044 | -0.32089 | -0.33992 | -0.33919 | 0
[6 empty] | 21 | 763.1725 | -0.3211 | -0.34361 | -0.33528 | 0
[6 empty] | 21 | 756.3135 | -0.32303 | -0.34005 | -0.33692 | 0
[6 empty] | 21 | 755.7654 | -0.32336 | -0.33978 | -0.33685 | 0
[6 empty] | 21 | 756.8408 | -0.32473 | -0.33356 | -0.34171 | 0
[6 empty] | 21 | 755.481 | -0.32442 | -0.34331 | -0.33226 | 0
[6 empty] | 21 | 754.5336 | -0.32469 | -0.33726 | -0.33805 | 0
[6 empty] | 21 | 755.4379 | -0.32446 | -0.34332 | -0.33223 | 0
[6 empty] | 21 | 752.2161 | -0.32629 | -0.34115 | -0.33256 | 0
[6 empty] | 21 | 753.464 | -0.32662 | -0.34147 | -0.33192 | 0
[6 empty] | 21 | 753.5671 | -0.3267 | -0.34141 | -0.33189 | 0
[6 empty] | 21 | 751.6133 | -0.32658 | -0.34039 | -0.33303 | 0
[6 empty] | 21 | 757.6355 | -0.32961 | -0.32876 | -0.34163 | 0
[6 empty] | 21 | 757.5484 | -0.32964 | -0.32879 | -0.34157 | 0
[6 empty] | 21 | 757.2578 | -0.32971 | -0.32893 | -0.34136 | 0
[6 empty] | 21 | 755.1355 | -0.32938 | -0.33875 | -0.33187 | 0
[6 empty] | 21 | 757.7711 | -0.33086 | -0.32787 | -0.34127 | 0
[6 empty] | 21 | 757.0964 | -0.33069 | -0.32841 | -0.3409 | 0
[6 empty] | 21 | 752.2117 | -0.32896 | -0.33754 | -0.3335 | 0
[6 empty] | 21 | 754.3368 | -0.32952 | -0.33808 | -0.3324 | 0
[6 empty] | 21 | 754.2466 | -0.32951 | -0.33804 | -0.33245 | 0
[6 empty] | 21 | 752.4032 | -0.32919 | -0.33706 | -0.33376 | 0
[6 empty] | 21 | 754.5096 | -0.32964 | -0.33791 | -0.33245 | 0
[6 empty] | 21 | 908.1233 | -0.37461 | -0.21689 | -0.4085 | 0
[6 empty] | 21 | 760.5889 | -0.33159 | -0.33687 | -0.33154 | 0
[6 empty] | 21 | 760.6943 | -0.33164 | -0.33682 | -0.33154 | 0
[6 empty] | 21 | 760.8249 | -0.33179 | -0.33658 | -0.33163 | 0
[6 empty] | 21 | 754.4191 | -0.33123 | -0.33223 | -0.33654 | 0
[6 empty] | 21 | 757.8536 | -0.33192 | -0.3346 | -0.33348 | 0
[6 empty] | 21 | 760.1919 | -0.33246 | -0.3349 | -0.33264 | 0
[6 empty] | 21 | 758.6641 | -0.33213 | -0.33482 | -0.33304 | 0
[6 empty] | 21 | 759.7897 | -0.33249 | -0.33463 | -0.33288 | 0
[6 empty] | 21 | 773.4461 | -0.33626 | -0.33189 | -0.33185 | 0
[6 empty] | 21 | 906.7591 | -0.37634 | -0.2172 | -0.40646 | 0
[6 empty] | 21 | 1106.2527 | -0.43516 | -0.24382 | -0.32102 | 0
[6 empty] | 21 | 1316.7289 | -0.49017 | -0.1956 | -0.31422 | 0
[6 empty] | 21 | 1314.9705 | -0.49011 | -0.19542 | -0.31446 | 0
[6 empty] | 21 | 1128.1674 | -0.44177 | -0.23784 | -0.32039 | 0
[6 empty] | 21 | 1131.4585 | -0.44275 | -0.23695 | -0.3203 | 0
[6 empty] | 21 | 1292.7562 | -0.48514 | -0.20051 | -0.31435 | 0
[6 empty] | 21 | 1288.6805 | -0.48494 | -0.20038 | -0.31468 | 0
[6 empty] | 21 | 1287.5341 | -0.4848 | -0.20044 | -0.31476 | 0
[6 empty] | 21 | 951.9515 | -0.39988 | -0.26168 | -0.33843 | 0
[6 empty] | 21 | 933.7644 | -0.40041 | -0.2151 | -0.38448 | 0
[6 empty] | 21 | 1262.1624 | -0.4826 | -0.20022 | -0.31718 | 0
[6 empty] | 21 | 1261.051 | -0.48232 | -0.20045 | -0.31723 | 0
[6 empty] | 21 | 934.5998 | -0.40118 | -0.21507 | -0.38375 | 0
[6 empty] | 21 | 934.5551 | -0.40117 | -0.2151 | -0.38373 | 0
[6 empty] | 21 | 1263.0151 | -0.48296 | -0.1997 | -0.31733 | 0
[6 empty] | 21 | 936.9557 | -0.40176 | -0.21599 | -0.38225 | 0
[6 empty] | 21 | 1194.9882 | -0.47159 | -0.20139 | -0.32702 | 0
[6 empty] | 21 | 1185.4372 | -0.46939 | -0.20257 | -0.32804 | 0
[6 empty] | 21 | 1191.4863 | -0.47105 | -0.20136 | -0.32758 | 0
[6 empty] | 21 | 1191.5979 | -0.47113 | -0.20124 | -0.32763 | 0
[6 empty] | 21 | 1284.3574 | -0.49677 | -0.17558 | -0.32765 | 0
[6 empty] | 21 | 1278.267 | -0.49566 | -0.17692 | -0.32742 | 0
[6 empty] | 21 | 1278.3295 | -0.49593 | -0.17634 | -0.32773 | 0
[6 empty] | 21 | 1277.8791 | -0.49584 | -0.1764 | -0.32777 | 0
[6 empty] | 21 | 4551.0093 | -5.7522e-17 | -1 | -3.4513e-17 | 0
[6 empty] | 21 | 1550.6243 | -2.907e-17 | -0.26586 | -0.73414 | 0
[6 empty] | 21 | 3068.8677 | -0.037573 | 0.73681 | 0.30076 | 0
[6 empty] | 21 | 3073.3819 | -0.038134 | 0.73748 | 0.30066 | 0
[6 empty] | 21 | 1555.244 | -0.034028 | -0.23441 | -0.73156 | 0
[6 empty] | 21 | 4551.0093 | -8.003e-17 | -1 | -4.4667e-18 | 0
[6 empty] | 21 | 3090.0392 | -0.040118 | 0.73966 | 0.30045 | 0
[6 empty] | 21 | 3113.2056 | -0.042482 | 0.74275 | 0.29973 | 0
[6 empty] | 21 | 3299.1576 | -0.045936 | 0.66708 | 0.37886 | 0
[6 empty] | 21 | 3301.4658 | -0.046239 | 0.66746 | 0.37878 | 0
[6 empty] | 21 | 3366.48 | -0.073684 | 0.0027044 | -0.92902 | 0
[6 empty] | 21 | 1398.231 | -0.036905 | -0.33611 | -0.62699 | 0
[6 empty] | 21 | 1474.9872 | -0.042345 | -0.24057 | -0.71708 | 0
[6 empty] | 21 | 1389.5418 | -0.04067 | -0.33592 | -0.62341 | 0
[6 empty] | 21 | 1473.7936 | -0.042944 | -0.2404 | -0.71665 | 0
[6 empty] | 21 | 3356.3433 | -0.068484 | 0.77441 | 0.29408 | 0
[6 empty] | 21 | 2647.6668 | -0.087782 | -0.075618 | -0.8366 | 0
[6 empty] | 21 | 2653.3524 | -0.090813 | -0.073703 | -0.83548 | 0
[6 empty] | 21 | 1494.6687 | -6.5482e-17 | -0.32551 | -0.67449 | 0
[6 empty] | 21 | 1607.3199 | -1.071e-17 | -0.24885 | -0.75115 | 0
[6 empty] | 21 | 4551.0093 | -2.3509e-16 | -1 | -3.1362e-16 | 0
[6 empty] | 21 | 16796.5552 | -0.9371 | -0.95 | 0.8871 | 0
[6 empty] | 21 | 16797.2988 | -0.9371 | -0.95 | 0.8871 | 0
[6 empty] | 21 | 16797.6531 | -0.9371 | -0.95 | 0.8871 | 0
[6 empty] | 21 | 4551.0093 | -3.0161e-15 | -1 | -2.9711e-15 | 0
[6 empty] | 21 | 1783.4983 | -0.0017615 | -0.2218 | -0.77644 | 0
[6 empty] | 21 | 2686.7739 | -0.27254 | 0.0054758 | -0.73294 | 0
[6 empty] | 21 | 26162.8788 | -2.1021 | 1.1114 | 1.9907 | 0
[6 empty] | 21 | 26104.1222 | -2.0972 | 1.1111 | 1.9861 | 0
[6 empty] | 21 | 26224.784 | -2.1093 | 1.1163 | 1.993 | 0
[6 empty] | 21 | 26346.4634 | -2.1215 | 1.1215 | 2 | 0
[6 empty] | 21 | 1494.6687 | -2.0012e-17 | -0.32551 | -0.67449 | 0
[6 empty] | 21 | 1497.5129 | -2.0004e-17 | -0.35897 | -0.64103 | 0
[6 empty] | 21 | 2258.3711 | -0.2635 | -0.048496 | -0.68801 | 0
[6 empty] | 21 | 2228.6664 | -0.26198 | -0.052503 | -0.68551 | 0
[6 empty] | 22 | 2932.133 | 0.44761 | 0.50501 | 0.047383 | 0
[6 empty] | 22 | 2451.329 | 0.25702 | 0.33711 | 0.40587 | 0
[6 empty] | 22 | 1368.6108 | 0.19099 | 0.49001 | 0.319 | 0
[6 empty] | 22 | 1370.5095 | 0.19343 | 0.49082 | 0.31575 | 0
[6 empty] | 22 | 1357.6742 | 0.19198 | 0.48983 | 0.31819 | 0
[6 empty] | 22 | 1357.6901 | 0.19224 | 0.48985 | 0.31791 | 0
[6 empty] | 22 | 1679.4174 | 0.33318 | 0.3324 | 0.33443 | 0
[6 empty] | 22 | 1667.5361 | 0.33348 | 0.33329 | 0.33323 | 0
[6 empty] | 22 | 1607.0827 | 0.026644 | -0.37674 | -0.64991 | 0
[6 empty] | 22 | 1608.9817 | 0.027194 | -0.37701 | -0.65019 | 0
[6 empty] | 22 | 2152.7873 | 0.16101 | -0.34138 | -0.81964 | 0
[6 empty] | 22 | 2802.306 | 0.012391 | 0.68298 | 0.30463 | 0
[6 empty] | 22 | 23597.2881 | -2.7283 | 0.78894 | 0.93941 | 0
[6 empty] | 22 | 1935.7368 | -0.35116 | -0.0854 | -0.56344 | 0
[6 empty] | 22 | 1003.3044 | -0.24267 | -0.24269 | -0.51464 | 0
[6 empty] | 22 | 944.3484 | -0.30584 | -0.22938 | -0.46479 | 0
[6 empty] | 22 | 823.624 | -0.32459 | -0.30028 | -0.37514 | 0
[6 empty] | 22 | 780.0226 | -0.32297 | -0.33495 | -0.34208 | 0
[6 empty] | 22 | 779.0517 | -0.32358 | -0.33589 | -0.34053 | 0
[6 empty] | 22 | 775.2688 | -0.32709 | -0.34086 | -0.33205 | 0
[6 empty] | 22 | 781.9634 | -0.33248 | -0.33463 | -0.3329 | 0
[6 empty] | 22 | 1475.9791 | -0.040886 | -0.24309 | -0.71603 | 0
[6 empty] | 22 | 1548.6154 | -5.474e-17 | -0.268 | -0.732 | 0
[6 empty] | 22 | 4790.9988 | -2.5293e-16 | -1 | -2.6219e-16 | 0
[6 empty] | 22 | 25684.3843 | -2.1045 | 1.113 | 1.9915 | 0
[6 empty] | 22 | 6558.3281 | 0.62024 | -0.27781 | 0.65757 | 0
[6 empty] | 22 | 6738.972 | 0.6406 | -0.30687 | 0.66627 | 0
[6 empty] | 22 | 6731.1326 | 0.63993 | -0.30583 | 0.66591 | 0
[6 empty] | 22 | 6736.1887 | 0.6405 | -0.30672 | 0.66623 | 0
[6 empty] | 22 | 6704.6313 | 0.6386 | -0.30268 | 0.66408 | 0
[6 empty] | 22 | 16613.919 | 2.6268 | -1.4602 | -2.1666 | 0
[6 empty] | 22 | 16618.402 | 2.6274 | -1.4605 | -2.1669 | 0
[6 empty] | 22 | 16606.2915 | 2.6259 | -1.4596 | -2.1663 | 0
[6 empty] | 22 | 16616.2192 | 2.6275 | -1.4604 | -2.1671 | 0
[6 empty] | 22 | 3527.2639 | 0.37438 | 0.14784 | 0.47778 | 0
[6 empty] | 22 | 3519.6878 | 0.37589 | 0.14696 | 0.47715 | 0
[6 empty] | 22 | 3509.801 | 0.37645 | 0.14716 | 0.47639 | 0
[6 empty] | 22 | 3508.1167 | 0.37636 | 0.14739 | 0.47625 | 0
[6 empty] | 22 | 3430.9218 | 0.37477 | 0.15498 | 0.47025 | 0
[6 empty] | 22 | 2443.1586 | 0.25441 | 0.34019 | 0.4054 | 0
[6 empty] | 22 | 2446.8554 | 0.25607 | 0.33834 | 0.40559 | 0
[6 empty] | 22 | 2740.1601 | 0.33363 | 0.24404 | 0.42233 | 0
[6 empty] | 22 | 2762.4211 | 0.41277 | 0.5232 | 0.06403 | 0
[6 empty] | 22 | 2757.835 | 0.41222 | 0.52307 | 0.064716 | 0
[6 empty] | 22 | 2757.8262 | 0.41226 | 0.52303 | 0.064717 | 0
[6 empty] | 22 | 2926.6692 | 0.44707 | 0.50447 | 0.048464 | 0
[6 empty] | 22 | 2674.9762 | 0.43492 | 0.21757 | 0.3475 | 0
[6 empty] | 22 | 1525.2892 | 0.20602 | 0.50331 | 0.29066 | 0
[6 empty] | 22 | 1897.5296 | 0.32144 | 0.46374 | 0.21482 | 0
[6 empty] | 22 | 1396.2146 | 0.18937 | 0.48946 | 0.32117 | 0
[6 empty] | 22 | 1846.9277 | 0.33151 | 0.43297 | 0.23553 | 0
[6 empty] | 22 | 1846.2602 | 0.33151 | 0.43276 | 0.23573 | 0
[6 empty] | 22 | 1846.2564 | 0.33161 | 0.43252 | 0.23587 | 0
[6 empty] | 22 | 1379.2368 | 0.19207 | 0.49242 | 0.31551 | 0
[6 empty] | 22 | 1374.7769 | 0.19185 | 0.492 | 0.31615 | 0
[6 empty] | 22 | 1371.9398 | 0.19105 | 0.48964 | 0.31931 | 0
[6 empty] | 22 | 1365.8698 | 0.19319 | 0.49034 | 0.31647 | 0
[6 empty] | 22 | 1359.745 | 0.1918 | 0.48984 | 0.31836 | 0
[6 empty] | 22 | 1358.5471 | 0.19186 | 0.49009 | 0.31805 | 0
[6 empty] | 22 | 1357.8565 | 0.192 | 0.48997 | 0.31803 | 0
[6 empty] | 22 | 1357.4539 | 0.192 | 0.48993 | 0.31808 | 0
[6 empty] | 22 | 1368.8528 | 0.19567 | 0.48827 | 0.31606 | 0
[6 empty] | 22 | 1359.832 | 0.19291 | 0.48961 | 0.31748 | 0
[6 empty] | 22 | 1357.0409 | 0.19205 | 0.48978 | 0.31817 | 0
[6 empty] | 22 | 1357.0079 | 0.19206 | 0.48978 | 0.31816 | 0
[6 empty] | 22 | 1359.5399 | 0.19291 | 0.48952 | 0.31757 | 0
[6 empty] | 22 | 1357.1838 | 0.19222 | 0.48979 | 0.31799 | 0
[6 empty] | 22 | 1357.0326 | 0.19218 | 0.4898 | 0.31802 | 0
[6 empty] | 22 | 1356.6697 | 0.19212 | 0.48978 | 0.3181 | 0
[6 empty] | 22 | 1356.617 | 0.1921 | 0.48978 | 0.31812 | 0
[6 empty] | 22 | 1356.5972 | 0.19211 | 0.48976 | 0.31813 | 0
[6 empty] | 22 | 1356.7227 | 0.19217 | 0.48969 | 0.31814 | 0
[6 empty] | 22 | 1683.066 | 0.33313 | 0.33213 | 0.33474 | 0
[6 empty] | 22 | 1673.7026 | 0.33339 | 0.33693 | 0.32968 | 0
[6 empty] | 22 | 1674.4045 | 0.33382 | 0.33231 | 0.33386 | 0
[6 empty] | 22 | 1669.6917 | 0.33355 | 0.33291 | 0.33353 | 0
[6 empty] | 22 | 1669.6366 | 0.33355 | 0.33292 | 0.33353 | 0
[6 empty] | 22 | 1669.147 | 0.33351 | 0.33299 | 0.3335 | 0
[6 empty] | 22 | 1668.9823 | 0.3335 | 0.33301 | 0.33349 | 0
[6 empty] | 22 | 1668.1677 | 0.33345 | 0.33313 | 0.33342 | 0
[6 empty] | 22 | 1665.2306 | 0.33255 | 0.33418 | 0.33327 | 0
[6 empty] | 22 | 1667.9517 | 0.33358 | 0.33329 | 0.33313 | 0
[6 empty] | 22 | 1667.001 | 0.33333 | 0.33333 | 0.33333 | 0
[6 empty] | 22 | 1606.6729 | 0.02664 | -0.37664 | -0.65 | 0
[6 empty] | 22 | 1607.1383 | 0.026645 | -0.37674 | -0.6499 | 0
[6 empty] | 22 | 1753.9392 | 0.030933 | -0.24891 | -0.78202 | 0
[6 empty] | 22 | 4790.9988 | 5.6036e-16 | -1 | -6.0662e-16 | 0
[6 empty] | 22 | 1763.1602 | 0.032815 | -0.24887 | -0.78394 | 0
[6 empty] | 22 | 1507.8161 | 3.1295e-18 | -0.3115 | -0.6885 | 0
[6 empty] | 22 | 9989.9218 | 0.011416 | 0.020392 | 0.96819 | 0
[6 empty] | 22 | 4790.9988 | 6.786e-16 | -1 | 2.0769e-16 | 0
[6 empty] | 22 | 1680.8142 | 0.042676 | -0.30225 | -0.74043 | 0
[6 empty] | 22 | 1605.1592 | 4.2096e-17 | -0.24936 | -0.75064 | 0
[6 empty] | 22 | 1564.4676 | 0.0046018 | -0.27002 | -0.73458 | 0
[6 empty] | 22 | 1502.6348 | 4.8107e-17 | -0.35166 | -0.64834 | 0
[6 empty] | 22 | 4790.9988 | 1.1721e-16 | -1 | 1.7273e-17 | 0
[6 empty] | 22 | 1504.8763 | 0.0006006 | -0.35305 | -0.64755 | 0
[6 empty] | 22 | 3519.7627 | 0.12188 | -0.062196 | -1.0597 | 0
[6 empty] | 22 | 3556.3631 | 0.12711 | -0.060265 | -1.0668 | 0
[6 empty] | 22 | 4778.2436 | 0.19731 | 0.053052 | -1.2504 | 0
[6 empty] | 22 | 4749.2419 | 0.20312 | 0.047134 | -1.2503 | 0
[6 empty] | 22 | 3913.8763 | 0.18953 | -0.045965 | -1.1436 | 0
[6 empty] | 22 | 3921.4389 | 0.19042 | -0.045489 | -1.1449 | 0
[6 empty] | 22 | 3917.9225 | 0.19144 | -0.046581 | -1.1449 | 0
[6 empty] | 22 | 3927.3018 | 0.19183 | -0.045504 | -1.1463 | 0
[6 empty] | 22 | 3928.4689 | 0.19188 | -0.045404 | -1.1465 | 0
[6 empty] | 22 | 9891.164 | 0.029989 | 0.010112 | 0.9599 | 0
[6 empty] | 22 | 5328.4042 | 0.2916 | 0.075816 | -1.3674 | 0
[6 empty] | 22 | 5854.9839 | 0.33692 | 0.1176 | -1.4545 | 0
[6 empty] | 22 | 2191.0981 | 0.15065 | -0.2932 | -0.85745 | 0
[6 empty] | 22 | 2192.5182 | 0.15072 | -0.293 | -0.85773 | 0
[6 empty] | 22 | 2077.9781 | 0.14251 | -0.35636 | -0.78615 | 0
[6 empty] | 22 | 2196.6287 | 0.15132 | -0.29276 | -0.85856 | 0
[6 empty] | 22 | 2216.8641 | 0.15347 | -0.29167 | -0.8618 | 0
[6 empty] | 22 | 1988.421 | 0.014304 | -0.20358 | -0.81072 | 0
[6 empty] | 22 | 8107.7443 | 0.33603 | -0.14829 | 0.81226 | 0
[6 empty] | 22 | 8117.097 | 0.33723 | -0.14996 | 0.81273 | 0
[6 empty] | 22 | 8123.0565 | 0.3375 | -0.15081 | 0.81331 | 0
[6 empty] | 22 | 2152.9278 | 0.16104 | -0.34108 | -0.81996 | 0
[6 empty] | 22 | 2153.1067 | 0.16105 | -0.3411 | -0.81995 | 0
[6 empty] | 22 | 8085.6844 | 0.33965 | -0.15014 | 0.8105 | 0
[6 empty] | 22 | 2815.5297 | 0.010755 | 0.68454 | 0.30471 | 0
[6 empty] | 22 | 1957.3275 | 0.016424 | -0.20895 | -0.80748 | 0
[6 empty] | 22 | 2803.1182 | 0.01233 | 0.68308 | 0.30459 | 0
[6 empty] | 22 | 1548.6154 | 1.5171e-16 | -0.268 | -0.732 | 0
[6 empty] | 22 | 14303.6198 | 1.0856 | 0.77119 | -2.8568 | 0
[6 empty] | 22 | 14437.239 | 1.0972 | 0.78185 | -2.879 | 0
[6 empty] | 22 | 14441.1045 | 1.0995 | 0.78026 | -2.8797 | 0
[6 empty] | 22 | 6006.3758 | 0.53703 | -0.037692 | -1.4993 | 0
[6 empty] | 22 | 2798.436 | 0.29441 | -0.42083 | -0.87358 | 0
[6 empty] | 22 | 2805.2729 | 0.29587 | -0.42169 | -0.87418 | 0
[6 empty] | 22 | 2813.5338 | 0.29747 | -0.42231 | -0.87516 | 0
[6 empty] | 22 | 2815.8876 | 0.29769 | -0.42219 | -0.8755 | 0
[6 empty] | 22 | 4790.9988 | 3.6757e-17 | -1 | -4.6679e-19 | 0
[6 empty] | 22 | 476617.9758 | 52.2054 | 27.5529 | -78.7583 | 0
[6 empty] | 22 | 296983.3698 | 32.5809 | 17.3062 | -48.8871 | 0
[6 empty] | 22 | 114213.0992 | 12.5901 | 6.8791 | -18.4693 | 0
[6 empty] | 22 | 2189.8271 | 0.031821 | -0.18672 | -0.8451 | 0
[6 empty] | 22 | 2097.7083 | 0.03183 | -0.19906 | -0.83277 | 0
[6 empty] | 22 | 3216.8299 | 0.26239 | 0.27563 | 0.46197 | 0
[6 empty] | 22 | 5280.6164 | 0.47372 | -0.069466 | 0.59575 | 0
[6 empty] | 22 | 2409.7608 | -0.3103 | -0.018885 | -0.67081 | 0
[6 empty] | 22 | 2016.8669 | -0.29374 | -0.070492 | -0.63577 | 0
[6 empty] | 22 | 1107.0736 | -0.21107 | -0.21107 | -0.57787 | 0
[6 empty] | 22 | 1106.8521 | -0.21144 | -0.21092 | -0.57764 | 0
[6 empty] | 22 | 1519.5466 | -0.25876 | -0.14001 | -0.60123 | 0
[6 empty] | 22 | 1367.0176 | -0.25912 | -0.15862 | -0.58226 | 0
[6 empty] | 22 | 23360.72 | -2.7053 | 0.78119 | 0.92414 | 0
[6 empty] | 22 | 1968.0131 | -0.35255 | -0.081269 | -0.56619 | 0
[6 empty] | 22 | 1930.0008 | -0.3518 | -0.086364 | -0.56184 | 0
[6 empty] | 22 | 1003.3901 | -0.24265 | -0.24265 | -0.51471 | 0
[6 empty] | 22 | 1078.3227 | -0.2593 | -0.19399 | -0.54671 | 0
[6 empty] | 22 | 1074.3955 | -0.25921 | -0.19451 | -0.54628 | 0
[6 empty] | 22 | 1019.7748 | -0.28643 | -0.20381 | -0.50976 | 0
[6 empty] | 22 | 945.2976 | -0.30541 | -0.22906 | -0.46553 | 0
[6 empty] | 22 | 945.0006 | -0.30574 | -0.22899 | -0.46527 | 0
[6 empty] | 22 | 942.5051 | -0.31373 | -0.22473 | -0.46154 | 0
[6 empty] | 22 | 943.7657 | -0.31586 | -0.2226 | -0.46154 | 0
[6 empty] | 22 | 949.3888 | -0.31824 | -0.21805 | -0.46371 | 0
[6 empty] | 22 | 949.1601 | -0.3185 | -0.21812 | -0.46339 | 0
[6 empty] | 22 | 949.131 | -0.31853 | -0.21812 | -0.46335 | 0
[6 empty] | 22 | 942.4071 | -0.32497 | -0.22049 | -0.45454 | 0
[6 empty] | 22 | 941.7339 | -0.32569 | -0.22074 | -0.45357 | 0
[6 empty] | 22 | 941.2685 | -0.32579 | -0.22102 | -0.45319 | 0
[6 empty] | 22 | 927.8218 | -0.32568 | -0.23001 | -0.44431 | 0
[6 empty] | 22 | 895.2603 | -0.31902 | -0.25402 | -0.42696 | 0
[6 empty] | 22 | 2290.7887 | -0.60991 | -0.075588 | -0.31451 | 0
[6 empty] | 22 | 2282.713 | -0.60898 | -0.076524 | -0.3145 | 0
[6 empty] | 22 | 2280.7204 | -0.60869 | -0.077156 | -0.31416 | 0
[6 empty] | 22 | 2280.9004 | -0.60878 | -0.076931 | -0.31429 | 0
[6 empty] | 22 | 2275.5893 | -0.60811 | -0.077478 | -0.31441 | 0
[6 empty] | 22 | 2275.1391 | -0.60809 | -0.077466 | -0.31445 | 0
[6 empty] | 22 | 2272.8452 | -0.60782 | -0.077635 | -0.31454 | 0
[6 empty] | 22 | 2270.1738 | -0.60742 | -0.078023 | -0.31455 | 0
[6 empty] | 22 | 2266.5144 | -0.60695 | -0.078384 | -0.31466 | 0
[6 empty] | 22 | 826.9263 | -0.32512 | -0.29773 | -0.37715 | 0
[6 empty] | 22 | 825.6474 | -0.32479 | -0.2987 | -0.37651 | 0
[6 empty] | 22 | 795.4092 | -0.31623 | -0.34419 | -0.33957 | 0
[6 empty] | 22 | 790.1428 | -0.31979 | -0.32882 | -0.3514 | 0
[6 empty] | 22 | 784.079 | -0.32199 | -0.33126 | -0.34675 | 0
[6 empty] | 22 | 783.8031 | -0.32206 | -0.33149 | -0.34645 | 0
[6 empty] | 22 | 782.0099 | -0.32093 | -0.33965 | -0.33943 | 0
[6 empty] | 22 | 836.6611 | -0.3314 | -0.34131 | -0.32728 | 0
[6 empty] | 22 | 836.4532 | -0.33159 | -0.34107 | -0.32734 | 0
[6 empty] | 22 | 827.2019 | -0.33063 | -0.3414 | -0.32797 | 0
[6 empty] | 22 | 808.528 | -0.3294 | -0.3412 | -0.3294 | 0
[6 empty] | 22 | 777.5185 | -0.32388 | -0.34282 | -0.3333 | 0
[6 empty] | 22 | 804.3459 | -0.32916 | -0.34111 | -0.32973 | 0
[6 empty] | 22 | 777.2547 | -0.32423 | -0.34358 | -0.33219 | 0
[6 empty] | 22 | 777.1828 | -0.32425 | -0.34356 | -0.33219 | 0
[6 empty] | 22 | 775.7404 | -0.3256 | -0.33953 | -0.33488 | 0
[6 empty] | 22 | 774.8408 | -0.32658 | -0.34137 | -0.33205 | 0
[6 empty] | 22 | 774.9641 | -0.32669 | -0.34128 | -0.33202 | 0
[6 empty] | 22 | 775.2653 | -0.32677 | -0.34124 | -0.33198 | 0
[6 empty] | 22 | 775.2821 | -0.32678 | -0.34123 | -0.33198 | 0
[6 empty] | 22 | 774.5713 | -0.32684 | -0.34089 | -0.33227 | 0
[6 empty] | 22 | 774.7279 | -0.32701 | -0.34075 | -0.33224 | 0
[6 empty] | 22 | 775.0872 | -0.32707 | -0.34085 | -0.33208 | 0
[6 empty] | 22 | 775.0188 | -0.32723 | -0.34062 | -0.33216 | 0
[6 empty] | 22 | 782.9171 | -0.33131 | -0.33651 | -0.33218 | 0
[6 empty] | 22 | 779.5439 | -0.33083 | -0.33645 | -0.33272 | 0
[6 empty] | 22 | 780.3011 | -0.33142 | -0.33578 | -0.3328 | 0
[6 empty] | 22 | 784.484 | -0.3323 | -0.33544 | -0.33226 | 0
[6 empty] | 22 | 784.7721 | -0.33237 | -0.33538 | -0.33225 | 0
[6 empty] | 22 | 780.9023 | -0.33184 | -0.3353 | -0.33286 | 0
[6 empty] | 22 | 781.7733 | -0.3324 | -0.33469 | -0.33291 | 0
[6 empty] | 22 | 1249.3246 | -0.46302 | -0.2074 | -0.32958 | 0
[6 empty] | 22 | 975.8603 | -0.39916 | -0.26237 | -0.33846 | 0
[6 empty] | 22 | 1201.9618 | -0.45849 | -0.20895 | -0.33256 | 0
[6 empty] | 22 | 1200.157 | -0.45806 | -0.20941 | -0.33254 | 0
[6 empty] | 22 | 1201.2939 | -0.45835 | -0.20913 | -0.33252 | 0
[6 empty] | 22 | 4790.9988 | -5.2437e-15 | -1 | -1.3006e-14 | 0
[6 empty] | 22 | 3526.8481 | -0.055102 | 0.014298 | -0.9592 | 0
[6 empty] | 22 | 3509.0068 | -0.057197 | 0.013094 | -0.9559 | 0
[6 empty] | 22 | 2024.5904 | -0.0043154 | -0.18963 | -0.80606 | 0
[6 empty] | 22 | 4790.9988 | -7.6599e-16 | -1 | 5.1923e-16 | 0
[6 empty] | 22 | 1409.0994 | -0.035326 | -0.32847 | -0.63621 | 0
[6 empty] | 22 | 1479.3381 | -0.039978 | -0.2431 | -0.71692 | 0
[6 empty] | 22 | 1404.0304 | -0.037516 | -0.32832 | -0.63416 | 0
[6 empty] | 22 | 1478.2376 | -0.040447 | -0.24293 | -0.71662 | 0
[6 empty] | 22 | 2012.2788 | -0.0054541 | -0.19058 | -0.80397 | 0
[6 empty] | 22 | 3307.2555 | -0.04657 | 0.66782 | 0.37875 | 0
[6 empty] | 22 | 3319.8612 | -0.047786 | 0.66822 | 0.37957 | 0
[6 empty] | 22 | 3316.9201 | -0.047748 | 0.66908 | 0.37867 | 0
[6 empty] | 22 | 8479.9885 | -0.014487 | 0.1507 | 0.86379 | 0
[6 empty] | 22 | 2720.3596 | -0.077861 | -0.07061 | -0.85153 | 0
[6 empty] | 22 | 1603.7505 | -0.00055187 | -0.24915 | -0.7503 | 0
[6 empty] | 22 | 9057.2831 | -0.16091 | 0.24596 | 0.91495 | 0
[6 empty] | 22 | 9091.1347 | -0.16759 | 0.24984 | 0.91774 | 0
[6 empty] | 22 | 9046.3405 | -0.1667 | 0.25234 | 0.91436 | 0
[6 empty] | 22 | 9090.8312 | -0.16833 | 0.25057 | 0.91776 | 0
[6 empty] | 22 | 9081.2636 | -0.16889 | 0.2518 | 0.91709 | 0
[6 empty] | 22 | 2683.8869 | -0.083999 | -0.072322 | -0.84368 | 0
[6 empty] | 22 | 1507.8161 | -6.2085e-17 | -0.3115 | -0.6885 | 0
[6 empty] | 22 | 1790.4837 | -0.00099759 | -0.22149 | -0.77751 | 0
[6 empty] | 22 | 13484.8922 | -0.45853 | 0.22984 | 1.2287 | 0
[6 empty] | 22 | 9822.949 | -0.36068 | 0.39258 | 0.9681 | 0
[6 empty] | 22 | 9823.6335 | -0.36071 | 0.39261 | 0.9681 | 0
[6 empty] | 22 | 1695.4333 | -0.13027 | -0.17326 | -0.69647 | 0
[6 empty] | 22 | 1666.5097 | -0.13066 | -0.17668 | -0.69267 | 0
[6 empty] | 22 | 4790.9988 | -2.6424e-17 | -1 | 1.8096e-17 | 0
[6 empty] | 22 | 17024.6365 | -0.94081 | -0.95327 | 0.89408 | 0
[6 empty] | 22 | 16915.8397 | -0.93653 | -0.95046 | 0.887 | 0
[6 empty] | 22 | 16915.9767 | -0.93653 | -0.95046 | 0.887 | 0
[6 empty] | 22 | 9054.6112 | -0.50565 | 1.4702 | 0.035453 | 0
[6 empty] | 22 | 9181.0037 | -0.51573 | 1.4864 | 0.029352 | 0
[6 empty] | 22 | 2802.9075 | -0.27159 | 0.01908 | -0.74749 | 0
[6 empty] | 22 | 2795.4991 | -0.27136 | 0.018139 | -0.74678 | 0
[6 empty] | 22 | 1772.411 | -0.0021751 | -0.22325 | -0.77457 | 0
[6 empty] | 22 | 1809.8891 | -0.0024224 | -0.21807 | -0.77951 | 0
[6 empty] | 22 | 1157.6532 | -0.16327 | -0.27664 | -0.56009 | 0
[6 empty] | 22 | 2252.9719 | -0.26079 | -0.049688 | -0.68952 | 0
[6 empty] | 22 | 2247.8962 | -0.26064 | -0.050203 | -0.68916 | 0
[6 empty] | 22 | 1809.3981 | -0.0025731 | -0.21802 | -0.77941 | 0
[6 empty] | 22 | 2434.5986 | -0.30881 | -0.015628 | -0.67556 | 0
[6 empty] | 22 | 25683.5117 | -2.1045 | 1.113 | 1.9915 | 0
[6 empty] | 22 | 25683.7245 | -2.1045 | 1.113 | 1.9915 | 0
[6 empty] | 22 | 25738.0634 | -2.109 | 1.1154 | 1.9936 | 0
[6 empty] | 22 | 25792.7843 | -2.1156 | 1.1178 | 1.9979 | 0
[6 empty] | 22 | 2415.1643 | -0.30858 | -0.018011 | -0.67341 | 0
[6 empty] | 22 | 2401.2957 | -0.30806 | -0.019815 | -0.67213 | 0
[6 empty] | 22 | 2400.4096 | -0.30797 | -0.019964 | -0.67207 | 0
[6 empty] | 23 | 1378.2219 | 0.19687 | 0.49019 | 0.31294 | 0
[6 empty] | 23 | 1360.5016 | 0.1964 | 0.48826 | 0.31534 | 0
[6 empty] | 23 | 127169.3466 | 14.0933 | 7.6051 | -20.6984 | 0
[6 empty] | 23 | 5550.9355 | 0.95421 | -0.71473 | -1.2395 | 0
[6 empty] | 23 | 2625.6938 | 0.43564 | 0.21675 | 0.34761 | 0
[6 empty] | 23 | 1876.3738 | 0.35258 | 0.44444 | 0.20298 | 0
[6 empty] | 23 | 1345.9629 | 0.19521 | 0.48708 | 0.3177 | 0
[6 empty] | 23 | 1618.3016 | 0.027792 | -0.37156 | -0.65623 | 0
[6 empty] | 23 | 1823.4242 | 0.037022 | -0.24254 | -0.79449 | 0
[6 empty] | 23 | 4450.6821 | 0.096774 | 0.070326 | -1.1671 | 0
[6 empty] | 23 | 1692.8168 | 0.050192 | -0.32023 | -0.72996 | 0
[6 empty] | 23 | 4114.7255 | 0.21019 | -0.031122 | -1.1791 | 0
[6 empty] | 23 | 10237.8289 | 0.71256 | 0.46872 | -2.1813 | 0
[6 empty] | 23 | 14997.3254 | 1.1546 | 0.82474 | -2.9794 | 0
[6 empty] | 23 | 1907.2952 | 0.10117 | 0.58663 | 0.31221 | 0
[6 empty] | 23 | 106251.6024 | 11.8091 | 6.4052 | -17.2142 | 0
[6 empty] | 23 | 2148.757 | -0.35533 | -0.052979 | -0.5917 | 0
[6 empty] | 23 | 836.8811 | -0.33194 | -0.33591 | -0.33215 | 0
[6 empty] | 23 | 8660.2308 | -0.16715 | 0.25037 | 0.91679 | 0
[6 empty] | 23 | 1788.5014 | -0.00094803 | -0.22205 | -0.777 | 0
[6 empty] | 23 | 13196.5184 | -0.45577 | 0.23069 | 1.2251 | 0
[6 empty] | 23 | 9570.5814 | -0.36018 | 0.39119 | 0.96899 | 0
[6 empty] | 23 | 5153.9876 | -3.9363e-16 | -1 | -5.2822e-16 | 0
[6 empty] | 23 | 2896.6445 | 0.261 | 0.27909 | 0.45991 | 0
[6 empty] | 23 | 2885.7907 | 0.26107 | 0.27994 | 0.45899 | 0
[6 empty] | 23 | 2883.0612 | 0.26164 | 0.27975 | 0.4586 | 0
[6 empty] | 23 | 5452.7507 | 0.93163 | -0.70438 | -1.2272 | 0
[6 empty] | 23 | 5589.9933 | 0.96324 | -0.71942 | -1.2438 | 0
[6 empty] | 23 | 5616.7286 | 0.96907 | -0.72185 | -1.2472 | 0
[6 empty] | 23 | 2249.6101 | 0.25552 | 0.33963 | 0.40485 | 0
[6 empty] | 23 | 2249.3392 | 0.2555 | 0.33968 | 0.40482 | 0
[6 empty] | 23 | 13250.3542 | 2.6013 | -1.4519 | -2.1494 | 0
[6 empty] | 23 | 13243.4394 | 2.6017 | -1.4515 | -2.1502 | 0
[6 empty] | 23 | 13295.7175 | 2.6122 | -1.4552 | -2.157 | 0
[6 empty] | 23 | 13442.1921 | 2.641 | -1.4667 | -2.1743 | 0
[6 empty] | 23 | 2252.2102 | 0.36863 | 0.49254 | 0.13883 | 0
[6 empty] | 23 | 2251.2434 | 0.36859 | 0.49242 | 0.13899 | 0
[6 empty] | 23 | 2239.1895 | 0.36766 | 0.4913 | 0.14104 | 0
[6 empty] | 23 | 1418.2422 | 0.18989 | 0.48604 | 0.32407 | 0
[6 empty] | 23 | 1411.5834 | 0.1981 | 0.49359 | 0.30831 | 0
[6 empty] | 23 | 1389.283 | 0.19186 | 0.48635 | 0.32178 | 0
[6 empty] | 23 | 1374.731 | 0.19284 | 0.48653 | 0.32063 | 0
[6 empty] | 23 | 1815.0272 | 0.32217 | 0.46198 | 0.21585 | 0
[6 empty] | 23 | 1349.0566 | 0.19399 | 0.48793 | 0.31808 | 0
[6 empty] | 23 | 1347.3112 | 0.19429 | 0.48761 | 0.3181 | 0
[6 empty] | 23 | 1873.3353 | 0.35219 | 0.44433 | 0.20348 | 0
[6 empty] | 23 | 1346.8702 | 0.19582 | 0.48679 | 0.31738 | 0
[6 empty] | 23 | 1344.5058 | 0.19511 | 0.48695 | 0.31793 | 0
[6 empty] | 23 | 1343.709 | 0.19492 | 0.48694 | 0.31814 | 0
[6 empty] | 23 | 1345.227 | 0.19544 | 0.48683 | 0.31773 | 0
[6 empty] | 23 | 1343.5728 | 0.19495 | 0.48691 | 0.31814 | 0
[6 empty] | 23 | 1343.4848 | 0.19501 | 0.48685 | 0.31814 | 0
[6 empty] | 23 | 1343.5009 | 0.19502 | 0.48684 | 0.31814 | 0
[6 empty] | 23 | 1343.5976 | 0.19506 | 0.48678 | 0.31816 | 0
[6 empty] | 23 | 1344.7517 | 0.19551 | 0.48669 | 0.3178 | 0
[6 empty] | 23 | 1687.1283 | 0.33184 | 0.43181 | 0.23635 | 0
[6 empty] | 23 | 1685.6417 | 0.3317 | 0.43167 | 0.23663 | 0
[6 empty] | 23 | 1685.0448 | 0.33159 | 0.43166 | 0.23675 | 0
[6 empty] | 23 | 1669.9428 | 0.33312 | 0.33317 | 0.33371 | 0
[6 empty] | 23 | 1669.7628 | 0.33314 | 0.33318 | 0.33368 | 0
[6 empty] | 23 | 1667.3043 | 0.33329 | 0.3333 | 0.33341 | 0
[6 empty] | 23 | 1667.3968 | 0.33348 | 0.33328 | 0.33324 | 0
[6 empty] | 23 | 1666.5495 | 0.33328 | 0.33339 | 0.33333 | 0
[6 empty] | 23 | 1666.6727 | 0.33333 | 0.33337 | 0.3333 | 0
[6 empty] | 23 | 2760.9627 | 0.040356 | -0.11787 | -0.92248 | 0
[6 empty] | 23 | 2740.7642 | 0.040526 | -0.12038 | -0.92014 | 0
[6 empty] | 23 | 1612.6691 | 0.026698 | -0.37065 | -0.65605 | 0
[6 empty] | 23 | 1614.2817 | 0.026969 | -0.37118 | -0.65579 | 0
[6 empty] | 23 | 2730.94 | 0.042826 | -0.12293 | -0.9199 | 0
[6 empty] | 23 | 1762.8611 | 0.032646 | -0.24839 | -0.78425 | 0
[6 empty] | 23 | 2167.1927 | 0.038453 | -0.19392 | -0.84453 | 0
[6 empty] | 23 | 5153.9876 | 7.1569e-17 | -1 | 7.2103e-17 | 0
[6 empty] | 23 | 4433.0974 | 0.091535 | 0.070595 | -1.1621 | 0
[6 empty] | 23 | 2469.2097 | 0.05719 | -0.16382 | -0.89337 | 0
[6 empty] | 23 | 1562.3419 | 0.0040095 | -0.26985 | -0.73416 | 0
[6 empty] | 23 | 1864.8358 | 0.0046387 | -0.21501 | -0.78962 | 0
[6 empty] | 23 | 9780.3273 | 0.013849 | 0.014618 | 0.97153 | 0
[6 empty] | 23 | 1607.641 | 0.00048624 | -0.24913 | -0.75135 | 0
[6 empty] | 23 | 1719.1065 | 0.053325 | -0.30504 | -0.74828 | 0
[6 empty] | 23 | 5153.9876 | 1.2445e-16 | -1 | -4.855e-16 | 0
[6 empty] | 23 | 1817.4697 | 0.0007 | -0.21914 | -0.78156 | 0
[6 empty] | 23 | 4939.7738 | 0.1656 | 0.098156 | -1.2638 | 0
[6 empty] | 23 | 4959.229 | 0.16826 | 0.099214 | -1.2675 | 0
[6 empty] | 23 | 5069.6715 | 0.17653 | 0.10879 | -1.2853 | 0
[6 empty] | 23 | 3868.2005 | 0.19009 | -0.052084 | -1.138 | 0
[6 empty] | 23 | 3972.6003 | 0.19684 | -0.041786 | -1.1551 | 0
[6 empty] | 23 | 3984.1966 | 0.19912 | -0.041572 | -1.1575 | 0
[6 empty] | 23 | 3985.8225 | 0.19919 | -0.041417 | -1.1578 | 0
[6 empty] | 23 | 2195.225 | 0.15122 | -0.29235 | -0.85886 | 0
[6 empty] | 23 | 2195.7736 | 0.1516 | -0.29277 | -0.85883 | 0
[6 empty] | 23 | 2196.0534 | 0.15162 | -0.29281 | -0.85881 | 0
[6 empty] | 23 | 2196.3386 | 0.15164 | -0.29284 | -0.8588 | 0
[6 empty] | 23 | 1507.8708 | 0.00010853 | -0.34748 | -0.65263 | 0
[6 empty] | 23 | 5153.9876 | 2.5423e-15 | -1 | 4.1179e-15 | 0
[6 empty] | 23 | 1507.4158 | 1.1741e-16 | -0.34722 | -0.65278 | 0
[6 empty] | 23 | 2217.0578 | 0.17916 | -0.34607 | -0.83309 | 0
[6 empty] | 23 | 2219.6419 | 0.18004 | -0.34677 | -0.83327 | 0
[6 empty] | 23 | 10217.6904 | 0.70394 | 0.47155 | -2.1755 | 0
[6 empty] | 23 | 1604.9445 | 1.4356e-16 | -0.24928 | -0.75072 | 0
[6 empty] | 23 | 2267.8066 | 0.19885 | -0.38364 | -0.81522 | 0
[6 empty] | 23 | 2280.8183 | 0.20206 | -0.38438 | -0.81769 | 0
[6 empty] | 23 | 15502.2137 | 1.1985 | 0.86387 | -3.0623 | 0
[6 empty] | 23 | 15790.3816 | 1.2242 | 0.88565 | -3.1099 | 0
[6 empty] | 23 | 2001.9759 | 0.094823 | 0.59916 | 0.30601 | 0
[6 empty] | 23 | 6131.7093 | 0.55358 | -0.030887 | -1.5227 | 0
[6 empty] | 23 | 4893.0075 | 0.28306 | 0.099113 | 0.61783 | 0
[6 empty] | 23 | 5153.9876 | 3.493e-17 | -1 | 9.0263e-17 | 0
[6 empty] | 23 | 1913.7019 | 0.10106 | 0.5876 | 0.31134 | 0
[6 empty] | 23 | 1906.5115 | 0.10127 | 0.58657 | 0.31216 | 0
[6 empty] | 23 | 1904.5599 | 0.10145 | 0.58638 | 0.31216 | 0
[6 empty] | 23 | 1901.4321 | 0.10201 | 0.58581 | 0.31218 | 0
[6 empty] | 23 | 5153.9876 | 3.6906e-16 | -1 | 2.0937e-16 | 0
[6 empty] | 23 | 7163.215 | 0.45904 | -0.21293 | 0.7539 | 0
[6 empty] | 23 | 7143.8779 | 0.45841 | -0.21101 | 0.75261 | 0
[6 empty] | 23 | 7137.7197 | 0.458 | -0.21016 | 0.75216 | 0
[6 empty] | 23 | 7142.496 | 0.45832 | -0.21097 | 0.75265 | 0
[6 empty] | 23 | 7124.8554 | 0.45782 | -0.20912 | 0.7513 | 0
[6 empty] | 23 | 1502.2341 | 1.9101e-17 | -0.31745 | -0.68255 | 0
[6 empty] | 23 | 9350.8605 | 0.76316 | -0.57532 | 0.81216 | 0
[6 empty] | 23 | 9342.681 | 0.76247 | -0.5748 | 0.81233 | 0
[6 empty] | 23 | 9350.5101 | 0.76316 | -0.57532 | 0.81216 | 0
[6 empty] | 23 | 124122.5821 | 13.7544 | 7.4383 | -20.1927 | 0
[6 empty] | 23 | 1106.9799 | -0.21109 | -0.21109 | -0.57781 | 0
[6 empty] | 23 | 1106.0984 | -0.21257 | -0.21052 | -0.57691 | 0
[6 empty] | 23 | 2138.0572 | -0.35226 | -0.053916 | -0.59382 | 0
[6 empty] | 23 | 2120.6951 | -0.35174 | -0.056368 | -0.59189 | 0
[6 empty] | 23 | 1793.3174 | -0.33214 | -0.10044 | -0.56741 | 0
[6 empty] | 23 | 1012.4427 | -0.23989 | -0.23989 | -0.52022 | 0
[6 empty] | 23 | 1011.6952 | -0.24025 | -0.24003 | -0.51973 | 0
[6 empty] | 23 | 1007.5796 | -0.24211 | -0.24211 | -0.51579 | 0
[6 empty] | 23 | 1074.6298 | -0.2589 | -0.19461 | -0.54649 | 0
[6 empty] | 23 | 1020.7937 | -0.28503 | -0.20426 | -0.51072 | 0
[6 empty] | 23 | 1010.3228 | -0.30739 | -0.21012 | -0.48249 | 0
[6 empty] | 23 | 976.3769 | -0.30353 | -0.21433 | -0.48214 | 0
[6 empty] | 23 | 963.4359 | -0.3089 | -0.21728 | -0.47382 | 0
[6 empty] | 23 | 949.3461 | -0.30879 | -0.22463 | -0.46658 | 0
[6 empty] | 23 | 947.8268 | -0.31145 | -0.22357 | -0.46498 | 0
[6 empty] | 23 | 948.793 | -0.31291 | -0.22206 | -0.46504 | 0
[6 empty] | 23 | 949.4355 | -0.3136 | -0.22124 | -0.46515 | 0
[6 empty] | 23 | 950.8348 | -0.31412 | -0.22016 | -0.46572 | 0
[6 empty] | 23 | 950.7639 | -0.31415 | -0.22018 | -0.46567 | 0
[6 empty] | 23 | 948.1984 | -0.31675 | -0.22129 | -0.46197 | 0
[6 empty] | 23 | 948.1933 | -0.31675 | -0.22129 | -0.46196 | 0
[6 empty] | 23 | 951.869 | -0.31854 | -0.22118 | -0.46028 | 0
[6 empty] | 23 | 917.7153 | -0.31619 | -0.24889 | -0.43492 | 0
[6 empty] | 23 | 1206.3211 | -0.35012 | -0.34207 | -0.30781 | 0
[6 empty] | 23 | 897.413 | -0.31923 | -0.26611 | -0.41466 | 0
[6 empty] | 23 | 2447.1453 | -0.62237 | -0.062393 | -0.31524 | 0
[6 empty] | 23 | 891.4729 | -0.31967 | -0.27159 | -0.40874 | 0
[6 empty] | 23 | 890.2076 | -0.31967 | -0.27284 | -0.40749 | 0
[6 empty] | 23 | 2354.8176 | -0.61133 | -0.073485 | -0.31518 | 0
[6 empty] | 23 | 2324.8775 | -0.60557 | -0.076795 | -0.31763 | 0
[6 empty] | 23 | 2331.6265 | -0.60851 | -0.076382 | -0.31511 | 0
[6 empty] | 23 | 2286.4884 | -0.60079 | -0.081354 | -0.31786 | 0
[6 empty] | 23 | 2314.5066 | -0.60641 | -0.078523 | -0.31506 | 0
[6 empty] | 23 | 2314.2362 | -0.6064 | -0.078515 | -0.31509 | 0
[6 empty] | 23 | 2314.023 | -0.60638 | -0.078509 | -0.31511 | 0
[6 empty] | 23 | 2299.1695 | -0.60434 | -0.080268 | -0.31539 | 0
[6 empty] | 23 | 840.2304 | -0.32079 | -0.32296 | -0.35625 | 0
[6 empty] | 23 | 904.6113 | -0.33143 | -0.34192 | -0.32665 | 0
[6 empty] | 23 | 833.3061 | -0.32079 | -0.33008 | -0.34913 | 0
[6 empty] | 23 | 903.5588 | -0.3314 | -0.34187 | -0.32672 | 0
[6 empty] | 23 | 900.7139 | -0.3313 | -0.34177 | -0.32692 | 0
[6 empty] | 23 | 833.8548 | -0.31967 | -0.34041 | -0.33991 | 0
[6 empty] | 23 | 834.8983 | -0.32088 | -0.3444 | -0.33473 | 0
[6 empty] | 23 | 829.762 | -0.32215 | -0.33482 | -0.34302 | 0
[6 empty] | 23 | 828.4855 | -0.32335 | -0.33711 | -0.33954 | 0
[6 empty] | 23 | 845.5876 | -0.32999 | -0.32488 | -0.34513 | 0
[6 empty] | 23 | 829.3395 | -0.32347 | -0.34424 | -0.33229 | 0
[6 empty] | 23 | 829.1268 | -0.32363 | -0.34425 | -0.33211 | 0
[6 empty] | 23 | 829.1983 | -0.32365 | -0.34427 | -0.33208 | 0
[6 empty] | 23 | 828.4337 | -0.3241 | -0.34374 | -0.33216 | 0
[6 empty] | 23 | 828.0809 | -0.32432 | -0.34332 | -0.33236 | 0
[6 empty] | 23 | 826.2076 | -0.32607 | -0.34165 | -0.33227 | 0
[6 empty] | 23 | 826.5369 | -0.32619 | -0.34188 | -0.33193 | 0
[6 empty] | 23 | 826.2014 | -0.32619 | -0.34176 | -0.33205 | 0
[6 empty] | 23 | 826.32 | -0.32631 | -0.34173 | -0.33195 | 0
[6 empty] | 23 | 826.541 | -0.32645 | -0.34161 | -0.33195 | 0
[6 empty] | 23 | 831.6998 | -0.32931 | -0.33862 | -0.33207 | 0
[6 empty] | 23 | 836.692 | -0.33193 | -0.3356 | -0.33247 | 0
[6 empty] | 23 | 837.6693 | -0.33227 | -0.33487 | -0.33285 | 0
[6 empty] | 23 | 836.5391 | -0.33184 | -0.336 | -0.33216 | 0
[6 empty] | 23 | 1057.5625 | -0.3986 | -0.26286 | -0.33854 | 0
[6 empty] | 23 | 1258.5019 | -0.4577 | -0.20955 | -0.33276 | 0
[6 empty] | 23 | 1261.6537 | -0.45859 | -0.20865 | -0.33276 | 0
[6 empty] | 23 | 1261.2126 | -0.45851 | -0.2087 | -0.3328 | 0
[6 empty] | 23 | 1261.3313 | -0.45854 | -0.20868 | -0.33277 | 0
[6 empty] | 23 | 1548.5303 | -3.42e-18 | -0.26809 | -0.73191 | 0
[6 empty] | 23 | 1413.3076 | -0.035285 | -0.32401 | -0.64071 | 0
[6 empty] | 23 | 3365.5785 | -0.042474 | 0.66501 | 0.37747 | 0
[6 empty] | 23 | 1412.8146 | -0.03549 | -0.32438 | -0.64013 | 0
[6 empty] | 23 | 1475.7711 | -0.041046 | -0.24307 | -0.71589 | 0
[6 empty] | 23 | 1475.2948 | -0.04127 | -0.243 | -0.71573 | 0
[6 empty] | 23 | 1472.3802 | -0.042611 | -0.24272 | -0.71467 | 0
[6 empty] | 23 | 5153.9876 | -1.0201e-16 | -1 | 4.5292e-17 | 0
[6 empty] | 23 | 8521.5634 | -0.15731 | 0.2514 | 0.9059 | 0
[6 empty] | 23 | 8744.817 | -0.16818 | 0.24563 | 0.92255 | 0
[6 empty] | 23 | 8660.0889 | -0.16715 | 0.25036 | 0.91679 | 0
[6 empty] | 23 | 8668.0847 | -0.16803 | 0.25059 | 0.91744 | 0
[6 empty] | 23 | 8676.2401 | -0.16891 | 0.25081 | 0.9181 | 0
[6 empty] | 23 | 5153.9876 | -1.2498e-15 | -1 | 4.855e-15 | 0
[6 empty] | 23 | 8680.5084 | -0.17115 | 0.25306 | 0.91808 | 0
[6 empty] | 23 | 3330.7979 | -0.12176 | 0.029433 | -0.90767 | 0
[6 empty] | 23 | 3320.346 | -0.12354 | 0.028943 | -0.9054 | 0
[6 empty] | 23 | 5227.187 | -0.16423 | 1.0146 | 0.14964 | 0
[6 empty] | 23 | 1502.2341 | -8.6381e-17 | -0.31745 | -0.68255 | 0
[6 empty] | 23 | 13192.4487 | -0.45561 | 0.23061 | 1.225 | 0
[6 empty] | 23 | 13151.4061 | -0.45523 | 0.23319 | 1.222 | 0
[6 empty] | 23 | 9549.2713 | -0.35933 | 0.39186 | 0.96748 | 0
[6 empty] | 23 | 9557.9446 | -0.36045 | 0.39221 | 0.96824 | 0
[6 empty] | 23 | 9558.313 | -0.36047 | 0.39223 | 0.96824 | 0
[6 empty] | 23 | 1848.6948 | -0.0013119 | -0.21412 | -0.78457 | 0
[6 empty] | 23 | 9683.8892 | -0.37172 | 0.39667 | 0.97506 | 0
[6 empty] | 23 | 1788.9584 | -0.0013176 | -0.22177 | -0.77691 | 0
[6 empty] | 23 | 18708.0254 | -0.93729 | -0.95085 | 0.88814 | 0
[6 empty] | 23 | 1548.5303 | -1.7886e-17 | -0.26809 | -0.73191 | 0
[6 empty] | 23 | 28272.7152 | -2.0831 | 1.1045 | 1.9786 | 0
[6 empty] | 23 | 28339.4024 | -2.0905 | 1.1071 | 1.9833 | 0
[6 empty] | 23 | 28339.0634 | -2.0905 | 1.1071 | 1.9833 | 0
[6 empty] | 23 | 5153.9876 | -4.7802e-16 | -1 | 9.1331e-16 | 0
[6 empty] | 23 | 2707.384 | -0.30352 | 0.029241 | -0.72572 | 0
[6 empty] | 23 | 2712.078 | -0.30421 | 0.030016 | -0.72581 | 0
[6 empty] | 23 | 2703.8318 | -0.30377 | 0.028897 | -0.72512 | 0
[6 empty] | 24 | 4953.4081 | 0.7849 | -0.61049 | -1.1744 | 0
[6 empty] | 24 | 1837.8058 | 0.34209 | 0.45523 | 0.20267 | 0
[6 empty] | 24 | 1328.8869 | 0.1967 | 0.48132 | 0.32198 | 0
[6 empty] | 24 | 1330.8042 | 0.19723 | 0.48055 | 0.32222 | 0
[6 empty] | 24 | 2544.8016 | 0.064542 | -0.16233 | -0.90221 | 0
[6 empty] | 24 | 4791.3254 | 0.13571 | 0.078497 | -1.2142 | 0
[6 empty] | 24 | 3839.0622 | 0.45404 | -0.34837 | -1.1057 | 0
[6 empty] | 24 | 1741.8832 | 0.028991 | -0.25392 | -0.77507 | 0
[6 empty] | 24 | 1107.594 | -0.21091 | -0.21091 | -0.57819 | 0
[6 empty] | 24 | 981.0865 | -0.24937 | -0.24963 | -0.50101 | 0
[6 empty] | 24 | 981.13 | -0.24943 | -0.24943 | -0.50114 | 0
[6 empty] | 24 | 1844.0602 | -0.37208 | -0.37613 | -0.25178 | 0
[6 empty] | 24 | 929.9738 | -0.32925 | -0.22464 | -0.44611 | 0
[6 empty] | 24 | 869.2244 | -0.32329 | -0.34447 | -0.33224 | 0
[6 empty] | 24 | 862.5729 | -0.32522 | -0.34169 | -0.33309 | 0
[6 empty] | 24 | 869.9992 | -0.33333 | -0.33333 | -0.33333 | 0
[6 empty] | 24 | 1915.0889 | -0.60688 | -0.079795 | -0.31332 | 0
[6 empty] | 24 | 1906.1267 | -0.60564 | -0.081171 | -0.31319 | 0
[6 empty] | 24 | 1167.6316 | -0.45651 | -0.21302 | -0.33047 | 0
[6 empty] | 24 | 13669.2943 | -0.43905 | 0.24096 | 1.1981 | 0
[6 empty] | 24 | 4544.0012 | -3.5252e-15 | -1 | -3.5849e-15 | 0
[6 empty] | 24 | 4686.1226 | 0.71808 | -0.5407 | -1.1774 | 0
[6 empty] | 24 | 4731.6623 | 0.72739 | -0.54406 | -1.1833 | 0
[6 empty] | 24 | 4419.8691 | 0.68479 | -0.60827 | -1.0765 | 0
[6 empty] | 24 | 4435.69 | 0.68806 | -0.60958 | -1.0785 | 0
[6 empty] | 24 | 5547.8483 | 0.89075 | -0.59987 | -1.2909 | 0
[6 empty] | 24 | 6784.2615 | 1.1515 | -0.73615 | -1.4153 | 0
[6 empty] | 24 | 6854.8219 | 1.166 | -0.74316 | -1.4229 | 0
[6 empty] | 24 | 2525.3757 | 0.25734 | 0.33307 | 0.40958 | 0
[6 empty] | 24 | 2513.8559 | 0.25748 | 0.33377 | 0.40875 | 0
[6 empty] | 24 | 12861.0911 | 2.416 | -1.3996 | -2.0165 | 0
[6 empty] | 24 | 12871.0006 | 2.4184 | -1.399 | -2.0194 | 0
[6 empty] | 24 | 12852.8218 | 2.415 | -1.3988 | -2.0162 | 0
[6 empty] | 24 | 12858.7058 | 2.4162 | -1.3994 | -2.0168 | 0
[6 empty] | 24 | 2372.6814 | 0.38237 | 0.50486 | 0.11276 | 0
[6 empty] | 24 | 1661.0869 | 0.21728 | 0.51068 | 0.27204 | 0
[6 empty] | 24 | 2360.1966 | 0.38133 | 0.50394 | 0.11472 | 0
[6 empty] | 24 | 2152.934 | 0.36845 | 0.48335 | 0.1482 | 0
[6 empty] | 24 | 2149.3372 | 0.36812 | 0.48312 | 0.14876 | 0
[6 empty] | 24 | 2717.5342 | 0.43333 | 0.22029 | 0.34637 | 0
[6 empty] | 24 | 2033.157 | 0.36022 | 0.4711 | 0.16868 | 0
[6 empty] | 24 | 2014.4202 | 0.35824 | 0.4699 | 0.17186 | 0
[6 empty] | 24 | 1407.6393 | 0.19195 | 0.48031 | 0.32774 | 0
[6 empty] | 24 | 1930.8687 | 0.34805 | 0.46604 | 0.18591 | 0
[6 empty] | 24 | 1886.8932 | 0.33628 | 0.4701 | 0.19362 | 0
[6 empty] | 24 | 1880.1759 | 0.33515 | 0.46991 | 0.19493 | 0
[6 empty] | 24 | 1870.5223 | 0.33751 | 0.46661 | 0.19588 | 0
[6 empty] | 24 | 1913.0991 | 0.35098 | 0.45909 | 0.18993 | 0
[6 empty] | 24 | 1855.8568 | 0.33657 | 0.46503 | 0.19839 | 0
[6 empty] | 24 | 1382.433 | 0.20058 | 0.48583 | 0.31359 | 0
[6 empty] | 24 | 1833.5984 | 0.34158 | 0.45504 | 0.20338 | 0
[6 empty] | 24 | 1819.8524 | 0.33947 | 0.45492 | 0.20561 | 0
[6 empty] | 24 | 1810.0586 | 0.33802 | 0.45473 | 0.20724 | 0
[6 empty] | 24 | 1754.9228 | 0.32406 | 0.45879 | 0.21715 | 0
[6 empty] | 24 | 1351.2814 | 0.19846 | 0.48316 | 0.31839 | 0
[6 empty] | 24 | 1344.4444 | 0.19801 | 0.48256 | 0.31943 | 0
[6 empty] | 24 | 1336.2933 | 0.1974 | 0.48188 | 0.32072 | 0
[6 empty] | 24 | 1333.7058 | 0.19647 | 0.48111 | 0.32242 | 0
[6 empty] | 24 | 1734.8884 | 0.3263 | 0.45396 | 0.21974 | 0
[6 empty] | 24 | 1331.3503 | 0.1966 | 0.48115 | 0.32225 | 0
[6 empty] | 24 | 1733.0386 | 0.32593 | 0.45395 | 0.22012 | 0
[6 empty] | 24 | 1733.6272 | 0.32614 | 0.45389 | 0.21998 | 0
[6 empty] | 24 | 1330.8445 | 0.19664 | 0.48114 | 0.32222 | 0
[6 empty] | 24 | 1330.6262 | 0.19666 | 0.48114 | 0.3222 | 0
[6 empty] | 24 | 1347.7306 | 0.20239 | 0.48039 | 0.31722 | 0
[6 empty] | 24 | 1329.4728 | 0.1966 | 0.48142 | 0.32197 | 0
[6 empty] | 24 | 1367.1385 | 0.20949 | 0.47843 | 0.31208 | 0
[6 empty] | 24 | 1327.9077 | 0.19688 | 0.48112 | 0.32201 | 0
[6 empty] | 24 | 1327.9692 | 0.1969 | 0.48111 | 0.32199 | 0
[6 empty] | 24 | 1332.1513 | 0.19826 | 0.48084 | 0.3209 | 0
[6 empty] | 24 | 1327.9112 | 0.19688 | 0.48111 | 0.32201 | 0
[6 empty] | 24 | 1329.0274 | 0.19727 | 0.48103 | 0.3217 | 0
[6 empty] | 24 | 1328.4273 | 0.19709 | 0.48086 | 0.32205 | 0
[6 empty] | 24 | 1728.3392 | 0.32833 | 0.44819 | 0.22348 | 0
[6 empty] | 24 | 1726.7383 | 0.32867 | 0.44698 | 0.22435 | 0
[6 empty] | 24 | 1708.1097 | 0.33568 | 0.42512 | 0.2392 | 0
[6 empty] | 24 | 1708.6965 | 0.33593 | 0.42478 | 0.2393 | 0
[6 empty] | 24 | 1620.3924 | 0.31458 | 0.35362 | 0.3318 | 0
[6 empty] | 24 | 1671.551 | 0.3336 | 0.33281 | 0.3336 | 0
[6 empty] | 24 | 1666.4608 | 0.33312 | 0.33354 | 0.33334 | 0
[6 empty] | 24 | 1667.7408 | 0.3336 | 0.33328 | 0.33313 | 0
[6 empty] | 24 | 1667.294 | 0.33339 | 0.33327 | 0.33334 | 0
[6 empty] | 24 | 1667.1218 | 0.33338 | 0.33329 | 0.33333 | 0
[6 empty] | 24 | 4544.0012 | 5.2854e-16 | -1 | 4.7339e-16 | 0
[6 empty] | 24 | 2308.7227 | 0.043594 | -0.18122 | -0.86237 | 0
[6 empty] | 24 | 2340.5723 | 0.046283 | -0.17857 | -0.86771 | 0
[6 empty] | 24 | 3041.7462 | 0.061971 | -0.099692 | -0.96228 | 0
[6 empty] | 24 | 1605.6734 | 0.00038137 | -0.25235 | -0.74803 | 0
[6 empty] | 24 | 4544.0012 | 6.5723e-17 | -1 | -2.7714e-17 | 0
[6 empty] | 24 | 3137.8169 | 0.066853 | -0.090367 | -0.97649 | 0
[6 empty] | 24 | 4544.0012 | 7.7213e-17 | -1 | -2.1739e-16 | 0
[6 empty] | 24 | 1492.3766 | 4.6446e-17 | -0.3659 | -0.6341 | 0
[6 empty] | 24 | 4767.9055 | 0.12898 | 0.07871 | -1.2077 | 0
[6 empty] | 24 | 4544.0012 | 1.1812e-16 | -1 | -2.2704e-16 | 0
[6 empty] | 24 | 5292.4243 | 0.20495 | 0.10652 | -1.3115 | 0
[6 empty] | 24 | 5321.5204 | 0.20826 | 0.10856 | -1.3168 | 0
[6 empty] | 24 | 5329.2968 | 0.20928 | 0.10871 | -1.318 | 0
[6 empty] | 24 | 4544.0012 | 1.4018e-16 | -1 | -6.4344e-17 | 0
[6 empty] | 24 | 1674.1587 | 0.00091171 | -0.24256 | -0.75835 | 0
[6 empty] | 24 | 3841.8251 | 0.18647 | -0.063467 | -1.123 | 0
[6 empty] | 24 | 1851.1451 | 9.9588e-05 | -0.21657 | -0.78353 | 0
[6 empty] | 24 | 3849.2247 | 0.18736 | -0.063017 | -1.1243 | 0
[6 empty] | 24 | 3857.0146 | 0.18827 | -0.062568 | -1.1257 | 0
[6 empty] | 24 | 1583.0003 | 0.010137 | -0.273 | -0.73714 | 0
[6 empty] | 24 | 1548.1115 | 1.018e-18 | -0.26854 | -0.73146 | 0
[6 empty] | 24 | 2155.0699 | 0.14267 | -0.29761 | -0.84506 | 0
[6 empty] | 24 | 2166.0119 | 0.14578 | -0.29895 | -0.84683 | 0
[6 empty] | 24 | 2116.6689 | 0.16638 | -0.34573 | -0.82065 | 0
[6 empty] | 24 | 1829.4353 | 0.0015535 | -0.22023 | -0.78133 | 0
[6 empty] | 24 | 12784.579 | 0.96846 | 0.61175 | -2.5802 | 0
[6 empty] | 24 | 13100.5864 | 0.99497 | 0.63685 | -2.6318 | 0
[6 empty] | 24 | 13053.3327 | 0.99163 | 0.63296 | -2.6246 | 0
[6 empty] | 24 | 5687.348 | 0.28411 | 0.098537 | 0.61735 | 0
[6 empty] | 24 | 5875.4342 | 0.52595 | -0.062509 | -1.4634 | 0
[6 empty] | 24 | 2071.2671 | 0.020657 | -0.19933 | -0.82132 | 0
[6 empty] | 24 | 6043.0537 | 0.54501 | -0.054069 | -1.4909 | 0
[6 empty] | 24 | 2593.4792 | 0.28974 | -0.3859 | -0.90383 | 0
[6 empty] | 24 | 2599.4885 | 0.29115 | -0.38667 | -0.90447 | 0
[6 empty] | 24 | 2600.931 | 0.29171 | -0.38688 | -0.90484 | 0
[6 empty] | 24 | 2601.4508 | 0.29176 | -0.38693 | -0.90483 | 0
[6 empty] | 24 | 2603.7167 | 0.29198 | -0.38681 | -0.90517 | 0
[6 empty] | 24 | 1603.7204 | 2.1291e-16 | -0.25236 | -0.74764 | 0
[6 empty] | 24 | 1548.1115 | 2.1016e-17 | -0.26854 | -0.73146 | 0
[6 empty] | 24 | 1812.3542 | 0.00024103 | -0.22183 | -0.77841 | 0
[6 empty] | 24 | 210598.5524 | 23.1755 | 10.9192 | -35.0947 | 0
[6 empty] | 24 | 300003.6749 | 33.069 | 15.7018 | -49.7708 | 0
[6 empty] | 24 | 5779.0782 | 0.72754 | -0.31252 | -1.415 | 0
[6 empty] | 24 | 5924.5745 | 0.74874 | -0.31033 | -1.4384 | 0
[6 empty] | 24 | 1786.6611 | 0.12281 | 0.5592 | 0.31799 | 0
[6 empty] | 24 | 1786.1708 | 0.12291 | 0.55912 | 0.31797 | 0
[6 empty] | 24 | 1785.4113 | 0.12299 | 0.55903 | 0.31798 | 0
[6 empty] | 24 | 7300.9663 | 0.94127 | -0.28384 | -1.6574 | 0
[6 empty] | 24 | 1585.8762 | 0.023432 | -0.3854 | -0.63803 | 0
[6 empty] | 24 | 3319.9593 | 0.26341 | 0.27275 | 0.46384 | 0
[6 empty] | 24 | 3319.7281 | 0.2634 | 0.27275 | 0.46385 | 0
[6 empty] | 24 | 3311.6428 | 0.26296 | 0.27369 | 0.46335 | 0
[6 empty] | 24 | 1587.2143 | 0.023781 | -0.38557 | -0.63821 | 0
[6 empty] | 24 | 1588.3783 | 0.024078 | -0.38565 | -0.63843 | 0
[6 empty] | 24 | 1107.3892 | -0.21123 | -0.21079 | -0.57798 | 0
[6 empty] | 24 | 24843.767 | -2.7115 | 0.79899 | 0.91252 | 0
[6 empty] | 24 | 2099.6541 | -0.37065 | -0.056762 | -0.57259 | 0
[6 empty] | 24 | 2075.6064 | -0.37014 | -0.059854 | -0.57001 | 0
[6 empty] | 24 | 1074.028 | -0.26013 | -0.19406 | -0.54581 | 0
[6 empty] | 24 | 1816.8176 | -0.37107 | -0.3751 | -0.25383 | 0
[6 empty] | 24 | 1776.8656 | -0.37323 | -0.36928 | -0.25749 | 0
[6 empty] | 24 | 1002.6098 | -0.30346 | -0.20085 | -0.4957 | 0
[6 empty] | 24 | 1001.8284 | -0.30389 | -0.20095 | -0.49516 | 0
[6 empty] | 24 | 930.9347 | -0.30589 | -0.23614 | -0.45797 | 0
[6 empty] | 24 | 930.6521 | -0.31023 | -0.23328 | -0.45649 | 0
[6 empty] | 24 | 931.7523 | -0.31553 | -0.22903 | -0.45544 | 0
[6 empty] | 24 | 933.0669 | -0.31892 | -0.226 | -0.45508 | 0
[6 empty] | 24 | 933.3352 | -0.3194 | -0.22553 | -0.45507 | 0
[6 empty] | 24 | 932.4754 | -0.32138 | -0.22551 | -0.45311 | 0
[6 empty] | 24 | 939.7527 | -0.32635 | -0.21739 | -0.45626 | 0
[6 empty] | 24 | 939.1219 | -0.32654 | -0.21759 | -0.45587 | 0
[6 empty] | 24 | 1547.6394 | -0.39988 | -0.31902 | -0.28111 | 0
[6 empty] | 24 | 1513.8164 | -0.39885 | -0.31759 | -0.28357 | 0
[6 empty] | 24 | 1512.2708 | -0.39885 | -0.31746 | -0.28369 | 0
[6 empty] | 24 | 1469.087 | -0.39371 | -0.31998 | -0.28631 | 0
[6 empty] | 24 | 1469.7081 | -0.39402 | -0.31967 | -0.28631 | 0
[6 empty] | 24 | 928.3892 | -0.33688 | -0.22305 | -0.44007 | 0
[6 empty] | 24 | 928.1249 | -0.33728 | -0.22322 | -0.4395 | 0
[6 empty] | 24 | 880.6203 | -0.32373 | -0.29783 | -0.37844 | 0
[6 empty] | 24 | 870.3621 | -0.32721 | -0.31071 | -0.36208 | 0
[6 empty] | 24 | 869.5674 | -0.32718 | -0.31229 | -0.36053 | 0
[6 empty] | 24 | 861.9223 | -0.32362 | -0.33379 | -0.34259 | 0
[6 empty] | 24 | 864.2233 | -0.3232 | -0.34129 | -0.3355 | 0
[6 empty] | 24 | 869.154 | -0.32331 | -0.34445 | -0.33224 | 0
[6 empty] | 24 | 869.0344 | -0.32331 | -0.34441 | -0.33228 | 0
[6 empty] | 24 | 867.199 | -0.32368 | -0.34369 | -0.33262 | 0
[6 empty] | 24 | 864.0761 | -0.3238 | -0.34188 | -0.33432 | 0
[6 empty] | 24 | 861.1983 | -0.32459 | -0.33898 | -0.33642 | 0
[6 empty] | 24 | 863.306 | -0.32475 | -0.34208 | -0.33317 | 0
[6 empty] | 24 | 866.7911 | -0.32571 | -0.34272 | -0.33157 | 0
[6 empty] | 24 | 865.8189 | -0.32575 | -0.34258 | -0.33168 | 0
[6 empty] | 24 | 865.8653 | -0.32579 | -0.34256 | -0.33165 | 0
[6 empty] | 24 | 861.4274 | -0.32569 | -0.34075 | -0.33356 | 0
[6 empty] | 24 | 863.6593 | -0.32859 | -0.33896 | -0.33245 | 0
[6 empty] | 24 | 864.5662 | -0.32879 | -0.33916 | -0.33205 | 0
[6 empty] | 24 | 867.3207 | -0.33076 | -0.33724 | -0.332 | 0
[6 empty] | 24 | 868.6346 | -0.33171 | -0.3363 | -0.33198 | 0
[6 empty] | 24 | 868.7745 | -0.33183 | -0.33618 | -0.33199 | 0
[6 empty] | 24 | 866.6293 | -0.33177 | -0.33495 | -0.33328 | 0
[6 empty] | 24 | 867.0735 | -0.332 | -0.33481 | -0.3332 | 0
[6 empty] | 24 | 1903.1207 | -0.60529 | -0.08144 | -0.31327 | 0
[6 empty] | 24 | 1899.8629 | -0.6048 | -0.08189 | -0.31331 | 0
[6 empty] | 24 | 1895.703 | -0.60423 | -0.082487 | -0.31328 | 0
[6 empty] | 24 | 1895.0573 | -0.60419 | -0.082465 | -0.31335 | 0
[6 empty] | 24 | 1895.0413 | -0.60419 | -0.082463 | -0.31334 | 0
[6 empty] | 24 | 1894.9133 | -0.60419 | -0.082459 | -0.31336 | 0
[6 empty] | 24 | 1894.2482 | -0.60404 | -0.082623 | -0.31334 | 0
[6 empty] | 24 | 1893.346 | -0.60387 | -0.082781 | -0.31335 | 0
[6 empty] | 24 | 1106.8886 | -0.44147 | -0.21325 | -0.34528 | 0
[6 empty] | 24 | 1107.4965 | -0.44165 | -0.21317 | -0.34518 | 0
[6 empty] | 24 | 1199.4166 | -0.46026 | -0.21236 | -0.32738 | 0
[6 empty] | 24 | 1116.3221 | -0.44425 | -0.21193 | -0.34382 | 0
[6 empty] | 24 | 1120.714 | -0.44553 | -0.21131 | -0.34316 | 0
[6 empty] | 24 | 1129.1855 | -0.44662 | -0.21447 | -0.33891 | 0
[6 empty] | 24 | 1130.9738 | -0.44787 | -0.212 | -0.34013 | 0
[6 empty] | 24 | 1146.4622 | -0.45018 | -0.21649 | -0.33333 | 0
[6 empty] | 24 | 1145.7293 | -0.45209 | -0.21016 | -0.33775 | 0
[6 empty] | 24 | 1160.1739 | -0.45281 | -0.21815 | -0.32904 | 0
[6 empty] | 24 | 1160.2497 | -0.45285 | -0.21811 | -0.32904 | 0
[6 empty] | 24 | 1156.4621 | -0.45268 | -0.21634 | -0.33098 | 0
[6 empty] | 24 | 1160.244 | -0.45321 | -0.21725 | -0.32954 | 0
[6 empty] | 24 | 1162.5648 | -0.45366 | -0.2173 | -0.32904 | 0
[6 empty] | 24 | 1191.6166 | -0.4616 | -0.20998 | -0.32842 | 0
[6 empty] | 24 | 1181.127 | -0.46178 | -0.20707 | -0.33115 | 0
[6 empty] | 24 | 1209.6513 | -0.47079 | -0.19952 | -0.32969 | 0
[6 empty] | 24 | 1207.3654 | -0.47054 | -0.19901 | -0.33044 | 0
[6 empty] | 24 | 1212.9252 | -0.47202 | -0.19819 | -0.32979 | 0
[6 empty] | 24 | 3185.8091 | -0.032281 | 0.65705 | 0.37523 | 0
[6 empty] | 24 | 4544.0012 | -5.791e-17 | -1 | 1.1168e-16 | 0
[6 empty] | 24 | 3190.0703 | -0.032844 | 0.65742 | 0.37542 | 0
[6 empty] | 24 | 1484.9552 | -3.3295e-17 | -0.33587 | -0.66413 | 0
[6 empty] | 24 | 1491.4702 | -0.0003378 | -0.36579 | -0.63388 | 0
[6 empty] | 24 | 1532.8225 | -0.035999 | -0.23811 | -0.7259 | 0
[6 empty] | 24 | 3249.4703 | -0.037698 | 0.65853 | 0.37917 | 0
[6 empty] | 24 | 1484.9552 | -3.6501e-17 | -0.33587 | -0.66413 | 0
[6 empty] | 24 | 1388.7874 | -0.037771 | -0.34393 | -0.6183 | 0
[6 empty] | 24 | 1388.8811 | -0.037762 | -0.34438 | -0.61786 | 0
[6 empty] | 24 | 1472.4194 | -0.04283 | -0.24229 | -0.71488 | 0
[6 empty] | 24 | 1470.5517 | -0.043766 | -0.24196 | -0.71428 | 0
[6 empty] | 24 | 1470.5372 | -0.043765 | -0.24195 | -0.71428 | 0
[6 empty] | 24 | 9302.7526 | -0.15349 | 0.2566 | 0.89689 | 0
[6 empty] | 24 | 9484.2116 | -0.16531 | 0.25519 | 0.91012 | 0
[6 empty] | 24 | 9484.2904 | -0.16531 | 0.25519 | 0.91012 | 0
[6 empty] | 24 | 9484.7163 | -0.16532 | 0.2552 | 0.91012 | 0
[6 empty] | 24 | 9476.4969 | -0.16517 | 0.25577 | 0.9094 | 0
[6 empty] | 24 | 4544.0012 | -1.0341e-16 | -1 | 3.9342e-17 | 0
[6 empty] | 24 | 3488.4109 | -0.11135 | 0.031984 | -0.92063 | 0
[6 empty] | 24 | 3471.2553 | -0.11408 | 0.031113 | -0.91703 | 0
[6 empty] | 24 | 4544.0012 | -1.4248e-16 | -1 | -4.8718e-16 | 0
[6 empty] | 24 | 13681.9933 | -0.43948 | 0.24003 | 1.1994 | 0
[6 empty] | 24 | 10151.5908 | -0.34946 | 0.39611 | 0.95335 | 0
[6 empty] | 24 | 10149.7876 | -0.35023 | 0.39687 | 0.95336 | 0
[6 empty] | 24 | 1712.29 | -0.015891 | -0.22584 | -0.75827 | 0
[6 empty] | 24 | 18184.2757 | -0.95631 | -0.95793 | 0.91424 | 0
[6 empty] | 24 | 18244.1342 | -0.95942 | -0.95942 | 0.91883 | 0
[6 empty] | 24 | 18244.1535 | -0.95942 | -0.95942 | 0.91883 | 0
[6 empty] | 24 | 18005.2512 | -0.95032 | -0.95192 | 0.90224 | 0
[6 empty] | 24 | 7742.1848 | -0.5256 | -0.65718 | 0.18279 | 0
[6 empty] | 24 | 4544.0012 | -3.447e-16 | -1 | -6.1587e-17 | 0
[6 empty] | 24 | 2843.7902 | -0.30028 | 0.034591 | -0.73431 | 0
[6 empty] | 24 | 2815.2753 | -0.29856 | 0.030732 | -0.73217 | 0
[6 empty] | 24 | 2810.0037 | -0.29875 | 0.030166 | -0.73142 | 0
[6 empty] | 24 | 26721.2214 | -1.9753 | 1.0852 | 1.8901 | 0
[6 empty] | 24 | 26544.3047 | -1.9621 | 1.0824 | 1.8797 | 0
[6 empty] | 24 | 26544.1969 | -1.9621 | 1.0824 | 1.8797 | 0
[6 empty] | 24 | 26662.5622 | -1.9732 | 1.0872 | 1.8859 | 0
[6 empty] | 24 | 26960.698 | -2 | 1.0973 | 1.9027 | 0
[6 empty] | 24 | 3005.8709 | -0.27973 | -0.57783 | -0.14244 | 0
[6 empty] | 24 | 3005.3236 | -0.27996 | -0.57733 | -0.14271 | 0
[6 empty] | 24 | 3002.3748 | -0.2806 | -0.57653 | -0.14287 | 0
[6 empty] | 24 | 3288.6276 | -0.3122 | -0.56285 | -0.12495 | 0
[6 empty] | 24 | 3286.3158 | -0.31325 | -0.56158 | -0.12517 | 0
[6 empty] | 24 | 3272.5287 | -0.31305 | -0.56062 | -0.12632 | 0

## 4.4 Flow based typical day 4
4.4 Flow based typical day 4 : 2017-01-07 (Weekend)
|  | Set A | [5 empty] | Set B
|  | PTDFs | [5 empty] | PTDFs
Hour | RAM | BE | DE | FR | NL | Hour | RAM | BE | DE | FR | NL
1 | 1087 | 0.02003 | -0.12523 | 0.08933 | -0.08528 | 1 | 1401.1309 | 0.19898 | 0.47896 | 0.32206 | 0
1 | 390 | -0.03348 | 0.03934 | 0.04219 | 0.02331 | 1 | 1473.0103 | 0.24779 | 0.4382 | 0.31401 | 0
1 | 989 | 0.07813 | 0.25334 | 0.16539 | 0.40331 | 1 | 1416.8289 | 0.3333 | 0.33334 | 0.33336 | 0
1 | 438 | -0.03455 | 0.0414 | 0.06116 | 0.01506 | 1 | 1519.3386 | 7.2124e-17 | -0.31528 | -0.68472 | 0
1 | 299 | 0.0283 | -0.04135 | -0.05199 | -0.01637 | 1 | 1530.4801 | 7.5421e-17 | -0.34547 | -0.65453 | 0
1 | 1337 | 0.1043 | -0.14296 | -0.07344 | -0.16206 | 1 | 2096.4274 | 0.14206 | -0.34609 | -0.79597 | 0
1 | 1456 | 0.07851 | -0.15108 | -0.04894 | -0.19904 | 1 | 2223.0334 | 0.16326 | -0.30949 | -0.85377 | 0
1 | 408 | 0.02135 | 0.12766 | 0.06899 | -0.01852 | 1 | 4972.9013 | 0.43847 | -0.16628 | 0.72781 | 0
1 | 293 | -0.00362 | -0.02318 | -0.01458 | 0.08032 | 1 | 4970.7455 | 0.43879 | -0.16621 | 0.72742 | 0
1 | 561 | -0.00159 | -0.01544 | -0.00737 | 0.19928 | 1 | 1044.0159 | -0.24917 | -0.2225 | -0.52832 | 0
1 | 459 | 0.01957 | 0.13325 | 0.06977 | -0.06132 | 1 | 1565.1745 | -0.4561 | -0.21025 | -0.33365 | 0
1 | 4225 | 0 | 0 | 0 | -1 | 1 | 1564.6755 | -0.45604 | -0.21029 | -0.33367 | 0
1 | 4665 | 0 | -1 | 0 | 0 | 1 | 974.6004 | -0.28462 | -0.33846 | -0.37692 | 0
1 | 402 | 0.03035 | -0.08358 | -0.19296 | 0 | 1 | 1081.5835 | -0.30761 | -0.22532 | -0.46707 | 0
1 | 402 | 0.02951 | -0.0862 | -0.19315 | 0 | 1 | 1488.4078 | -0.013334 | -0.30172 | -0.68495 | 0
1 | 401 | 0.02753 | -0.08167 | -0.19577 | 0 | 1 | 1519.3386 | -1.6634e-16 | -0.31528 | -0.68472 | 0
1 | 401 | 0.02735 | -0.08158 | -0.19595 | 0 | 1 | 4400.008 | -2.0662e-17 | -1 | -1.4811e-16 | 0
1 | 399 | 0.01447 | -0.08479 | -0.20642 | 0 | 1 | 1506.0243 | -0.0077695 | -0.29399 | -0.69824 | 0
1 | 399 | 0 | -0.09589 | -0.21669 | 0 | 1 | 4528.8894 | -0.26664 | 0.17362 | -0.90698 | 0
1 | 377 | 0 | -0.08586 | -0.2066 | 0 | 1 | 1533.0806 | -1.1446e-16 | -0.34735 | -0.65265 | 0
1 | 377 | -0.09718 | -0.08799 | -0.20861 | 0 | 1 | 67120.9033 | 7.4476 | 3.866 | -10.3136 | 0
1 | 372 | -0.08298 | -0.08518 | -0.20596 | 0 | 1 | 65020.4872 | 7.2181 | 3.7571 | -9.9752 | 0
1 | 374 | -0.01251 | -0.09054 | -0.20312 | 0 | 1 | 26361.4028 | 2.9541 | 1.7636 | -3.7177 | 0
1 | 374 | -0.10678 | -0.09301 | -0.20498 | 0 | 1 | 22659.2583 | 2.7588 | -1.5485 | -2.2102 | 0
2 | 1094 | 0.02003 | -0.12523 | 0.08992 | -0.0854 | 1 | 1841.2149 | 0.24592 | 0.35211 | 0.40197 | 0
2 | 1266 | -0.07686 | 0.16987 | 0.06126 | 0.20929 | 1 | 1838.5098 | 0.24598 | 0.35238 | 0.40164 | 0
2 | 380 | -0.03348 | 0.03934 | 0.04219 | 0.02337 | 1 | 3995.1758 | 0.50487 | 0.59162 | -0.09649 | 0
2 | 1373 | -0.11327 | -0.24607 | -0.16225 | -0.38334 | 1 | 1449.0652 | 0.19837 | 0.48426 | 0.31736 | 0
2 | 1068 | 0.07813 | 0.25334 | 0.16525 | 0.39932 | 1 | 1435.563 | 0.20211 | 0.48122 | 0.31667 | 0
2 | 428 | -0.03455 | 0.0414 | 0.06119 | 0.01484 | 1 | 1398.6092 | 0.19887 | 0.47865 | 0.32248 | 0
2 | 312 | 0.0283 | -0.04135 | -0.05204 | -0.01618 | 1 | 1401.8188 | 0.1993 | 0.47889 | 0.32181 | 0
2 | 1391 | 0.1043 | -0.14296 | -0.07332 | -0.16466 | 1 | 1398.9072 | 0.199 | 0.47872 | 0.32228 | 0
2 | 1505 | 0.07851 | -0.15108 | -0.04877 | -0.20413 | 1 | 1397.9668 | 0.19896 | 0.4786 | 0.32244 | 0
2 | 385 | 0.02135 | 0.12766 | 0.0689 | -0.0328 | 1 | 1397.7805 | 0.19911 | 0.4784 | 0.32248 | 0
2 | 293 | -0.00362 | -0.02318 | -0.01457 | 0.07459 | 1 | 1397.8663 | 0.20081 | 0.4766 | 0.32259 | 0
2 | 292 | -0.00361 | -0.02302 | -0.01451 | 0.07445 | 1 | 1404.0313 | 0.20285 | 0.47546 | 0.32169 | 0
2 | 561 | -0.00159 | -0.01544 | -0.00736 | 0.1761 | 1 | 3513.6372 | 0.60021 | 0.087541 | 0.31225 | 0
2 | 493 | 0.01957 | 0.13325 | 0.06967 | -0.07801 | 1 | 3510.6677 | 0.59985 | 0.087812 | 0.31233 | 0
2 | 4665 | 0 | -1 | 0 | 0 | 1 | 3507.6651 | 0.59951 | 0.08808 | 0.31241 | 0
2 | 4225 | 0 | 0 | 0 | -1 | 1 | 3507.5154 | 0.59953 | 0.088076 | 0.3124 | 0
2 | 401 | 0.02228 | -0.08544 | -0.19959 | 0 | 1 | 1415.3043 | 0.32374 | 0.34371 | 0.33256 | 0
2 | 400 | 0.02128 | -0.08439 | -0.20067 | 0 | 1 | 1425.0412 | 0.33447 | 0.33332 | 0.33221 | 0
2 | 401 | 0.02195 | -0.08675 | -0.19961 | 0 | 1 | 1418.8351 | 0.33361 | 0.33308 | 0.33331 | 0
2 | 400 | 0.01482 | -0.08905 | -0.20531 | 0 | 1 | 1417.0546 | 0.33334 | 0.33328 | 0.33338 | 0
2 | 399 | 0.01486 | -0.08602 | -0.20588 | 0 | 1 | 1416.9981 | 0.33333 | 0.33333 | 0.33333 | 0
2 | 399 | 0.00535 | -0.09199 | -0.21289 | 0 | 1 | 1416.8417 | 0.33331 | 0.33333 | 0.33336 | 0
2 | 377 | -0.09419 | -0.09096 | -0.20763 | 0 | 1 | 1532.7586 | 0.0017775 | -0.29734 | -0.70444 | 0
2 | 376 | -0.09038 | -0.08824 | -0.20808 | 0 | 1 | 1530.4801 | 1.9584e-17 | -0.34547 | -0.65453 | 0
2 | 376 | -0.0835 | -0.0874 | -0.20808 | 0 | 1 | 1616.5737 | 0.022655 | -0.30456 | -0.7181 | 0
2 | 372 | 0 | -0.08597 | -0.2034 | 0 | 1 | 1525.8555 | 2.1913e-17 | -0.29671 | -0.70329 | 0
2 | 372 | 0 | -0.08736 | -0.20312 | 0 | 1 | 4400.008 | 7.5424e-17 | -1 | 1.9885e-16 | 0
3 | 975 | 0.02003 | -0.12523 | 0.08973 | -0.08532 | 1 | 4400.008 | 8.5481e-17 | -1 | 3.5061e-16 | 0
3 | 1286 | -0.07686 | 0.16987 | 0.06143 | 0.20924 | 1 | 1682.1019 | 0.045778 | -0.3785 | -0.66727 | 0
3 | 356 | 0.02908 | -0.04198 | -0.03914 | -0.02495 | 1 | 1682.1225 | 0.046068 | -0.37763 | -0.66844 | 0
3 | 367 | -0.03348 | 0.03934 | 0.04219 | 0.02335 | 1 | 1684.5742 | 0.046759 | -0.3787 | -0.66805 | 0
3 | 1307 | -0.11327 | -0.24607 | -0.1624 | -0.3836 | 1 | 1684.5798 | 0.046759 | -0.3787 | -0.66806 | 0
3 | 1126 | 0.07813 | 0.25334 | 0.16541 | 0.3996 | 1 | 1684.649 | 0.04676 | -0.37864 | -0.66812 | 0
3 | 403 | -0.03455 | 0.0414 | 0.06116 | 0.01481 | 1 | 1686.606 | 0.046825 | -0.3791 | -0.66772 | 0
3 | 483 | -0.11607 | -0.21842 | -0.33625 | -0.1308 | 1 | 1698.0008 | 0.04988 | -0.37764 | -0.67224 | 0
3 | 1173 | -0.13646 | -0.24165 | -0.16066 | -0.37365 | 1 | 1806.0892 | 0.052482 | -0.2814 | -0.77108 | 0
3 | 326 | 0.0283 | -0.04135 | -0.05208 | -0.01616 | 1 | 1544.323 | 0.0046286 | -0.29798 | -0.70665 | 0
3 | 1406 | 0.1043 | -0.14296 | -0.07343 | -0.16461 | 1 | 1813.3831 | 0.054142 | -0.28147 | -0.77267 | 0
3 | 440 | -0.21652 | -0.2219 | -0.33906 | -0.1341 | 1 | 4400.008 | 2.3587e-16 | -1 | 2.8844e-16 | 0
3 | 1488 | 0.07851 | -0.15108 | -0.04894 | -0.20423 | 1 | 2008.4704 | 0.12115 | -0.34573 | -0.77541 | 0
3 | 594 | -0.00159 | -0.01544 | -0.00737 | 0.17469 | 1 | 11877.4846 | 0.76049 | 0.5019 | -2.2624 | 0
3 | 292 | -0.00362 | -0.02318 | -0.01459 | 0.07425 | 1 | 11939.679 | 0.76665 | 0.50562 | -2.2723 | 0
3 | 496 | 0.01957 | 0.13325 | 0.06976 | -0.07911 | 1 | 1532.1176 | 9.6929e-17 | -0.29229 | -0.70771 | 0
3 | 389 | 0.02135 | 0.12766 | 0.06898 | -0.03453 | 1 | 2182.7575 | 0.15071 | -0.36005 | -0.79066 | 0
3 | 4225 | 0 | 0 | 0 | -1 | 1 | 2106.8164 | 0.14466 | -0.34709 | -0.79758 | 0
3 | 4665 | 0 | -1 | 0 | 0 | 1 | 2107.2128 | 0.14468 | -0.34668 | -0.79799 | 0
4 | 1033 | 0.02003 | -0.12523 | 0.08986 | -0.08529 | 1 | 2110.1013 | 0.1451 | -0.34738 | -0.79772 | 0
4 | 1224 | -0.07686 | 0.16987 | 0.06147 | 0.20922 | 1 | 2222.8596 | 0.16324 | -0.30954 | -0.8537 | 0
4 | 370 | 0.02908 | -0.04198 | -0.03918 | -0.02494 | 1 | 2223.9125 | 0.16332 | -0.30935 | -0.85397 | 0
4 | 358 | -0.03348 | 0.03934 | 0.04216 | 0.02334 | 1 | 2225.8272 | 0.16366 | -0.30933 | -0.85433 | 0
4 | 1300 | -0.11327 | -0.24607 | -0.16246 | -0.3837 | 1 | 4970.7705 | 0.43879 | -0.16621 | 0.72742 | 0
4 | 1121 | 0.07813 | 0.25334 | 0.16546 | 0.3997 | 1 | 18708.68 | 1.5339 | 0.87062 | -3.4045 | 0
4 | 392 | -0.03455 | 0.0414 | 0.06114 | 0.0148 | 1 | 18647.7365 | 1.5288 | 0.86606 | -3.3949 | 0
4 | 527 | -0.11607 | -0.21842 | -0.33612 | -0.13076 | 1 | 1309.2742 | -0.1347 | -0.24296 | -0.62234 | 0
4 | 1159 | -0.13646 | -0.24165 | -0.16072 | -0.37374 | 1 | 1307.9283 | -0.13522 | -0.24287 | -0.62191 | 0
4 | 340 | 0.0283 | -0.04135 | -0.05212 | -0.01615 | 1 | 1246.6801 | -0.13316 | -0.25699 | -0.60985 | 0
4 | 1474 | 0.1043 | -0.14296 | -0.07346 | -0.16459 | 1 | 1243.6582 | -0.13467 | -0.25644 | -0.60889 | 0
4 | 462 | -0.21652 | -0.2219 | -0.33893 | -0.13406 | 1 | 1154.8926 | -0.18919 | -0.32432 | -0.48649 | 0
4 | 1544 | 0.07851 | -0.15108 | -0.04897 | -0.20421 | 1 | 1637.9424 | -0.29469 | -0.15846 | -0.54686 | 0
4 | 648 | -0.00159 | -0.01544 | -0.00737 | 0.17445 | 1 | 1631.2889 | -0.29499 | -0.15928 | -0.54573 | 0
4 | 292 | -0.00362 | -0.02318 | -0.0146 | 0.07416 | 1 | 1236.6609 | -0.21891 | -0.213 | -0.5681 | 0
4 | 496 | 0.01957 | 0.13325 | 0.06978 | -0.07909 | 1 | 1114.1312 | -0.21003 | -0.32288 | -0.46708 | 0
4 | 389 | 0.02135 | 0.12766 | 0.069 | -0.03458 | 1 | 1231.5186 | -0.22674 | -0.21003 | -0.56323 | 0
4 | 4225 | 0 | 0 | 0 | -1 | 1 | 1082.3022 | -0.21604 | -0.23308 | -0.55087 | 0
4 | 4665 | 0 | -1 | 0 | 0 | 1 | 1080.2103 | -0.21711 | -0.23285 | -0.55005 | 0
5 | 1102 | 0.02003 | -0.12523 | 0.09008 | -0.08519 | 1 | 1052.3172 | -0.24317 | -0.3306 | -0.42623 | 0
5 | 1175 | -0.07686 | 0.16987 | 0.06121 | 0.20915 | 1 | 1133.864 | -0.25125 | -0.21167 | -0.53708 | 0
5 | 343 | -0.03348 | 0.03934 | 0.04215 | 0.02331 | 1 | 1127.7091 | -0.25119 | -0.21238 | -0.53643 | 0
5 | 1293 | -0.11327 | -0.24607 | -0.16236 | -0.38405 | 1 | 1052.6104 | -0.2384 | -0.2264 | -0.53521 | 0
5 | 1121 | 0.07813 | 0.25334 | 0.16536 | 0.40008 | 1 | 1041.6005 | -0.24688 | -0.22384 | -0.52927 | 0
5 | 380 | -0.03455 | 0.0414 | 0.06121 | 0.01477 | 1 | 1040.1951 | -0.24766 | -0.22503 | -0.52731 | 0
5 | 570 | -0.11607 | -0.21842 | -0.3361 | -0.13061 | 1 | 1044.0052 | -0.24916 | -0.22251 | -0.52833 | 0
5 | 1146 | -0.13646 | -0.24165 | -0.16062 | -0.37408 | 1 | 1044.1624 | -0.24922 | -0.22247 | -0.52831 | 0
5 | 360 | 0.0283 | -0.04135 | -0.05214 | -0.01611 | 1 | 1048.7613 | -0.25129 | -0.22164 | -0.52707 | 0
5 | 1522 | 0.1043 | -0.14296 | -0.07337 | -0.16453 | 1 | 1042.0743 | -0.27347 | -0.22864 | -0.4979 | 0
5 | 492 | -0.21652 | -0.2219 | -0.33892 | -0.13391 | 1 | 1040.1018 | -0.27403 | -0.2302 | -0.49577 | 0
5 | 1588 | 0.07851 | -0.15108 | -0.04872 | -0.20428 | 1 | 1080.6495 | -0.3066 | -0.22528 | -0.46812 | 0
5 | 292 | -0.00362 | -0.02318 | -0.01458 | 0.07373 | 1 | 1081.4906 | -0.30747 | -0.2253 | -0.46723 | 0
5 | 498 | 0.01957 | 0.13325 | 0.0697 | -0.08015 | 1 | 953.8599 | -0.29656 | -0.34518 | -0.35826 | 0
5 | 393 | 0.02135 | 0.12766 | 0.06893 | -0.03633 | 1 | 960.9257 | -0.33133 | -0.34242 | -0.32625 | 0
5 | 4225 | 0 | 0 | 0 | -1 | 1 | 958.8923 | -0.33114 | -0.34243 | -0.32643 | 0
5 | 4665 | 0 | -1 | 0 | 0 | 1 | 958.6878 | -0.3311 | -0.34245 | -0.32644 | 0
6 | 985 | 0.02003 | -0.12523 | 0.09016 | -0.08553 | 1 | 948.1152 | -0.33098 | -0.34095 | -0.32807 | 0
6 | 1277 | -0.07686 | 0.16987 | 0.06121 | 0.21028 | 1 | 940.7704 | -0.33021 | -0.34084 | -0.32895 | 0
6 | 382 | 0.02908 | -0.04198 | -0.03915 | -0.02501 | 1 | 935.9284 | -0.33111 | -0.33867 | -0.33021 | 0
6 | 346 | -0.03348 | 0.03934 | 0.04215 | 0.02341 | 1 | 906.0518 | -0.32114 | -0.3451 | -0.33376 | 0
6 | 1220 | -0.11327 | -0.24607 | -0.16234 | -0.38204 | 1 | 903.892 | -0.32227 | -0.34512 | -0.33262 | 0
6 | 1195 | 0.07813 | 0.25334 | 0.16534 | 0.39792 | 1 | 904.0162 | -0.32224 | -0.34397 | -0.33379 | 0
6 | 368 | -0.03455 | 0.0414 | 0.06121 | 0.01481 | 1 | 903.1124 | -0.32267 | -0.3451 | -0.33223 | 0
6 | 706 | -0.11607 | -0.21842 | -0.33616 | -0.13116 | 1 | 903.1642 | -0.32278 | -0.34515 | -0.33207 | 0
6 | 1076 | -0.13646 | -0.24165 | -0.1606 | -0.37215 | 1 | 902.9416 | -0.32279 | -0.3451 | -0.33211 | 0
6 | 363 | 0.0283 | -0.04135 | -0.05214 | -0.01616 | 1 | 902.8949 | -0.32284 | -0.34503 | -0.33213 | 0
6 | 1456 | 0.1043 | -0.14296 | -0.07335 | -0.16541 | 1 | 906.4769 | -0.32423 | -0.34367 | -0.3321 | 0
6 | 633 | -0.21652 | -0.2219 | -0.33897 | -0.13447 | 1 | 925.8029 | -0.33152 | -0.33624 | -0.33224 | 0
6 | 1499 | 0.07851 | -0.15108 | -0.04872 | -0.20426 | 1 | 925.2234 | -0.33133 | -0.33649 | -0.33218 | 0
6 | 373 | 0.02135 | 0.12766 | 0.06892 | -0.0272 | 1 | 4400.008 | -4.8454e-17 | -1 | -1.9702e-16 | 0
6 | 653 | -0.00159 | -0.01543 | -0.00736 | 0.17687 | 1 | 1482.2319 | -0.016059 | -0.29864 | -0.6853 | 0
6 | 293 | -0.00362 | -0.02318 | -0.01458 | 0.07426 | 1 | 1491.2737 | -0.016641 | -0.28754 | -0.69582 | 0
6 | 292 | -0.00361 | -0.02302 | -0.01452 | 0.07412 | 1 | 6033.8919 | -0.0092254 | 0.22445 | -1.2152 | 0
6 | 485 | 0.01957 | 0.13325 | 0.06969 | -0.07348 | 1 | 6032.5085 | -0.009392 | 0.2244 | -1.215 | 0
6 | 4665 | 0 | -1 | 0 | 0 | 1 | 6790.3717 | -0.0012586 | 0.055931 | 0.94533 | 0
6 | 4225 | 0 | 0 | 0 | -1 | 1 | 1604.2676 | -3.0449e-16 | -0.2759 | -0.7241 | 0
7 | 1168 | 0.02003 | -0.12523 | 0.09016 | -0.08397 | 1 | 6793.7078 | -0.0016271 | 0.056029 | 0.9456 | 0
7 | 1199 | -0.07686 | 0.16987 | 0.06131 | 0.20584 | 1 | 4400.008 | -1.1016e-16 | -1 | 1.4582e-16 | 0
7 | 370 | 0.02908 | -0.04198 | -0.03916 | -0.02455 | 1 | 1449.256 | -0.032256 | -0.29327 | -0.67447 | 0
7 | 360 | -0.03348 | 0.03934 | 0.04215 | 0.02297 | 1 | 1546.3076 | -3.6772e-17 | -0.28779 | -0.71221 | 0
7 | 1351 | -0.11327 | -0.24607 | -0.16235 | -0.39051 | 1 | 1525.8555 | -5.7981e-17 | -0.29671 | -0.70329 | 0
7 | 1059 | 0.07813 | 0.25334 | 0.16535 | 0.40699 | 1 | 4400.008 | -2.0205e-17 | -1 | 1.7828e-17 | 0
7 | 397 | -0.03455 | 0.0414 | 0.06117 | 0.01458 | 1 | 1532.1176 | -7.0171e-17 | -0.29229 | -0.70771 | 0
7 | 1205 | -0.13646 | -0.24165 | -0.16061 | -0.38025 | 1 | 1602.9259 | -0.00084424 | -0.27559 | -0.72357 | 0
7 | 338 | 0.0283 | -0.04135 | -0.05213 | -0.0159 | 1 | 4528.0589 | -0.26659 | 0.17358 | -0.90699 | 0
7 | 1500 | 0.1043 | -0.14296 | -0.07338 | -0.16194 | 1 | 14761.5662 | -0.96296 | -0.93056 | 0.89352 | 0
7 | 1566 | 0.07851 | -0.15108 | -0.04881 | -0.19927 | 1 | 14761.5648 | -0.96296 | -0.93056 | 0.89352 | 0
7 | 292 | -0.00362 | -0.02318 | -0.01459 | 0.07354 | 1 | 4505.9179 | -0.26657 | 0.17103 | -0.90446 | 0
7 | 485 | 0.01957 | 0.13325 | 0.06971 | -0.0736 | 1 | 1503.7563 | -0.010129 | -0.29051 | -0.69937 | 0
7 | 375 | 0.02135 | 0.12766 | 0.06893 | -0.02807 | 1 | 22245.6834 | -2.1717 | 1.1531 | 2.0186 | 0
7 | 571 | -0.11607 | -0.21842 | -0.33625 | -0.12874 | 1 | 22297.4084 | -2.1767 | 1.1558 | 2.0209 | 0
7 | 512 | -0.21652 | -0.2219 | -0.33906 | -0.13201 | 1 | 22297.4077 | -2.1767 | 1.1558 | 2.0209 | 0
7 | 4225 | 0 | 0 | 0 | -1 | 1 | 6783.2001 | -0.00070633 | 0.056083 | 0.94462 | 0
7 | 4665 | 0 | -1 | 0 | 0 | 2 | 1543.9455 | 0.17071 | 0.50745 | 0.32183 | 0
8 | 1165 | 0.02003 | -0.13021 | 0.08998 | -0.08339 | 2 | 1739.8414 | 0.25376 | 0.35055 | 0.39569 | 0
8 | 1265 | -0.07686 | 0.1696 | 0.06141 | 0.2033 | 2 | 1322.0772 | 0.21383 | 0.4628 | 0.32337 | 0
8 | 372 | 0.02908 | -0.04212 | -0.03918 | -0.02437 | 2 | 1321.4631 | 0.2138 | 0.4627 | 0.3235 | 0
8 | 351 | -0.03348 | 0.03949 | 0.04215 | 0.02281 | 2 | 1718.8555 | 0.049942 | -0.35728 | -0.69266 | 0
8 | 1321 | -0.11327 | -0.24581 | -0.16241 | -0.39449 | 2 | 1899.89 | 0.091011 | -0.33657 | -0.75444 | 0
8 | 1092 | 0.07813 | 0.25307 | 0.16541 | 0.41125 | 2 | 2047.2995 | 0.11978 | -0.31128 | -0.80851 | 0
8 | 378 | -0.03455 | 0.0416 | 0.06114 | 0.01457 | 2 | 1077.1772 | -0.33073 | -0.3436 | -0.32567 | 0
8 | 1176 | -0.13646 | -0.2414 | -0.16067 | -0.38405 | 2 | 1016.7802 | -0.32149 | -0.34661 | -0.3319 | 0
8 | 347 | 0.0283 | -0.04153 | -0.05213 | -0.01587 | 2 | 1546.7921 | -7.4009e-17 | -0.31035 | -0.68965 | 0
8 | 1454 | 0.1043 | -0.14276 | -0.07343 | -0.16 | 2 | 1672.8454 | 0.1799 | 0.51712 | 0.30298 | 0
8 | 1493 | 0.07851 | -0.1508 | -0.04891 | -0.19633 | 2 | 1582.1027 | 0.17028 | 0.51205 | 0.31766 | 0
8 | 293 | -0.00362 | -0.02396 | -0.01459 | 0.07632 | 2 | 42216.8951 | 4.667 | 2.4883 | -6.1553 | 0
8 | 561 | -0.00159 | -0.01526 | -0.00737 | 0.18501 | 2 | 42238.5047 | 4.6695 | 2.4896 | -6.159 | 0
8 | 432 | 0.01957 | 0.13255 | 0.06975 | -0.04939 | 2 | 41527.714 | 4.5939 | 2.4515 | -6.0454 | 0
8 | 350 | 0.02135 | 0.12708 | 0.06897 | -0.01701 | 2 | 1540.0641 | 0.17117 | 0.50732 | 0.32151 | 0
8 | 619 | -0.11607 | -0.21851 | -0.33619 | -0.12779 | 2 | 1539.9476 | 0.17118 | 0.50732 | 0.3215 | 0
8 | 567 | -0.21652 | -0.22198 | -0.339 | -0.13104 | 2 | 1539.7632 | 0.17122 | 0.50728 | 0.3215 | 0
8 | 4225 | 0 | 0 | 0 | -1 | 2 | 1538.3619 | 0.17148 | 0.50702 | 0.3215 | 0
8 | 4665 | 0 | -1 | 0 | 0 | 2 | 23050.3526 | 2.7016 | -1.527 | -2.1745 | 0
9 | 1180 | 0.02003 | -0.13021 | 0.08933 | -0.0829 | 2 | 5109.0409 | 0.64439 | 0.63047 | -0.27486 | 0
9 | 349 | -0.03348 | 0.03949 | 0.04217 | 0.02268 | 2 | 1739.8535 | 0.25372 | 0.35059 | 0.3957 | 0
9 | 1335 | -0.11327 | -0.24581 | -0.16265 | -0.39588 | 2 | 3554.6214 | 0.5952 | 0.092352 | 0.31245 | 0
9 | 1085 | 0.07813 | 0.25307 | 0.16566 | 0.41273 | 2 | 3547.0583 | 0.59403 | 0.092494 | 0.31347 | 0
9 | 370 | -0.03455 | 0.0416 | 0.06111 | 0.0144 | 2 | 3550.1881 | 0.5947 | 0.092572 | 0.31273 | 0
9 | 1195 | -0.13646 | -0.2414 | -0.1609 | -0.38538 | 2 | 3546.1452 | 0.59416 | 0.092802 | 0.31304 | 0
9 | 353 | 0.0283 | -0.04153 | -0.05211 | -0.0157 | 2 | 3543.4469 | 0.5938 | 0.093066 | 0.31313 | 0
9 | 1381 | 0.1043 | -0.14276 | -0.07362 | -0.15986 | 2 | 3543.4356 | 0.5938 | 0.093066 | 0.31313 | 0
9 | 1425 | 0.07851 | -0.1508 | -0.0492 | -0.19682 | 2 | 3543.4053 | 0.59381 | 0.093065 | 0.31313 | 0
9 | 293 | -0.00362 | -0.02396 | -0.01462 | 0.07409 | 2 | 3534.8837 | 0.5928 | 0.09384 | 0.31336 | 0
9 | 561 | -0.00159 | -0.01526 | -0.00739 | 0.17704 | 2 | 3530.8934 | 0.59227 | 0.094401 | 0.31333 | 0
9 | 443 | 0.01957 | 0.13255 | 0.0699 | -0.05454 | 2 | 1323.9198 | 0.21402 | 0.4629 | 0.32308 | 0
9 | 637 | -0.11607 | -0.21851 | -0.33584 | -0.12713 | 2 | 1323.0261 | 0.21393 | 0.46285 | 0.32322 | 0
9 | 598 | -0.21652 | -0.22198 | -0.33865 | -0.13037 | 2 | 1322.0364 | 0.21378 | 0.46261 | 0.3236 | 0
9 | 4225 | 0 | 0 | 0 | -1 | 2 | 1321.5673 | 0.21375 | 0.46279 | 0.32346 | 0
9 | 4665 | 0 | -1 | 0 | 0 | 2 | 2320.016 | 0.42967 | 0.21864 | 0.35169 | 0
10 | 1192 | 0.02003 | -0.13021 | 0.08902 | -0.08373 | 2 | 1413.5449 | 0.26117 | 0.4236 | 0.31523 | 0
10 | 389 | -0.03348 | 0.03949 | 0.04219 | 0.02289 | 2 | 1429.8378 | 0.33484 | 0.33168 | 0.33348 | 0
10 | 994 | 0.07813 | 0.25307 | 0.16577 | 0.41035 | 2 | 1422.6803 | 0.33402 | 0.33258 | 0.3334 | 0
10 | 423 | -0.03455 | 0.0416 | 0.0611 | 0.0147 | 2 | 1418.2865 | 0.33349 | 0.33312 | 0.33339 | 0
10 | 305 | 0.0283 | -0.04153 | -0.0521 | -0.01599 | 2 | 1417.599 | 0.33336 | 0.3332 | 0.33344 | 0
10 | 1291 | 0.1043 | -0.14276 | -0.0737 | -0.16 | 2 | 1416.6613 | 0.3332 | 0.3335 | 0.3333 | 0
10 | 1374 | 0.07851 | -0.1508 | -0.04932 | -0.19681 | 2 | 1416.5546 | 0.33319 | 0.33348 | 0.33332 | 0
10 | 293 | -0.00362 | -0.02396 | -0.01463 | 0.07726 | 2 | 1416.8387 | 0.33329 | 0.33334 | 0.33337 | 0
10 | 561 | -0.00159 | -0.01526 | -0.00739 | 0.1858 | 2 | 1416.9995 | 0.33333 | 0.33333 | 0.33333 | 0
10 | 442 | 0.01957 | 0.13255 | 0.06997 | -0.05406 | 2 | 1416.7629 | 0.33329 | 0.33336 | 0.33335 | 0
10 | 465 | -0.11607 | -0.21851 | -0.33569 | -0.12824 | 2 | 1602.7253 | 0.016371 | -0.30228 | -0.71409 | 0
10 | 474 | -0.21652 | -0.22198 | -0.3385 | -0.13149 | 2 | 1555.6892 | 1.6084e-16 | -0.29379 | -0.70621 | 0
10 | 4665 | 0 | -1 | 0 | 0 | 2 | 1542.2317 | 1.61e-16 | -0.29643 | -0.70357 | 0
10 | 4225 | 0 | 0 | 0 | -1 | 2 | 6679.7437 | 0.0008011 | 0.057571 | 0.94163 | 0
11 | 1294 | 0.02003 | -0.13021 | 0.08872 | -0.08382 | 2 | 6679.3055 | 0.00084178 | 0.057567 | 0.94159 | 0
11 | 369 | -0.03348 | 0.03949 | 0.04221 | 0.02292 | 2 | 1542.2317 | 1.926e-16 | -0.29643 | -0.70357 | 0
11 | 900 | 0.07813 | 0.25307 | 0.16598 | 0.41015 | 2 | 1552.7899 | 0.00020416 | -0.32424 | -0.67596 | 0
11 | 413 | -0.03455 | 0.0416 | 0.06108 | 0.01473 | 2 | 1625.9617 | 0.02261 | -0.30768 | -0.71493 | 0
11 | 1331 | 0.1043 | -0.14276 | -0.07384 | -0.15996 | 2 | 4400.0063 | 6.9081e-16 | -1 | 1.1209e-15 | 0
11 | 1436 | 0.07851 | -0.1508 | -0.04955 | -0.19656 | 2 | 1651.793 | 0.028218 | -0.30456 | -0.72366 | 0
11 | 293 | -0.00362 | -0.02396 | -0.01465 | 0.07805 | 2 | 4400.0063 | 8.1434e-17 | -1 | -9.9276e-18 | 0
11 | 561 | -0.00159 | -0.01526 | -0.00741 | 0.18946 | 2 | 1553.5312 | 0.0036652 | -0.2974 | -0.70626 | 0
11 | 434 | 0.01957 | 0.13255 | 0.07008 | -0.05005 | 2 | 1770.606 | 0.046165 | -0.29215 | -0.75402 | 0
11 | 4225 | 0 | 0 | 0 | -1 | 2 | 1716.9751 | 0.049391 | -0.3571 | -0.69229 | 0
11 | 4665 | 0 | -1 | 0 | 0 | 2 | 1569.8635 | 0.004528 | -0.29494 | -0.70959 | 0
11 | 402 | 0.0298 | -0.08802 | -0.19232 | 0 | 2 | 1719.1611 | 0.050118 | -0.35732 | -0.6928 | 0
11 | 402 | 0.03283 | -0.08454 | -0.1904 | 0 | 2 | 1720.2837 | 0.050153 | -0.35757 | -0.69258 | 0
11 | 400 | 0.02861 | -0.08199 | -0.19455 | 0 | 2 | 1722.4434 | 0.050874 | -0.35695 | -0.69393 | 0
11 | 398 | 0.01234 | -0.08608 | -0.20778 | 0 | 2 | 1556.9042 | 0.0047048 | -0.29824 | -0.70646 | 0
11 | 397 | 0 | -0.09118 | -0.2174 | 0 | 2 | 1802.514 | 0.054402 | -0.29311 | -0.76129 | 0
11 | 399 | 0 | -0.09868 | -0.21589 | 0 | 2 | 1803.3298 | 0.054772 | -0.29325 | -0.76152 | 0
11 | 380 | -0.0862 | -0.08892 | -0.20971 | 0 | 2 | 1803.579 | 0.054779 | -0.29325 | -0.76153 | 0
11 | 378 | -0.1108 | -0.09583 | -0.20611 | 0 | 2 | 1559.2067 | 0.004954 | -0.2974 | -0.70755 | 0
11 | 378 | -0.0345 | -0.09576 | -0.20421 | 0 | 2 | 1744.2568 | 0.055859 | -0.35492 | -0.70093 | 0
11 | 376 | -0.09611 | -0.0892 | -0.20707 | 0 | 2 | 1546.7921 | 5.1155e-17 | -0.31035 | -0.68965 | 0
12 | 1369 | 0.02003 | -0.13021 | 0.08883 | -0.08382 | 2 | 1593.2382 | 5.7297e-17 | -0.28665 | -0.71335 | 0
12 | 372 | -0.03348 | 0.03949 | 0.0422 | 0.02292 | 2 | 1562.8707 | 0.0064145 | -0.30085 | -0.70557 | 0
12 | 877 | 0.07813 | 0.25307 | 0.16588 | 0.41015 | 2 | 6485.8404 | 0.30352 | 0.10818 | -1.4117 | 0
12 | 418 | -0.03455 | 0.0416 | 0.06109 | 0.01473 | 2 | 1572.1202 | 0.0075336 | -0.29711 | -0.71042 | 0
12 | 1348 | 0.1043 | -0.14276 | -0.07377 | -0.15996 | 2 | 1555.6892 | 7.4806e-17 | -0.29379 | -0.70621 | 0
12 | 1460 | 0.07851 | -0.1508 | -0.04944 | -0.19656 | 2 | 6494.8567 | 0.30699 | 0.10769 | -1.4147 | 0
12 | 293 | -0.00362 | -0.02396 | -0.01464 | 0.07805 | 2 | 1950.0287 | 0.1026 | -0.33609 | -0.76651 | 0
12 | 561 | -0.00159 | -0.01526 | -0.0074 | 0.18946 | 2 | 4400.0063 | 2.5574e-15 | -1 | 5.4899e-15 | 0
12 | 434 | 0.01957 | 0.13255 | 0.07003 | -0.05005 | 2 | 1979.7797 | 0.10934 | -0.33373 | -0.77561 | 0
12 | 4225 | 0 | 0 | 0 | -1 | 2 | 1981.4599 | 0.10961 | -0.33332 | -0.77629 | 0
12 | 4665 | 0 | -1 | 0 | 0 | 2 | 1983.8171 | 0.1101 | -0.33233 | -0.77777 | 0
12 | 403 | 0.03792 | -0.0832 | -0.18653 | 0 | 2 | 2024.2169 | 0.11291 | -0.34197 | -0.77094 | 0
12 | 404 | 0.03418 | -0.08754 | -0.1889 | 0 | 2 | 2037.7728 | 0.1175 | -0.3108 | -0.80671 | 0
12 | 401 | 0.03319 | -0.08003 | -0.19126 | 0 | 2 | 2041.3853 | 0.11888 | -0.31248 | -0.8064 | 0
12 | 401 | 0.03294 | -0.07987 | -0.1915 | 0 | 2 | 2046.1313 | 0.11952 | -0.31126 | -0.80826 | 0
12 | 399 | 0.01236 | -0.08497 | -0.20825 | 0 | 2 | 8347.4383 | 0.55545 | 0.18173 | -1.7372 | 0
12 | 383 | -0.12703 | -0.10021 | -0.20872 | 0 | 2 | 8479.1222 | 0.56814 | 0.18938 | -1.7575 | 0
12 | 380 | -0.1045 | -0.08963 | -0.21028 | 0 | 2 | 1598.1466 | 0.0011071 | -0.28665 | -0.71445 | 0
12 | 375 | 0 | -0.08491 | -0.2057 | 0 | 2 | 1551.9888 | 1.1527e-17 | -0.32381 | -0.67619 | 0
12 | 379 | -0.05033 | -0.09806 | -0.20431 | 0 | 2 | 4979.0244 | 0.43738 | -0.16525 | 0.72787 | 0
12 | 378 | 0 | -0.09434 | -0.2038 | 0 | 2 | 4979.5865 | 0.43792 | -0.16577 | 0.72784 | 0
12 | 375 | -0.08526 | -0.0862 | -0.20757 | 0 | 2 | 4979.5402 | 0.43792 | -0.16577 | 0.72785 | 0
13 | 1378 | 0.02003 | -0.13021 | 0.08887 | -0.0839 | 2 | 4970.8346 | 0.43762 | -0.16448 | 0.72686 | 0
13 | 377 | -0.03348 | 0.03949 | 0.04218 | 0.02294 | 2 | 6686.3115 | 0.00062657 | 0.057152 | 0.94222 | 0
13 | 877 | 0.07813 | 0.25307 | 0.16576 | 0.40982 | 2 | 51822.775 | 4.7876 | 2.6927 | -8.4803 | 0
13 | 423 | -0.03455 | 0.0416 | 0.06109 | 0.01476 | 2 | 51835.6604 | 4.7888 | 2.6934 | -8.4821 | 0
13 | 307 | 0.0283 | -0.04153 | -0.05208 | -0.01605 | 2 | 1274.6655 | -0.14633 | -0.24876 | -0.60491 | 0
13 | 1346 | 0.1043 | -0.14276 | -0.0737 | -0.16004 | 2 | 1273.9918 | -0.14658 | -0.24872 | -0.6047 | 0
13 | 1459 | 0.07851 | -0.1508 | -0.04934 | -0.19661 | 2 | 21070.2471 | -2.5738 | 0.72216 | 0.85166 | 0
13 | 293 | -0.00362 | -0.02396 | -0.01463 | 0.07808 | 2 | 2113.835 | -0.28429 | -0.10708 | -0.60863 | 0
13 | 561 | -0.00159 | -0.01526 | -0.00739 | 0.18879 | 2 | 2113.8011 | -0.2843 | -0.10707 | -0.60863 | 0
13 | 438 | 0.01957 | 0.13255 | 0.06997 | -0.05207 | 2 | 1219.4092 | -0.16619 | -0.2459 | -0.58791 | 0
13 | 4225 | 0 | 0 | 0 | -1 | 2 | 1207.9559 | -0.16796 | -0.26253 | -0.56951 | 0
13 | 4665 | 0 | -1 | 0 | 0 | 2 | 1176.6189 | -0.18193 | -0.24352 | -0.57455 | 0
13 | 403 | 0.03815 | -0.08306 | -0.18653 | 0 | 2 | 1645.0104 | -0.25408 | -0.15821 | -0.58771 | 0
13 | 404 | 0.03498 | -0.08737 | -0.18841 | 0 | 2 | 1644.7295 | -0.2541 | -0.15818 | -0.58772 | 0
13 | 401 | 0.03335 | -0.07991 | -0.19132 | 0 | 2 | 1170.9274 | -0.18392 | -0.24327 | -0.57281 | 0
13 | 401 | 0.03307 | -0.07975 | -0.19159 | 0 | 2 | 1170.9316 | -0.18392 | -0.2433 | -0.57277 | 0
13 | 398 | 0.01248 | -0.08484 | -0.20834 | 0 | 2 | 1170.7845 | -0.18402 | -0.24323 | -0.57275 | 0
13 | 397 | 0 | -0.08987 | -0.2181 | 0 | 2 | 1210.326 | -0.22386 | -0.22004 | -0.5561 | 0
13 | 383 | -0.12656 | -0.10001 | -0.20882 | 0 | 2 | 1096.8355 | -0.23663 | -0.22726 | -0.53611 | 0
13 | 380 | -0.10424 | -0.08954 | -0.21036 | 0 | 2 | 1099.0834 | -0.23788 | -0.22641 | -0.53571 | 0
13 | 379 | -0.0502 | -0.09794 | -0.20439 | 0 | 2 | 1097.6069 | -0.23767 | -0.22667 | -0.53565 | 0
13 | 378 | 0 | -0.09424 | -0.20388 | 0 | 2 | 1097.7457 | -0.23786 | -0.22657 | -0.53557 | 0
13 | 375 | -0.08513 | -0.08612 | -0.20764 | 0 | 2 | 1097.7773 | -0.23793 | -0.22655 | -0.53552 | 0
14 | 1320 | 0.02003 | -0.13021 | 0.0892 | -0.08366 | 2 | 1117.4832 | -0.24993 | -0.22185 | -0.52821 | 0
14 | 371 | -0.03348 | 0.03949 | 0.04218 | 0.02287 | 2 | 1119.6435 | -0.25107 | -0.22137 | -0.52756 | 0
14 | 926 | 0.07813 | 0.25307 | 0.16567 | 0.41058 | 2 | 1185.6563 | -0.30727 | -0.22435 | -0.46839 | 0
14 | 412 | -0.03455 | 0.0416 | 0.06112 | 0.01467 | 2 | 1185.7281 | -0.30734 | -0.22436 | -0.4683 | 0
14 | 1332 | 0.1043 | -0.14276 | -0.07363 | -0.15997 | 2 | 1709.827 | -0.45859 | -0.20761 | -0.3338 | 0
14 | 1428 | 0.07851 | -0.1508 | -0.04922 | -0.19678 | 2 | 1703.3903 | -0.45798 | -0.20818 | -0.33384 | 0
14 | 411 | 0.02135 | 0.12708 | 0.06912 | -0.02246 | 2 | 1703.2864 | -0.45799 | -0.20825 | -0.33376 | 0
14 | 293 | -0.00362 | -0.02396 | -0.01462 | 0.07702 | 2 | 1024.8598 | -0.31265 | -0.33388 | -0.35346 | 0
14 | 561 | -0.00159 | -0.01526 | -0.00739 | 0.18514 | 2 | 1079.0173 | -0.33106 | -0.34343 | -0.32551 | 0
14 | 442 | 0.01957 | 0.13255 | 0.06991 | -0.05409 | 2 | 1078.1176 | -0.33097 | -0.34344 | -0.32559 | 0
14 | 4665 | 0 | -1 | 0 | 0 | 2 | 1078.0446 | -0.33097 | -0.34343 | -0.3256 | 0
14 | 4225 | 0 | 0 | 0 | -1 | 2 | 1023.4364 | -0.31649 | -0.34498 | -0.33852 | 0
14 | 400 | 0 | -0.09925 | -0.21632 | 0 | 2 | 1059.0453 | -0.32905 | -0.34316 | -0.32779 | 0
14 | 403 | 0.03477 | -0.08418 | -0.18933 | 0 | 2 | 1055.3424 | -0.32873 | -0.34302 | -0.32825 | 0
14 | 403 | 0.03142 | -0.08804 | -0.19145 | 0 | 2 | 1020.8094 | -0.31887 | -0.34647 | -0.33465 | 0
14 | 399 | 0.01212 | -0.08585 | -0.20856 | 0 | 2 | 1018.2054 | -0.32038 | -0.34648 | -0.33314 | 0
14 | 401 | 0.03052 | -0.08114 | -0.19362 | 0 | 2 | 1023.2289 | -0.32251 | -0.34626 | -0.33123 | 0
14 | 383 | -0.10941 | -0.09664 | -0.20947 | 0 | 2 | 1017.0101 | -0.32115 | -0.34652 | -0.33233 | 0
14 | 381 | -0.08641 | -0.08935 | -0.21036 | 0 | 2 | 1016.5525 | -0.3215 | -0.34656 | -0.33193 | 0
14 | 379 | -0.038 | -0.09648 | -0.20489 | 0 | 2 | 1016.456 | -0.32156 | -0.34647 | -0.33197 | 0
14 | 377 | -0.0954 | -0.08952 | -0.20772 | 0 | 2 | 1023.4866 | -0.32447 | -0.34376 | -0.33177 | 0
14 | 376 | 0 | -0.08593 | -0.20606 | 0 | 2 | 1024.8878 | -0.325 | -0.34329 | -0.33171 | 0
15 | 1155 | 0.02003 | -0.13021 | 0.08914 | -0.08315 | 2 | 1043.6713 | -0.33137 | -0.33664 | -0.33199 | 0
15 | 338 | 0.02908 | -0.04212 | -0.03919 | -0.02431 | 2 | 1043.3717 | -0.33138 | -0.33657 | -0.33205 | 0
15 | 372 | -0.03348 | 0.03949 | 0.04217 | 0.02275 | 2 | 1043.1032 | -0.33133 | -0.33661 | -0.33206 | 0
15 | 1375 | -0.11327 | -0.24581 | -0.16266 | -0.3948 | 2 | 1500.1559 | -0.025169 | -0.31587 | -0.65896 | 0
15 | 1065 | 0.07813 | 0.25307 | 0.16568 | 0.41157 | 2 | 4400.0063 | -1.1346e-16 | -1 | -2.2417e-17 | 0
15 | 395 | -0.03455 | 0.0416 | 0.06111 | 0.01446 | 2 | 4400.0063 | -1.1346e-16 | -1 | -2.4613e-16 | 0
15 | 1248 | -0.13646 | -0.2414 | -0.16091 | -0.38435 | 2 | 4026.7656 | -0.11389 | 0.042956 | -0.92906 | 0
15 | 318 | 0.0283 | -0.04153 | -0.05209 | -0.01576 | 2 | 3997.5153 | -0.11702 | 0.041095 | -0.92407 | 0
15 | 1271 | 0.1043 | -0.14276 | -0.07363 | -0.16022 | 2 | 4400.0063 | -1.5463e-12 | -1 | -8.1434e-13 | 0
15 | 1335 | 0.07851 | -0.1508 | -0.04922 | -0.19694 | 2 | 4400.0063 | -2.1685e-15 | -1 | -2.3058e-16 | 0
15 | 619 | -0.00734 | -0.07915 | -0.03741 | 0.12716 | 2 | 14811.5104 | -0.97377 | -0.94136 | 0.91512 | 0
15 | 561 | -0.00159 | -0.01526 | -0.00739 | 0.17958 | 2 | 14811.4531 | -0.97377 | -0.94136 | 0.91512 | 0
15 | 438 | 0.01957 | 0.13255 | 0.06991 | -0.05222 | 2 | 1529.8839 | -0.01041 | -0.31986 | -0.66973 | 0
15 | 462 | -0.11607 | -0.21851 | -0.33583 | -0.12749 | 2 | 3366.545 | -0.27115 | 0.042283 | -0.77113 | 0
15 | 487 | -0.21652 | -0.22198 | -0.33864 | -0.13074 | 2 | 3361.2624 | -0.27107 | 0.041548 | -0.77048 | 0
15 | 4225 | 0 | 0 | 0 | -1 | 2 | 3314.917 | -0.27041 | 0.036032 | -0.76562 | 0
15 | 4665 | 0 | -1 | 0 | 0 | 2 | 4400.0063 | -4.2776e-16 | -1 | -6.9539e-16 | 0
16 | 1012 | 0.02003 | -0.13021 | 0.08937 | -0.08299 | 2 | 21146.2583 | -2.0943 | 1.1272 | 1.9671 | 0
16 | 1310 | 0.07686 | -0.1696 | -0.06161 | -0.2036 | 2 | 21145.9839 | -2.0943 | 1.1272 | 1.9671 | 0
16 | 330 | 0.02908 | -0.04212 | -0.03917 | -0.02427 | 2 | 21192.4058 | -2.1011 | 1.1297 | 1.9714 | 0
16 | 377 | -0.03348 | 0.03949 | 0.04216 | 0.02271 | 2 | 21192.4153 | -2.1011 | 1.1297 | 1.9714 | 0
16 | 1307 | -0.11327 | -0.24581 | -0.16255 | -0.39525 | 2 | 21570.2328 | -2.1432 | 1.1454 | 1.9978 | 0
16 | 1137 | 0.07813 | 0.25307 | 0.16556 | 0.41205 | 3 | 24718.6263 | 2.7928 | -1.5654 | -2.2274 | 0
16 | 389 | -0.03455 | 0.0416 | 0.06111 | 0.0144 | 3 | 4491.5421 | 0.43793 | -0.16582 | 0.72789 | 0
16 | 1183 | -0.13646 | -0.2414 | -0.1608 | -0.38478 | 3 | 4483.7832 | 0.43792 | -0.16475 | 0.72683 | 0
16 | 320 | 0.0283 | -0.04153 | -0.05209 | -0.01571 | 3 | 4400.0046 | 6.6095e-16 | -1 | 1.3011e-15 | 0
16 | 1208 | 0.1043 | -0.14276 | -0.07355 | -0.16017 | 3 | 6094.397 | 0.00089861 | 0.057381 | 0.94172 | 0
16 | 1247 | 0.07851 | -0.1508 | -0.0491 | -0.19712 | 3 | 38021.2313 | 3.2742 | 1.4519 | -5.726 | 0
16 | 589 | -0.00734 | -0.07915 | -0.03737 | 0.12601 | 3 | 1333.9462 | -0.21967 | -0.23403 | -0.5463 | 0
16 | 561 | -0.00159 | -0.01526 | -0.00738 | 0.17689 | 3 | 1384.4022 | -0.30758 | -0.22458 | -0.46784 | 0
16 | 442 | 0.01957 | 0.13255 | 0.06984 | -0.0541 | 3 | 1385.2576 | -0.30786 | -0.22451 | -0.46763 | 0
16 | 580 | -0.11607 | -0.21851 | -0.33603 | -0.12728 | 3 | 1119.7359 | -0.33087 | -0.3393 | -0.32984 | 0
16 | 608 | -0.21652 | -0.22198 | -0.33884 | -0.13053 | 3 | 1082.7182 | -0.32127 | -0.34674 | -0.33199 | 0
16 | 4225 | 0 | 0 | 0 | -1 | 3 | 23682.1289 | 2.6682 | -1.5131 | -2.1551 | 0
16 | 4665 | 0 | -1 | 0 | 0 | 3 | 28520.1297 | 3.2479 | -1.75 | -2.4979 | 0
17 | 914 | 0.02003 | -0.13021 | 0.08912 | -0.08306 | 3 | 4498.5477 | 0.43844 | -0.16687 | 0.72843 | 0
17 | 1213 | 0.07686 | -0.1696 | -0.06176 | -0.20355 | 3 | 4491.458 | 0.43801 | -0.16581 | 0.7278 | 0
17 | 335 | 0.02908 | -0.04212 | -0.03919 | -0.02429 | 3 | 1546.4382 | 0.17098 | 0.50518 | 0.32383 | 0
17 | 373 | -0.03348 | 0.03949 | 0.04219 | 0.02273 | 3 | 1529.7749 | 0.17376 | 0.50494 | 0.32129 | 0
17 | 1190 | 0.07813 | 0.25307 | 0.16569 | 0.41189 | 3 | 1524.9582 | 0.17363 | 0.50442 | 0.32195 | 0
17 | 372 | -0.03455 | 0.0416 | 0.06112 | 0.01443 | 3 | 1523.6012 | 0.17382 | 0.50431 | 0.32187 | 0
17 | 1133 | -0.13646 | -0.2414 | -0.16093 | -0.38463 | 3 | 1646.4021 | 0.25416 | 0.35037 | 0.39547 | 0
17 | 336 | 0.0283 | -0.04153 | -0.05209 | -0.01574 | 3 | 1646.0224 | 0.25416 | 0.35042 | 0.39541 | 0
17 | 1139 | 0.1043 | -0.14276 | -0.07364 | -0.16014 | 3 | 3533.8757 | 0.59493 | 0.091306 | 0.31376 | 0
17 | 1158 | 0.07851 | -0.1508 | -0.04924 | -0.19689 | 3 | 3529.2518 | 0.59477 | 0.092188 | 0.31304 | 0
17 | 434 | 0.01957 | 0.13255 | 0.06992 | -0.0503 | 3 | 3522.3142 | 0.59422 | 0.093004 | 0.31277 | 0
17 | 524 | -0.00734 | -0.07915 | -0.03742 | 0.12704 | 3 | 3519.4294 | 0.59392 | 0.093253 | 0.31283 | 0
17 | 561 | -0.00159 | -0.01526 | -0.00739 | 0.18018 | 3 | 1316.7861 | 0.21458 | 0.46156 | 0.32386 | 0
17 | 663 | -0.11607 | -0.21851 | -0.33581 | -0.12738 | 3 | 1316.2118 | 0.21455 | 0.46176 | 0.32368 | 0
17 | 706 | -0.21652 | -0.22198 | -0.33862 | -0.13062 | 3 | 1316.1015 | 0.21459 | 0.46171 | 0.3237 | 0
17 | 4225 | 0 | 0 | 0 | -1 | 3 | 1316.2661 | 0.21485 | 0.46144 | 0.32371 | 0
17 | 6735 | 0 | 1 | 0 | 0 | 3 | 1411.6089 | 0.26193 | 0.42252 | 0.31555 | 0
17 | 4665 | 0 | -1 | 0 | 0 | 3 | 2414.2071 | 0.45818 | 0.20824 | 0.33358 | 0
18 | 1026 | 0.02003 | -0.1302 | 0.08917 | -0.08304 | 3 | 2396.2189 | 0.45595 | 0.21056 | 0.33349 | 0
18 | 1263 | 0.07686 | -0.1696 | -0.06177 | -0.20316 | 3 | 2215.8084 | 0.42994 | 0.21855 | 0.35151 | 0
18 | 366 | -0.03348 | 0.03949 | 0.04219 | 0.02272 | 3 | 2213.0384 | 0.42957 | 0.21881 | 0.35163 | 0
18 | 1091 | 0.07813 | 0.25307 | 0.1657 | 0.41238 | 3 | 1434.2969 | 0.33557 | 0.33125 | 0.33318 | 0
18 | 376 | -0.03455 | 0.0416 | 0.06112 | 0.01445 | 3 | 1416.665 | 0.33333 | 0.33333 | 0.33333 | 0
18 | 1152 | 0.1043 | -0.14276 | -0.07365 | -0.15985 | 3 | 6098.4479 | 0.00062839 | 0.057421 | 0.94195 | 0
18 | 1203 | 0.07851 | -0.15079 | -0.04924 | -0.19661 | 3 | 6095.5381 | 0.00077967 | 0.057393 | 0.94183 | 0
18 | 435 | 0.01957 | 0.13254 | 0.06993 | -0.0507 | 3 | 1956.4054 | 0.049887 | -0.31518 | -0.73471 | 0
18 | 603 | -0.00734 | -0.07914 | -0.03742 | 0.12758 | 3 | 1963.6872 | 0.053009 | -0.31482 | -0.73819 | 0
18 | 561 | -0.00159 | -0.01526 | -0.00739 | 0.18096 | 3 | 1963.6852 | 0.053008 | -0.31484 | -0.73817 | 0
18 | 499 | -0.11607 | -0.21851 | -0.33578 | -0.12731 | 3 | 1963.8486 | 0.053013 | -0.31481 | -0.73821 | 0
18 | 548 | -0.21652 | -0.22199 | -0.33859 | -0.13056 | 3 | 1963.8649 | 0.053012 | -0.31487 | -0.73815 | 0
18 | 4665 | 0 | -1 | 0 | 0 | 3 | 1966.9406 | 0.053331 | -0.31469 | -0.73864 | 0
18 | 4225 | 0 | 0 | 0 | -1 | 3 | 4400.0046 | 1.2886e-16 | -1 | -2.7851e-16 | 0
19 | 1209 | 0.02003 | -0.1302 | 0.08869 | -0.08368 | 3 | 4400.0046 | 1.2886e-16 | -1 | -2.8142e-16 | 0
19 | 347 | -0.03348 | 0.03949 | 0.04221 | 0.02289 | 3 | 4400.0046 | 2.0494e-16 | -1 | 3.8742e-16 | 0
19 | 1046 | 0.07813 | 0.25307 | 0.16592 | 0.40954 | 3 | 8557.8728 | 0.5346 | 0.08835 | -1.6229 | 0
19 | 362 | -0.03455 | 0.0416 | 0.06118 | 0.01461 | 3 | 8595.6844 | 0.53788 | 0.090301 | -1.6282 | 0
19 | 1218 | 0.1043 | -0.14276 | -0.07378 | -0.16065 | 3 | 38613.0331 | 3.3248 | 1.483 | -5.8078 | 0
19 | 1273 | 0.07851 | -0.15079 | -0.04931 | -0.19615 | 3 | 40558.7453 | 3.4959 | 1.58 | -6.0758 | 0
19 | 420 | 0.01957 | 0.13254 | 0.07003 | -0.04306 | 3 | 20085.5868 | -2.0947 | 1.1278 | 1.9669 | 0
19 | 519 | -0.00734 | -0.07914 | -0.03748 | 0.13067 | 3 | 20088.5714 | -2.0951 | 1.128 | 1.9671 | 0
19 | 561 | -0.00159 | -0.01526 | -0.0074 | 0.18915 | 3 | 20094.9323 | -2.0959 | 1.1284 | 1.9675 | 0
19 | 411 | -0.21652 | -0.22199 | -0.33804 | -0.13151 | 3 | 20105.0171 | -2.0972 | 1.129 | 1.9682 | 0
19 | 4225 | 0 | 0 | 0 | -1 | 3 | 20105.7697 | -2.0973 | 1.129 | 1.9683 | 0
19 | 4665 | 0 | -1 | 0 | 0 | 3 | 20334.6539 | -2.5568 | 0.71667 | 0.8401 | 0
19 | 401 | 0.01997 | -0.08917 | -0.20047 | 0 | 3 | 1334.0044 | -0.2197 | -0.234 | -0.54629 | 0
19 | 400 | 0.01216 | -0.09214 | -0.20661 | 0 | 3 | 1367.548 | -0.2513 | -0.22162 | -0.52709 | 0
19 | 401 | 0.02278 | -0.08735 | -0.19841 | 0 | 3 | 1367.5263 | -0.25153 | -0.22164 | -0.52683 | 0
19 | 400 | 0.02014 | -0.08629 | -0.2009 | 0 | 3 | 1171.8826 | -0.29484 | -0.36881 | -0.33635 | 0
19 | 399 | 0.0122 | -0.08844 | -0.20732 | 0 | 3 | 1790.9754 | -0.45841 | -0.20788 | -0.33371 | 0
19 | 398 | 0 | -0.09384 | -0.21677 | 0 | 3 | 1785.4483 | -0.45788 | -0.20837 | -0.33375 | 0
19 | 399 | 0 | -0.09619 | -0.21629 | 0 | 3 | 1785.3448 | -0.45788 | -0.20841 | -0.33371 | 0
19 | 381 | -0.02436 | -0.09077 | -0.20778 | 0 | 3 | 1142.7197 | -0.33082 | -0.34385 | -0.32533 | 0
20 | 1336 | 0.02002 | -0.13049 | 0.0881 | -0.08471 | 3 | 1140.7218 | -0.3308 | -0.34366 | -0.32554 | 0
20 | 344 | -0.03347 | 0.03957 | 0.04228 | 0.02317 | 3 | 1139.9278 | -0.33073 | -0.34364 | -0.32562 | 0
20 | 1052 | 0.0781 | 0.25255 | 0.1659 | 0.40351 | 3 | 1137.6341 | -0.33061 | -0.34343 | -0.32595 | 0
20 | 370 | -0.03454 | 0.04176 | 0.06126 | 0.01475 | 3 | 1124.9372 | -0.32928 | -0.34314 | -0.32758 | 0
20 | 1269 | -0.13643 | -0.24093 | -0.16113 | -0.37714 | 3 | 1082.8872 | -0.32135 | -0.34675 | -0.3319 | 0
20 | 1294 | 0.10431 | -0.14249 | -0.07379 | -0.16303 | 3 | 1082.5411 | -0.32135 | -0.34669 | -0.33196 | 0
20 | 1370 | 0.07853 | -0.1504 | -0.04937 | -0.2006 | 3 | 1082.5418 | -0.32135 | -0.34669 | -0.33196 | 0
20 | 414 | 0.02129 | 0.12607 | 0.06891 | -0.01388 | 3 | 1090.5738 | -0.3248 | -0.34348 | -0.33172 | 0
20 | 615 | -0.00757 | -0.08249 | -0.03907 | 0.13349 | 3 | 1090.6563 | -0.32483 | -0.34346 | -0.33172 | 0
20 | 294 | -0.00409 | -0.03428 | -0.0189 | 0.07526 | 3 | 1111.1927 | -0.33139 | -0.33648 | -0.33213 | 0
20 | 561 | -0.00162 | -0.01572 | -0.00762 | 0.1891 | 3 | 1110.3949 | -0.33118 | -0.33676 | -0.33206 | 0
20 | 427 | 0.01951 | 0.1316 | 0.06973 | -0.04742 | 3 | 4400.0046 | -5.5702e-16 | -1 | -8.3969e-16 | 0
20 | 383 | -0.21655 | -0.22242 | -0.33793 | -0.13311 | 3 | 4400.0046 | -1.7584e-16 | -1 | -2.4359e-16 | 0
20 | 4225 | 0 | 0 | 0 | -1 | 3 | 4400.0046 | -2.2281e-17 | -1 | 3.1052e-16 | 0
20 | 4665 | 0 | -1 | 0 | 0 | 3 | 4400.0046 | -2.5232e-16 | -1 | -5.4455e-16 | 0
20 | 401 | 0.03414 | -0.08341 | -0.1888 | 0 | 3 | 3595.8832 | -0.26181 | 0.013257 | -0.75145 | 0
20 | 400 | 0.01367 | -0.09312 | -0.20452 | 0 | 3 | 3578.6517 | -0.26146 | 0.011501 | -0.75005 | 0
20 | 397 | 0.01377 | -0.08526 | -0.20602 | 0 | 3 | 3571.83 | -0.2614 | 0.010778 | -0.74938 | 0
20 | 399 | 0.03043 | -0.08088 | -0.19252 | 0 | 3 | 14319.3049 | -0.97315 | -0.94094 | 0.91409 | 0
20 | 396 | 0 | -0.09135 | -0.21668 | 0 | 3 | 14319.1355 | -0.97315 | -0.94094 | 0.91409 | 0
20 | 401 | 0.0296 | -0.08691 | -0.19202 | 0 | 4 | 1688.5368 | 0.25424 | 0.35034 | 0.39542 | 0
20 | 401 | 0.02864 | -0.08742 | -0.19274 | 0 | 4 | 1413.6133 | 0.32991 | 0.33707 | 0.33303 | 0
20 | 378 | 0 | -0.09277 | -0.20489 | 0 | 4 | 4733.2213 | 0.43798 | -0.16621 | 0.72823 | 0
20 | 379 | -0.01879 | -0.09364 | -0.20519 | 0 | 4 | 3638.1297 | 0.59216 | 0.094581 | 0.31326 | 0
20 | 377 | -0.07031 | -0.09027 | -0.20715 | 0 | 4 | 1316.517 | 0.21448 | 0.4618 | 0.32372 | 0
21 | 915 | 0.02002 | -0.13048 | 0.08872 | -0.08558 | 4 | 1316.1006 | 0.2146 | 0.46169 | 0.32371 | 0
21 | 1080 | 0.07689 | -0.16921 | -0.06182 | -0.20673 | 4 | 2203.0256 | 0.42981 | 0.21867 | 0.35151 | 0
21 | 278 | 0.02907 | -0.04221 | -0.03928 | -0.02499 | 4 | 1416.9507 | 0.33336 | 0.33335 | 0.3333 | 0
21 | 424 | -0.03347 | 0.03957 | 0.0423 | 0.02339 | 4 | 6210.4125 | 0.00083035 | 0.057693 | 0.94148 | 0
21 | 1292 | 0.0781 | 0.25255 | 0.16575 | 0.40154 | 4 | 40002.1795 | 3.2683 | 1.451 | -5.7193 | 0
21 | 434 | -0.03454 | 0.04176 | 0.06126 | 0.0151 | 4 | 24359.1708 | 2.656 | -1.5067 | -2.1493 | 0
21 | 273 | 0.0283 | -0.04168 | -0.0522 | -0.01641 | 4 | 1392.8604 | -0.21988 | -0.23409 | -0.54603 | 0
21 | 988 | 0.10431 | -0.14249 | -0.07368 | -0.16276 | 4 | 3277.7542 | -0.60058 | -0.08667 | -0.31275 | 0
21 | 1039 | 0.07853 | -0.1504 | -0.04928 | -0.20017 | 4 | 1560.5418 | -0.35803 | -0.34911 | -0.29286 | 0
21 | 795 | 0.01951 | 0.1316 | 0.06965 | -0.0416 | 4 | 1555.6918 | -0.3579 | -0.34875 | -0.29335 | 0
21 | 521 | -0.00757 | -0.08249 | -0.03901 | 0.1428 | 4 | 1173.3843 | -0.29474 | -0.36887 | -0.33639 | 0
21 | 562 | -0.00162 | -0.01572 | -0.00761 | 0.217 | 4 | 27056.6604 | 2.9705 | -1.6361 | -2.3344 | 0
21 | 478 | -0.1161 | -0.21895 | -0.33544 | -0.13097 | 4 | 4730.1323 | 0.43775 | -0.16568 | 0.72792 | 0
21 | 609 | -0.21655 | -0.22242 | -0.33826 | -0.13426 | 4 | 4725.6762 | 0.43764 | -0.1651 | 0.72746 | 0
21 | 4225 | 0 | 0 | 0 | -1 | 4 | 4715.1322 | 0.43731 | -0.16349 | 0.72619 | 0
21 | 6735 | 0 | 1 | 0 | 0 | 4 | 1539.6149 | 0.17211 | 0.50477 | 0.32312 | 0
21 | 4665 | 0 | -1 | 0 | 0 | 4 | 1530.2943 | 0.17373 | 0.50469 | 0.32158 | 0
22 | 1149 | 0.02002 | -0.13049 | 0.08864 | -0.08546 | 4 | 1527.9087 | 0.17359 | 0.50434 | 0.32207 | 0
22 | 1503 | -0.07689 | 0.16921 | 0.06187 | 0.20667 | 4 | 1527.1352 | 0.17376 | 0.50437 | 0.32186 | 0
22 | 353 | -0.03347 | 0.03957 | 0.04228 | 0.02335 | 4 | 1526.1926 | 0.17381 | 0.50426 | 0.32193 | 0
22 | 1226 | -0.11324 | -0.24533 | -0.16271 | -0.38579 | 4 | 3665.788 | 0.59502 | 0.092107 | 0.31288 | 0
22 | 1213 | 0.0781 | 0.25255 | 0.16572 | 0.40194 | 4 | 3667.5891 | 0.59546 | 0.092169 | 0.31237 | 0
22 | 363 | -0.03454 | 0.04176 | 0.0612 | 0.01506 | 4 | 3663.8596 | 0.59485 | 0.092422 | 0.31273 | 0
22 | 1100 | -0.13643 | -0.24093 | -0.16096 | -0.37572 | 4 | 3660.5115 | 0.59454 | 0.092687 | 0.31277 | 0
22 | 353 | 0.0283 | -0.04168 | -0.05218 | -0.01637 | 4 | 3652.3059 | 0.59369 | 0.093543 | 0.31276 | 0
22 | 1243 | 0.10431 | -0.14249 | -0.07368 | -0.16271 | 4 | 1688.5433 | 0.25418 | 0.3504 | 0.39543 | 0
22 | 1275 | 0.07853 | -0.1504 | -0.04933 | -0.20026 | 4 | 1316.1178 | 0.21458 | 0.4617 | 0.32371 | 0
22 | 583 | 0.01951 | 0.1316 | 0.06965 | -0.04286 | 4 | 1316.9161 | 0.21567 | 0.46055 | 0.32378 | 0
22 | 546 | -0.00757 | -0.08249 | -0.03901 | 0.14195 | 4 | 1425.7917 | 0.26111 | 0.42301 | 0.31588 | 0
22 | 562 | -0.00162 | -0.01572 | -0.00761 | 0.21497 | 4 | 2419.407 | 0.45782 | 0.20861 | 0.33357 | 0
22 | 575 | -0.1161 | -0.21895 | -0.33559 | -0.1308 | 4 | 2418.8667 | 0.45774 | 0.20854 | 0.33371 | 0
22 | 624 | -0.21655 | -0.22242 | -0.33841 | -0.13409 | 4 | 2135.2143 | 0.40743 | 0.22618 | 0.36639 | 0
22 | 4665 | 0 | -1 | 0 | 0 | 4 | 2208.5045 | 0.42981 | 0.21778 | 0.35241 | 0
22 | 4225 | 0 | 0 | 0 | -1 | 4 | 2206.7296 | 0.42978 | 0.21805 | 0.35217 | 0
22 | 6735 | 0 | 1 | 0 | 0 | 4 | 2204.0538 | 0.42995 | 0.21859 | 0.35146 | 0
23 | 1451 | 0.0155 | 0.2756 | 0.17605 | 0.02355 | 4 | 1421.8327 | 0.3335 | 0.33256 | 0.33395 | 0
23 | 1114 | 0.02002 | -0.13049 | 0.08855 | -0.08648 | 4 | 1419.288 | 0.33366 | 0.33301 | 0.33333 | 0
23 | 1518 | -0.07689 | 0.16921 | 0.062 | 0.20748 | 4 | 1416.8654 | 0.33328 | 0.33335 | 0.33338 | 0
23 | 1327 | 0.07689 | -0.16921 | -0.062 | -0.20748 | 4 | 1417.2157 | 0.3334 | 0.33331 | 0.3333 | 0
23 | 366 | -0.03347 | 0.03957 | 0.04229 | 0.02363 | 4 | 1417.0296 | 0.33337 | 0.33334 | 0.33329 | 0
23 | 1242 | -0.11324 | -0.24533 | -0.16285 | -0.38224 | 4 | 1416.6213 | 0.33328 | 0.33339 | 0.33333 | 0
23 | 1200 | 0.0781 | 0.25255 | 0.16587 | 0.39816 | 4 | 6216.8194 | 0.00062612 | 0.057214 | 0.94216 | 0
23 | 377 | -0.03454 | 0.04176 | 0.0612 | 0.01538 | 4 | 6211.2073 | 0.00074418 | 0.057701 | 0.94156 | 0
23 | 621 | -0.1161 | -0.21895 | -0.33531 | -0.13226 | 4 | 4399.9996 | 6.4035e-17 | -1 | -2.6862e-17 | 0
23 | 1116 | -0.13643 | -0.24093 | -0.16109 | -0.37233 | 4 | 2117.4629 | 0.052553 | -0.31493 | -0.73763 | 0
23 | 343 | 0.0283 | -0.04168 | -0.05221 | -0.01669 | 4 | 2118.5238 | 0.05285 | -0.31499 | -0.73786 | 0
23 | 1229 | 0.10431 | -0.14249 | -0.07378 | -0.16343 | 4 | 2118.9918 | 0.05286 | -0.31495 | -0.73791 | 0
23 | 676 | -0.21655 | -0.22242 | -0.33813 | -0.13556 | 4 | 2119.4284 | 0.05287 | -0.31492 | -0.73795 | 0
23 | 1265 | 0.07853 | -0.1504 | -0.04945 | -0.19981 | 4 | 2141.7779 | 0.054742 | -0.31379 | -0.74095 | 0
23 | 892 | -0.00162 | -0.01572 | -0.00762 | 0.23614 | 4 | 9090.9287 | 0.53644 | 0.090692 | -1.6271 | 0
23 | 794 | 0.01951 | 0.1316 | 0.06972 | -0.02556 | 4 | 9084.1026 | 0.53826 | 0.089032 | -1.6273 | 0
23 | 680 | -0.00757 | -0.08249 | -0.03906 | 0.14962 | 4 | 4399.9996 | 2.6238e-15 | -1 | 2.8899e-15 | 0
23 | 4225 | 0 | 0 | 0 | -1 | 4 | 41535.4298 | 3.3975 | 1.5207 | -5.9182 | 0
23 | 6735 | 0 | 1 | 0 | 0 | 4 | 42646.2842 | 3.4927 | 1.571 | -6.0637 | 0
23 | 4665 | 0 | -1 | 0 | 0 | 4 | 4399.9996 | 3.418e-16 | -1 | 9.7716e-16 | 0
24 | 1779 | 0.0155 | 0.27482 | 0.17576 | 0.02358 | 4 | 4399.9996 | 3.4762e-17 | -1 | -5.2393e-17 | 0
24 | 898 | 0.02002 | -0.12551 | 0.08904 | -0.08631 | 4 | 24358.6092 | 2.656 | -1.5067 | -2.1493 | 0
24 | 1136 | 0.07689 | -0.16948 | -0.06172 | -0.20703 | 4 | 19508.5712 | -2.0811 | 1.1253 | 1.9558 | 0
24 | 278 | 0.02907 | -0.04206 | -0.03927 | -0.02519 | 4 | 19609.7354 | -2.0931 | 1.1276 | 1.9655 | 0
24 | 428 | -0.03347 | 0.03942 | 0.04232 | 0.02358 | 4 | 19624.5931 | -2.0949 | 1.1285 | 1.9664 | 0
24 | 1296 | 0.0781 | 0.25282 | 0.16567 | 0.39913 | 4 | 19613.4155 | -2.0936 | 1.1279 | 1.9658 | 0
24 | 445 | -0.03454 | 0.04156 | 0.06129 | 0.01535 | 4 | 19617.1051 | -2.0941 | 1.1281 | 1.9661 | 0
24 | 509 | -0.1161 | -0.21886 | -0.33553 | -0.13199 | 4 | 22692.7974 | -2.4614 | 1.2609 | 2.2005 | 0
24 | 268 | 0.0283 | -0.0415 | -0.05221 | -0.01665 | 4 | 1392.6985 | -0.21972 | -0.2342 | -0.54608 | 0
24 | 1029 | 0.10431 | -0.14269 | -0.07361 | -0.16307 | 4 | 1388.006 | -0.22134 | -0.23675 | -0.54191 | 0
24 | 648 | -0.21655 | -0.22234 | -0.33834 | -0.13529 | 4 | 20651.3749 | -2.6393 | 0.75407 | 0.88521 | 0
24 | 1087 | 0.07853 | -0.15068 | -0.04918 | -0.20013 | 4 | 20517.1735 | -2.6246 | 0.74524 | 0.87934 | 0
24 | 759 | -0.00162 | -0.0159 | -0.0076 | 0.23249 | 4 | 1410.6839 | -0.25122 | -0.2218 | -0.52698 | 0
24 | 898 | 0.01951 | 0.1323 | 0.0696 | -0.03059 | 4 | 1410.9204 | -0.25143 | -0.2217 | -0.52686 | 0
24 | 538 | -0.00757 | -0.08358 | -0.03897 | 0.14875 | 4 | 3209.5847 | -0.59494 | -0.09312 | -0.31194 | 0
24 | 4225 | 0 | 0 | 0 | -1 | 4 | 3165.2777 | -0.59043 | -0.096141 | -0.31343 | 0
24 | 6735 | 0 | 1 | 0 | 0 | 4 | 1418.3244 | -0.30731 | -0.22463 | -0.46806 | 0
24 | 4665 | 0 | -1 | 0 | 0 | 4 | 1418.318 | -0.3075 | -0.22466 | -0.46784 | 0
[6 empty] | 4 | 1411.3068 | -0.30882 | -0.22837 | -0.46281 | 0
[6 empty] | 4 | 1173.2401 | -0.2948 | -0.3688 | -0.3364 | 0
[6 empty] | 4 | 1779.8685 | -0.45826 | -0.20819 | -0.33356 | 0
[6 empty] | 4 | 1779.5201 | -0.45822 | -0.20821 | -0.33357 | 0
[6 empty] | 4 | 1777.1882 | -0.45799 | -0.20842 | -0.33359 | 0
[6 empty] | 4 | 1777.1283 | -0.458 | -0.20844 | -0.33356 | 0
[6 empty] | 4 | 1261.4825 | -0.33278 | -0.34393 | -0.32329 | 0
[6 empty] | 4 | 1686.3767 | -0.43867 | -0.22747 | -0.33387 | 0
[6 empty] | 4 | 1241.3126 | -0.33103 | -0.34363 | -0.32534 | 0
[6 empty] | 4 | 1238.3126 | -0.3308 | -0.34353 | -0.32567 | 0
[6 empty] | 4 | 1233.4308 | -0.33014 | -0.34364 | -0.32621 | 0
[6 empty] | 4 | 1182.2895 | -0.32106 | -0.34691 | -0.33203 | 0
[6 empty] | 4 | 1182.681 | -0.32139 | -0.34666 | -0.33195 | 0
[6 empty] | 4 | 1183.1818 | -0.32177 | -0.34635 | -0.33188 | 0
[6 empty] | 4 | 1187.5144 | -0.32463 | -0.34369 | -0.33168 | 0
[6 empty] | 4 | 1187.7315 | -0.32474 | -0.34359 | -0.33167 | 0
[6 empty] | 4 | 1202.7328 | -0.33122 | -0.33676 | -0.33202 | 0
[6 empty] | 4 | 1203.7871 | -0.3316 | -0.33628 | -0.33213 | 0
[6 empty] | 4 | 1209.8445 | -0.33328 | -0.33431 | -0.33241 | 0
[6 empty] | 4 | 1270.3103 | -0.35 | -0.31463 | -0.33537 | 0
[6 empty] | 4 | 4399.9996 | -5.0314e-17 | -1 | 3.6592e-17 | 0
[6 empty] | 4 | 4399.9996 | -1.1975e-16 | -1 | -2.3244e-16 | 0
[6 empty] | 4 | 3706.038 | -0.2617 | 0.012462 | -0.75077 | 0
[6 empty] | 4 | 3698.2035 | -0.2616 | 0.011665 | -0.75007 | 0
[6 empty] | 4 | 3691.1188 | -0.26155 | 0.010916 | -0.74937 | 0
[6 empty] | 4 | 4399.9996 | -3.1186e-15 | -1 | -2.9814e-15 | 0
[6 empty] | 4 | 14106.4407 | -0.97315 | -0.94118 | 0.91432 | 0
[6 empty] | 4 | 14088.3616 | -0.97318 | -0.93997 | 0.91315 | 0
[6 empty] | 4 | 4399.9996 | -3.4222e-17 | -1 | 3.2101e-17 | 0
[6 empty] | 4 | 4399.9996 | -3.4222e-17 | -1 | -6.4451e-17 | 0
[6 empty] | 5 | 2453.7337 | 0.46189 | 0.20692 | 0.33119 | 0
[6 empty] | 5 | 5010.9125 | 0.43753 | -0.1653 | 0.72777 | 0
[6 empty] | 5 | 1510.5733 | 0.17648 | 0.50153 | 0.32199 | 0
[6 empty] | 5 | 1739.6479 | 0.2544 | 0.34994 | 0.39566 | 0
[6 empty] | 5 | 1313.822 | 0.2154 | 0.46093 | 0.32367 | 0
[6 empty] | 5 | 2187.6256 | 0.42947 | 0.2188 | 0.35173 | 0
[6 empty] | 5 | 2187.1448 | 0.42948 | 0.2189 | 0.35163 | 0
[6 empty] | 5 | 1431.0804 | 0.33512 | 0.33179 | 0.33309 | 0
[6 empty] | 5 | 1421.8028 | 0.33387 | 0.33335 | 0.33277 | 0
[6 empty] | 5 | 46026.7888 | 3.5932 | 1.6188 | -6.2119 | 0
[6 empty] | 5 | 1471.2159 | -0.2199 | -0.23427 | -0.54584 | 0
[6 empty] | 5 | 1473.6788 | -0.25114 | -0.22202 | -0.52683 | 0
[6 empty] | 5 | 1774.2378 | -0.4578 | -0.20851 | -0.3337 | 0
[6 empty] | 5 | 5008.1387 | 0.43736 | -0.16477 | 0.72741 | 0
[6 empty] | 5 | 25388.1856 | 2.6371 | -1.4978 | -2.1393 | 0
[6 empty] | 5 | 25554.2542 | 2.6557 | -1.505 | -2.1507 | 0
[6 empty] | 5 | 26136.6411 | 2.7204 | -1.5339 | -2.1866 | 0
[6 empty] | 5 | 1527.2553 | 0.1743 | 0.50218 | 0.32352 | 0
[6 empty] | 5 | 1515.6676 | 0.1764 | 0.50204 | 0.32156 | 0
[6 empty] | 5 | 1511.2356 | 0.17644 | 0.50162 | 0.32194 | 0
[6 empty] | 5 | 1734.9432 | 0.25454 | 0.3504 | 0.39506 | 0
[6 empty] | 5 | 3765.8143 | 0.59438 | 0.092527 | 0.31309 | 0
[6 empty] | 5 | 3764.3281 | 0.59421 | 0.092816 | 0.31297 | 0
[6 empty] | 5 | 3762.852 | 0.59406 | 0.092777 | 0.31316 | 0
[6 empty] | 5 | 3752.3386 | 0.59301 | 0.093796 | 0.31319 | 0
[6 empty] | 5 | 1314.281 | 0.21526 | 0.46105 | 0.32368 | 0
[6 empty] | 5 | 1313.8232 | 0.2154 | 0.46093 | 0.32367 | 0
[6 empty] | 5 | 1316.4575 | 0.21847 | 0.45762 | 0.32391 | 0
[6 empty] | 5 | 1433.9729 | 0.26166 | 0.42228 | 0.31606 | 0
[6 empty] | 5 | 2416.5971 | 0.45774 | 0.20857 | 0.33369 | 0
[6 empty] | 5 | 2416.4981 | 0.45773 | 0.20858 | 0.3337 | 0
[6 empty] | 5 | 2392.3337 | 0.45472 | 0.21184 | 0.33345 | 0
[6 empty] | 5 | 2105.421 | 0.40727 | 0.22684 | 0.36589 | 0
[6 empty] | 5 | 2190.355 | 0.42987 | 0.2187 | 0.35143 | 0
[6 empty] | 5 | 2187.5437 | 0.4294 | 0.21879 | 0.3518 | 0
[6 empty] | 5 | 1472.0301 | 0.33917 | 0.33353 | 0.3273 | 0
[6 empty] | 5 | 1421.2583 | 0.3339 | 0.33284 | 0.33326 | 0
[6 empty] | 5 | 1418.2906 | 0.33347 | 0.3334 | 0.33313 | 0
[6 empty] | 5 | 1419.1984 | 0.33365 | 0.33296 | 0.33339 | 0
[6 empty] | 5 | 1417.3331 | 0.33336 | 0.3334 | 0.33324 | 0
[6 empty] | 5 | 1417.7956 | 0.33345 | 0.33316 | 0.33339 | 0
[6 empty] | 5 | 1417.7219 | 0.33344 | 0.33317 | 0.33339 | 0
[6 empty] | 5 | 1416.5444 | 0.33319 | 0.33348 | 0.33332 | 0
[6 empty] | 5 | 1417.0006 | 0.33333 | 0.33333 | 0.33333 | 0
[6 empty] | 5 | 1416.6826 | 0.33326 | 0.33342 | 0.33332 | 0
[6 empty] | 5 | 1416.7347 | 0.33329 | 0.3334 | 0.33332 | 0
[6 empty] | 5 | 6354.7825 | 0.00062374 | 0.057444 | 0.94193 | 0
[6 empty] | 5 | 6351.5344 | 0.00093213 | 0.057471 | 0.9416 | 0
[6 empty] | 5 | 2272.6234 | 0.05209 | -0.31499 | -0.7371 | 0
[6 empty] | 5 | 2272.6026 | 0.052089 | -0.31504 | -0.73705 | 0
[6 empty] | 5 | 2272.6256 | 0.052089 | -0.31505 | -0.73704 | 0
[6 empty] | 5 | 2274.7605 | 0.052387 | -0.31496 | -0.73743 | 0
[6 empty] | 5 | 2288.4786 | 0.05392 | -0.31584 | -0.73808 | 0
[6 empty] | 5 | 2302.8259 | 0.054507 | -0.31356 | -0.74095 | 0
[6 empty] | 5 | 2474.3027 | 0.074254 | -0.32112 | -0.75313 | 0
[6 empty] | 5 | 6360.2522 | 2.1584e-05 | 0.057498 | 0.94248 | 0
[6 empty] | 5 | 2334.4261 | 0.10178 | 0.57471 | 0.32351 | 0
[6 empty] | 5 | 9890.1603 | 0.56113 | 0.10399 | -1.6651 | 0
[6 empty] | 5 | 9876.6059 | 0.56336 | 0.10136 | -1.6647 | 0
[6 empty] | 5 | 4400.0079 | 2.7648e-17 | -1 | 1.374e-16 | 0
[6 empty] | 5 | 4820.4521 | 0.33196 | -0.39201 | -0.93996 | 0
[6 empty] | 5 | 44588.2951 | 3.4769 | 1.5549 | -6.0317 | 0
[6 empty] | 5 | 95195.5427 | 8.0939 | 4.1954 | -11.2893 | 0
[6 empty] | 5 | 5020.9374 | 0.43695 | -0.1661 | 0.72915 | 0
[6 empty] | 5 | 5020.2416 | 0.43773 | -0.1665 | 0.72877 | 0
[6 empty] | 5 | 18690.3243 | -2.0424 | 1.1114 | 1.931 | 0
[6 empty] | 5 | 18948.2045 | -2.075 | 1.121 | 1.954 | 0
[6 empty] | 5 | 18948.6643 | -2.0751 | 1.1211 | 1.954 | 0
[6 empty] | 5 | 18986.563 | -2.0793 | 1.1213 | 1.9579 | 0
[6 empty] | 5 | 18950.7175 | -2.0754 | 1.1212 | 1.9543 | 0
[6 empty] | 5 | 1470.6727 | -0.22008 | -0.23425 | -0.54568 | 0
[6 empty] | 5 | 19743.2813 | -2.6146 | 0.74066 | 0.87398 | 0
[6 empty] | 5 | 19607.1788 | -2.5974 | 0.73567 | 0.86178 | 0
[6 empty] | 5 | 1474.0809 | -0.25154 | -0.22183 | -0.52662 | 0
[6 empty] | 5 | 3121.0917 | -0.5963 | -0.09076 | -0.31294 | 0
[6 empty] | 5 | 3108.1643 | -0.59531 | -0.09186 | -0.31283 | 0
[6 empty] | 5 | 3097.3004 | -0.59409 | -0.092646 | -0.31326 | 0
[6 empty] | 5 | 1466.7357 | -0.3077 | -0.2248 | -0.46749 | 0
[6 empty] | 5 | 1466.7108 | -0.3078 | -0.22481 | -0.46739 | 0
[6 empty] | 5 | 1551.8266 | -0.35816 | -0.34895 | -0.29289 | 0
[6 empty] | 5 | 1551.5627 | -0.35816 | -0.34892 | -0.29292 | 0
[6 empty] | 5 | 1551.4811 | -0.35817 | -0.3489 | -0.29293 | 0
[6 empty] | 5 | 1551.1757 | -0.35815 | -0.34889 | -0.29297 | 0
[6 empty] | 5 | 1512.9903 | -0.35398 | -0.34847 | -0.29756 | 0
[6 empty] | 5 | 1399.4025 | -0.34194 | -0.3467 | -0.31136 | 0
[6 empty] | 5 | 1179.4287 | -0.29458 | -0.3691 | -0.33632 | 0
[6 empty] | 5 | 1179.3791 | -0.2946 | -0.36908 | -0.33633 | 0
[6 empty] | 5 | 1179.3314 | -0.29462 | -0.36905 | -0.33633 | 0
[6 empty] | 5 | 1263.3779 | -0.3248 | -0.34776 | -0.32744 | 0
[6 empty] | 5 | 1762.4751 | -0.4524 | -0.2092 | -0.3384 | 0
[6 empty] | 5 | 1780.9836 | -0.45859 | -0.2083 | -0.3331 | 0
[6 empty] | 5 | 1773.1486 | -0.45763 | -0.20861 | -0.33375 | 0
[6 empty] | 5 | 1203.3366 | -0.31725 | -0.34815 | -0.3346 | 0
[6 empty] | 5 | 1203.677 | -0.31744 | -0.34799 | -0.33457 | 0
[6 empty] | 5 | 1279.8511 | -0.35049 | -0.31483 | -0.33468 | 0
[6 empty] | 5 | 1275.204 | -0.35039 | -0.31419 | -0.33542 | 0
[6 empty] | 5 | 1275.5057 | -0.3505 | -0.31405 | -0.33545 | 0
[6 empty] | 5 | 4400.0079 | -5.0308e-17 | -1 | 1.0611e-16 | 0
[6 empty] | 5 | 4400.0079 | -5.0308e-17 | -1 | 4.608e-17 | 0
[6 empty] | 5 | 4400.0079 | -1.3866e-16 | -1 | -2.824e-16 | 0
[6 empty] | 5 | 4400.0079 | -1.4036e-16 | -1 | 5.2422e-17 | 0
[6 empty] | 5 | 4400.0079 | -2.1265e-16 | -1 | 3.8555e-17 | 0
[6 empty] | 5 | 3916.7248 | -0.2608 | 0.016959 | -0.75616 | 0
[6 empty] | 5 | 3913.4774 | -0.2606 | 0.016548 | -0.75594 | 0
[6 empty] | 5 | 3907.6751 | -0.26068 | 0.016039 | -0.75536 | 0
[6 empty] | 5 | 13913.8992 | -0.97626 | -0.94274 | 0.91899 | 0
[6 empty] | 5 | 13894.2318 | -0.9749 | -0.94282 | 0.91771 | 0
[6 empty] | 5 | 4400.0079 | -3.5216e-17 | -1 | -1.1964e-17 | 0
[6 empty] | 6 | 1339.6892 | 0.21013 | 0.4667 | 0.32317 | 0
[6 empty] | 6 | 1681.9639 | 0.25174 | 0.35092 | 0.39734 | 0
[6 empty] | 6 | 1339.3897 | 0.21009 | 0.4667 | 0.32321 | 0
[6 empty] | 6 | 2093.6257 | 0.43048 | 0.21772 | 0.3518 | 0
[6 empty] | 6 | 1417.1602 | 0.3334 | 0.33325 | 0.33335 | 0
[6 empty] | 6 | 18776.8289 | -2.1175 | 1.1359 | 1.9816 | 0
[6 empty] | 6 | 1896.9093 | -0.45801 | -0.20754 | -0.33445 | 0
[6 empty] | 6 | 1176.254 | -0.32148 | -0.34658 | -0.33193 | 0
[6 empty] | 6 | 1176.3794 | -0.32179 | -0.3463 | -0.33191 | 0
[6 empty] | 6 | 1184.5146 | -0.32545 | -0.34276 | -0.33179 | 0
[6 empty] | 6 | 4314.4909 | -0.26594 | -0.0037334 | -0.73033 | 0
[6 empty] | 6 | 13621.7651 | -0.97328 | -0.94093 | 0.91421 | 0
[6 empty] | 6 | 1604.6123 | 0.16037 | 0.51861 | 0.32102 | 0
[6 empty] | 6 | 1588.0197 | 0.16194 | 0.51722 | 0.32083 | 0
[6 empty] | 6 | 1587.5474 | 0.16198 | 0.51718 | 0.32084 | 0
[6 empty] | 6 | 1587.466 | 0.16207 | 0.51716 | 0.32077 | 0
[6 empty] | 6 | 1586.3746 | 0.16207 | 0.51706 | 0.32086 | 0
[6 empty] | 6 | 1585.3389 | 0.16214 | 0.51694 | 0.32092 | 0
[6 empty] | 6 | 1681.9131 | 0.25183 | 0.35084 | 0.39733 | 0
[6 empty] | 6 | 3543.7808 | 0.5928 | 0.094089 | 0.31311 | 0
[6 empty] | 6 | 3542.0116 | 0.5926 | 0.094046 | 0.31336 | 0
[6 empty] | 6 | 3541.9327 | 0.59261 | 0.094043 | 0.31335 | 0
[6 empty] | 6 | 3538.8799 | 0.59218 | 0.094352 | 0.31347 | 0
[6 empty] | 6 | 1340.1704 | 0.20987 | 0.46691 | 0.32323 | 0
[6 empty] | 6 | 1339.3635 | 0.21012 | 0.46666 | 0.32322 | 0
[6 empty] | 6 | 2335.3468 | 0.45935 | 0.20726 | 0.33339 | 0
[6 empty] | 6 | 2333.325 | 0.45911 | 0.20735 | 0.33355 | 0
[6 empty] | 6 | 2004.2653 | 0.40789 | 0.22593 | 0.36618 | 0
[6 empty] | 6 | 1449.1859 | 0.25973 | 0.42553 | 0.31474 | 0
[6 empty] | 6 | 2094.5072 | 0.43056 | 0.21759 | 0.35185 | 0
[6 empty] | 6 | 2094.44 | 0.43058 | 0.21758 | 0.35184 | 0
[6 empty] | 6 | 2092.6945 | 0.43035 | 0.21785 | 0.3518 | 0
[6 empty] | 6 | 1424.3893 | 0.33433 | 0.3326 | 0.33307 | 0
[6 empty] | 6 | 1417.8323 | 0.33314 | 0.33375 | 0.33311 | 0
[6 empty] | 6 | 1417.7803 | 0.33348 | 0.33323 | 0.33329 | 0
[6 empty] | 6 | 1416.5804 | 0.33319 | 0.33348 | 0.33332 | 0
[6 empty] | 6 | 1417.0246 | 0.33338 | 0.33327 | 0.33335 | 0
[6 empty] | 6 | 1416.8552 | 0.33334 | 0.3333 | 0.33336 | 0
[6 empty] | 6 | 1416.7548 | 0.33331 | 0.33334 | 0.33335 | 0
[6 empty] | 6 | 4399.9976 | 6.5628e-17 | -1 | 4.194e-16 | 0
[6 empty] | 6 | 2773.0451 | 0.054459 | -0.31483 | -0.73962 | 0
[6 empty] | 6 | 2773.0255 | 0.054459 | -0.31485 | -0.73961 | 0
[6 empty] | 6 | 2773.1475 | 0.054462 | -0.31486 | -0.7396 | 0
[6 empty] | 6 | 2776.456 | 0.054804 | -0.31475 | -0.74006 | 0
[6 empty] | 6 | 2777.7892 | 0.05483 | -0.31467 | -0.74016 | 0
[6 empty] | 6 | 5858.0335 | 0.0012548 | 0.057723 | 0.94102 | 0
[6 empty] | 6 | 5853.3596 | 0.0013884 | 0.058043 | 0.94057 | 0
[6 empty] | 6 | 5853.2455 | 0.0014006 | 0.058042 | 0.94056 | 0
[6 empty] | 6 | 4399.9976 | 1.4202e-14 | -1 | 1.2356e-14 | 0
[6 empty] | 6 | 4399.9976 | 1.7227e-17 | -1 | -1.6048e-16 | 0
[6 empty] | 6 | 4399.9976 | 2.2303e-16 | -1 | -2.2765e-16 | 0
[6 empty] | 6 | 9679.2926 | 0.43303 | 0.039443 | -1.4725 | 0
[6 empty] | 6 | 9743.5183 | 0.43779 | 0.041884 | -1.4797 | 0
[6 empty] | 6 | 7000.0145 | 3.6383e-16 | 1 | 4.4788e-16 | 0
[6 empty] | 6 | 35204.5893 | 2.3002 | 0.97648 | -4.2767 | 0
[6 empty] | 6 | 35549.4581 | 2.3261 | 0.98948 | -4.3156 | 0
[6 empty] | 6 | 35426.014 | 2.3182 | 0.98263 | -4.3008 | 0
[6 empty] | 6 | 4399.9976 | 3.9633e-17 | -1 | 1.8612e-16 | 0
[6 empty] | 6 | 4399.9976 | 4.0043e-14 | -1 | 4.5221e-14 | 0
[6 empty] | 6 | 4515.5866 | 0.43704 | -0.16408 | 0.72704 | 0
[6 empty] | 6 | 4515.4425 | 0.43702 | -0.16408 | 0.72705 | 0
[6 empty] | 6 | 4515.522 | 0.43703 | -0.16408 | 0.72705 | 0
[6 empty] | 6 | 4515.205 | 0.43699 | -0.16406 | 0.72707 | 0
[6 empty] | 6 | 25684.8979 | 2.6529 | -1.5041 | -2.1488 | 0
[6 empty] | 6 | 26115.6934 | 2.7003 | -1.5238 | -2.1765 | 0
[6 empty] | 6 | 26115.6601 | 2.7003 | -1.5238 | -2.1765 | 0
[6 empty] | 6 | 2014.038 | -0.22282 | -0.21863 | -0.55855 | 0
[6 empty] | 6 | 18404.1052 | -2.0698 | 1.1203 | 1.9496 | 0
[6 empty] | 6 | 18540.9591 | -2.0879 | 1.1252 | 1.9627 | 0
[6 empty] | 6 | 18541.3144 | -2.088 | 1.1252 | 1.9628 | 0
[6 empty] | 6 | 18590.0045 | -2.0936 | 1.1265 | 1.9672 | 0
[6 empty] | 6 | 18962.5973 | -2.1405 | 1.1436 | 1.9969 | 0
[6 empty] | 6 | 1854.4505 | -0.21942 | -0.23378 | -0.54679 | 0
[6 empty] | 6 | 1854.2453 | -0.21961 | -0.23369 | -0.5467 | 0
[6 empty] | 6 | 1854.0039 | -0.21974 | -0.23366 | -0.5466 | 0
[6 empty] | 6 | 1852.9854 | -0.22228 | -0.23268 | -0.54504 | 0
[6 empty] | 6 | 19557.6898 | -2.5753 | 0.72773 | 0.84753 | 0
[6 empty] | 6 | 19657.5904 | -2.5909 | 0.72804 | 0.86286 | 0
[6 empty] | 6 | 1842.4193 | -0.24577 | -0.22388 | -0.53035 | 0
[6 empty] | 6 | 1843.4129 | -0.24831 | -0.22255 | -0.52914 | 0
[6 empty] | 6 | 1843.2488 | -0.25043 | -0.22168 | -0.5279 | 0
[6 empty] | 6 | 1843.1288 | -0.25123 | -0.22136 | -0.52742 | 0
[6 empty] | 6 | 1841.1222 | -0.25208 | -0.22146 | -0.52646 | 0
[6 empty] | 6 | 1755.1148 | -0.30639 | -0.22406 | -0.46955 | 0
[6 empty] | 6 | 1753.7669 | -0.30711 | -0.22414 | -0.46875 | 0
[6 empty] | 6 | 1753.8438 | -0.30763 | -0.2241 | -0.46827 | 0
[6 empty] | 6 | 1755.1165 | -0.30873 | -0.22394 | -0.46734 | 0
[6 empty] | 6 | 3384.4193 | -0.60195 | -0.084945 | -0.31311 | 0
[6 empty] | 6 | 3308.018 | -0.59573 | -0.092175 | -0.31209 | 0
[6 empty] | 6 | 3258.4123 | -0.59053 | -0.095707 | -0.31376 | 0
[6 empty] | 6 | 1528.3253 | -0.35801 | -0.3488 | -0.29318 | 0
[6 empty] | 6 | 1523.8169 | -0.35756 | -0.34882 | -0.29363 | 0
[6 empty] | 6 | 1172.3915 | -0.2948 | -0.36889 | -0.33632 | 0
[6 empty] | 6 | 1172.2894 | -0.29482 | -0.36889 | -0.33628 | 0
[6 empty] | 6 | 1923.9366 | -0.46211 | -0.20625 | -0.33164 | 0
[6 empty] | 6 | 1913.8715 | -0.46032 | -0.20603 | -0.33365 | 0
[6 empty] | 6 | 1897.9499 | -0.45886 | -0.20745 | -0.33369 | 0
[6 empty] | 6 | 1897.4159 | -0.45878 | -0.20749 | -0.33372 | 0
[6 empty] | 6 | 1893.9194 | -0.45815 | -0.20813 | -0.33372 | 0
[6 empty] | 6 | 1230.9455 | -0.33111 | -0.34358 | -0.32531 | 0
[6 empty] | 6 | 1230.5411 | -0.33108 | -0.34357 | -0.32535 | 0
[6 empty] | 6 | 1229.8157 | -0.33107 | -0.34345 | -0.32548 | 0
[6 empty] | 6 | 1229.5827 | -0.33106 | -0.34343 | -0.32551 | 0
[6 empty] | 6 | 1202.0828 | -0.3276 | -0.34317 | -0.32923 | 0
[6 empty] | 6 | 1176.9266 | -0.32186 | -0.3463 | -0.33184 | 0
[6 empty] | 6 | 1176.353 | -0.32176 | -0.34633 | -0.33191 | 0
[6 empty] | 6 | 1176.4285 | -0.32183 | -0.34625 | -0.33191 | 0
[6 empty] | 6 | 1178.0002 | -0.32262 | -0.3455 | -0.33188 | 0
[6 empty] | 6 | 1311.4131 | -0.35054 | -0.31406 | -0.33541 | 0
[6 empty] | 6 | 1183.1891 | -0.32503 | -0.34325 | -0.33172 | 0
[6 empty] | 6 | 1198.8773 | -0.32959 | -0.3384 | -0.33201 | 0
[6 empty] | 6 | 1204.0318 | -0.33105 | -0.33684 | -0.33211 | 0
[6 empty] | 6 | 1207.5182 | -0.3318 | -0.3361 | -0.3321 | 0
[6 empty] | 6 | 1205.8147 | -0.33147 | -0.33646 | -0.33207 | 0
[6 empty] | 6 | 4399.9976 | -8.0496e-17 | -1 | 9.8954e-17 | 0
[6 empty] | 6 | 4399.9976 | -1.6612e-16 | -1 | -1.9329e-16 | 0
[6 empty] | 6 | 7000.0145 | -2.0575e-15 | 1 | -5.081e-15 | 0
[6 empty] | 6 | 4399.9976 | -1.7637e-16 | -1 | -1.774e-16 | 0
[6 empty] | 6 | 4288.3527 | -0.26552 | -0.0059829 | -0.7285 | 0
[6 empty] | 6 | 4264.4613 | -0.26521 | -0.0081275 | -0.72666 | 0
[6 empty] | 6 | 4233.1603 | -0.2652 | -0.010809 | -0.72399 | 0
[6 empty] | 6 | 13622.0167 | -0.97328 | -0.94093 | 0.91421 | 0
[6 empty] | 6 | 3939.2832 | -0.25932 | -0.038485 | -0.70219 | 0
[6 empty] | 6 | 2660.6812 | -0.24088 | -0.15553 | -0.60359 | 0
[6 empty] | 7 | 1340.568 | 0.21023 | 0.46647 | 0.3233 | 0
[6 empty] | 7 | 24589.4248 | 1.7851 | 0.71954 | -3.5047 | 0
[6 empty] | 7 | 5375.6356 | 0.43896 | -0.1737 | 0.73473 | 0
[6 empty] | 7 | 5140.6402 | 0.43689 | -0.14445 | 0.70755 | 0
[6 empty] | 7 | 1340.9662 | 0.21011 | 0.46667 | 0.32322 | 0
[6 empty] | 7 | 19233.1489 | -2.0222 | 1.1045 | 1.9177 | 0
[6 empty] | 7 | 1499.8947 | -0.22168 | -0.23593 | -0.54238 | 0
[6 empty] | 7 | 1577.0671 | -0.35828 | -0.34906 | -0.29267 | 0
[6 empty] | 7 | 1576.9064 | -0.35826 | -0.34905 | -0.29268 | 0
[6 empty] | 7 | 1234.5156 | -0.35013 | -0.3144 | -0.33548 | 0
[6 empty] | 7 | 6768.9954 | -0.0020701 | 0.05473 | 0.94734 | 0
[6 empty] | 7 | 3602.0943 | -0.26731 | -0.015396 | -0.7173 | 0
[6 empty] | 7 | 1580.6272 | 0.1636 | 0.51557 | 0.32083 | 0
[6 empty] | 7 | 1579.6052 | 0.16348 | 0.51547 | 0.32105 | 0
[6 empty] | 7 | 1578.6453 | 0.16362 | 0.51538 | 0.321 | 0
[6 empty] | 7 | 5383.9052 | 0.43923 | -0.1748 | 0.73557 | 0
[6 empty] | 7 | 5381.31 | 0.43906 | -0.1743 | 0.73524 | 0
[6 empty] | 7 | 23261.3137 | 2.5353 | -1.4587 | -2.0765 | 0
[6 empty] | 7 | 23265.1071 | 2.5357 | -1.4589 | -2.0768 | 0
[6 empty] | 7 | 23595.3435 | 2.5742 | -1.4749 | -2.0993 | 0
[6 empty] | 7 | 1827.9536 | 0.25144 | 0.35101 | 0.39756 | 0
[6 empty] | 7 | 1827.2581 | 0.25168 | 0.35087 | 0.39745 | 0
[6 empty] | 7 | 1340.666 | 0.21023 | 0.46646 | 0.32331 | 0
[6 empty] | 7 | 3795.3271 | 0.59973 | 0.087926 | 0.31234 | 0
[6 empty] | 7 | 3794.1307 | 0.59955 | 0.087895 | 0.31255 | 0
[6 empty] | 7 | 3792.8848 | 0.59938 | 0.088181 | 0.31244 | 0
[6 empty] | 7 | 3788.7063 | 0.59891 | 0.088392 | 0.3127 | 0
[6 empty] | 7 | 2431.0295 | 0.45414 | 0.21239 | 0.33347 | 0
[6 empty] | 7 | 2426.9311 | 0.45366 | 0.21267 | 0.33368 | 0
[6 empty] | 7 | 2140.5979 | 0.40509 | 0.22987 | 0.36503 | 0
[6 empty] | 7 | 2212.4087 | 0.42589 | 0.22225 | 0.35187 | 0
[6 empty] | 7 | 2214.6251 | 0.42676 | 0.22208 | 0.35117 | 0
[6 empty] | 7 | 2213.8974 | 0.42669 | 0.22216 | 0.35115 | 0
[6 empty] | 7 | 2210.4142 | 0.4264 | 0.22267 | 0.35094 | 0
[6 empty] | 7 | 1421.3408 | 0.33392 | 0.33294 | 0.33314 | 0
[6 empty] | 7 | 1421.8111 | 0.33399 | 0.33268 | 0.33334 | 0
[6 empty] | 7 | 1421.377 | 0.33393 | 0.33274 | 0.33333 | 0
[6 empty] | 7 | 1418.5368 | 0.33338 | 0.33309 | 0.33352 | 0
[6 empty] | 7 | 1417.7149 | 0.33347 | 0.33325 | 0.33329 | 0
[6 empty] | 7 | 1417.6982 | 0.33346 | 0.33325 | 0.33329 | 0
[6 empty] | 7 | 1416.7795 | 0.33326 | 0.33339 | 0.33335 | 0
[6 empty] | 7 | 1416.8892 | 0.33329 | 0.33334 | 0.33337 | 0
[6 empty] | 7 | 1416.8797 | 0.33329 | 0.33334 | 0.33337 | 0
[6 empty] | 7 | 1416.9998 | 0.33333 | 0.33333 | 0.33333 | 0
[6 empty] | 7 | 2225.1989 | 0.044077 | -0.31512 | -0.72896 | 0
[6 empty] | 7 | 2227.2157 | 0.044637 | -0.31523 | -0.72941 | 0
[6 empty] | 7 | 2227.7067 | 0.044643 | -0.3153 | -0.72934 | 0
[6 empty] | 7 | 2230.6898 | 0.044966 | -0.31509 | -0.72988 | 0
[6 empty] | 7 | 2231.9631 | 0.044989 | -0.315 | -0.72999 | 0
[6 empty] | 7 | 4399.9961 | 8.415e-17 | -1 | 3.4186e-16 | 0
[6 empty] | 7 | 4399.9961 | 8.415e-17 | -1 | -7.6437e-17 | 0
[6 empty] | 7 | 4399.9961 | 1.0799e-15 | -1 | 8.0995e-16 | 0
[6 empty] | 7 | 7900.7502 | 0.39201 | 0.01951 | -1.4115 | 0
[6 empty] | 7 | 7932.9221 | 0.39447 | 0.021039 | -1.4155 | 0
[6 empty] | 7 | 4399.9961 | 1.9495e-16 | -1 | 6.9424e-17 | 0
[6 empty] | 7 | 24631.5071 | 1.7882 | 0.72077 | -3.5089 | 0
[6 empty] | 7 | 4399.9961 | 3.0575e-16 | -1 | 7.7138e-16 | 0
[6 empty] | 7 | 4399.9961 | 3.4221e-16 | -1 | -4.8737e-16 | 0
[6 empty] | 7 | 19221.6265 | -2.0203 | 1.1038 | 1.9165 | 0
[6 empty] | 7 | 19229.4017 | -2.0216 | 1.1043 | 1.9173 | 0
[6 empty] | 7 | 19232.4411 | -2.0221 | 1.1045 | 1.9176 | 0
[6 empty] | 7 | 1500.7353 | -0.22145 | -0.23574 | -0.54281 | 0
[6 empty] | 7 | 1500.9115 | -0.22164 | -0.23562 | -0.54274 | 0
[6 empty] | 7 | 1502.3399 | -0.22829 | -0.23293 | -0.53877 | 0
[6 empty] | 7 | 1506.3568 | -0.25133 | -0.22393 | -0.52474 | 0
[6 empty] | 7 | 1508.1801 | -0.25242 | -0.22312 | -0.52446 | 0
[6 empty] | 7 | 1507.5546 | -0.2527 | -0.22317 | -0.52413 | 0
[6 empty] | 7 | 1476.7213 | -0.27727 | -0.22486 | -0.49787 | 0
[6 empty] | 7 | 1438.5889 | -0.30805 | -0.22692 | -0.46503 | 0
[6 empty] | 7 | 1437.7661 | -0.30801 | -0.2272 | -0.46479 | 0
[6 empty] | 7 | 1439.2089 | -0.30841 | -0.22684 | -0.46475 | 0
[6 empty] | 7 | 1576.23 | -0.35797 | -0.34929 | -0.29274 | 0
[6 empty] | 7 | 1556.7898 | -0.35506 | -0.35006 | -0.29488 | 0
[6 empty] | 7 | 1408.102 | -0.33127 | -0.35741 | -0.31132 | 0
[6 empty] | 7 | 1182.4611 | -0.29445 | -0.36927 | -0.33628 | 0
[6 empty] | 7 | 1181.8611 | -0.29443 | -0.36907 | -0.3365 | 0
[6 empty] | 7 | 1181.7096 | -0.29451 | -0.36911 | -0.33638 | 0
[6 empty] | 7 | 1183.5524 | -0.29652 | -0.36717 | -0.33631 | 0
[6 empty] | 7 | 1638.644 | -0.45413 | -0.21215 | -0.33372 | 0
[6 empty] | 7 | 1638.6465 | -0.45413 | -0.21215 | -0.33372 | 0
[6 empty] | 7 | 1204.3492 | -0.31298 | -0.35199 | -0.33503 | 0
[6 empty] | 7 | 1205.3568 | -0.31381 | -0.35121 | -0.33497 | 0
[6 empty] | 7 | 1227.8573 | -0.34324 | -0.32123 | -0.33553 | 0
[6 empty] | 7 | 1234.8354 | -0.35023 | -0.31432 | -0.33545 | 0
[6 empty] | 7 | 4399.9961 | -4.6984e-13 | -1 | -2.4544e-13 | 0
[6 empty] | 7 | 4399.9961 | -7.5735e-16 | -1 | -1.0589e-15 | 0
[6 empty] | 7 | 6769.6925 | -0.0018755 | 0.054497 | 0.94738 | 0
[6 empty] | 7 | 6764.9151 | -0.002234 | 0.05529 | 0.94694 | 0
[6 empty] | 7 | 4399.9961 | -1.3745e-16 | -1 | 2.3702e-16 | 0
[6 empty] | 7 | 3616.5167 | -0.26743 | -0.014066 | -0.7185 | 0
[6 empty] | 7 | 3593.0314 | -0.26711 | -0.016338 | -0.71655 | 0
[6 empty] | 7 | 14386.4982 | -0.98141 | -0.94954 | 0.93094 | 0
[6 empty] | 7 | 14386.5316 | -0.98141 | -0.94954 | 0.93094 | 0
[6 empty] | 8 | 1416.7322 | 0.33324 | 0.33344 | 0.33332 | 0
[6 empty] | 8 | 4400.0053 | 1.0083e-17 | -1 | 5.0998e-17 | 0
[6 empty] | 8 | 4400.0053 | 1.0083e-17 | -1 | 5.5281e-17 | 0
[6 empty] | 8 | 4400.0053 | 1.0083e-17 | -1 | 3.2312e-17 | 0
[6 empty] | 8 | 3429.3444 | -0.27255 | -0.047469 | -0.67998 | 0
[6 empty] | 8 | 23330.8295 | 2.4791 | -1.4421 | -2.0371 | 0
[6 empty] | 8 | 23462.5279 | 2.494 | -1.4479 | -2.0462 | 0
[6 empty] | 8 | 23687.4251 | 2.5201 | -1.4592 | -2.0609 | 0
[6 empty] | 8 | 1463.65 | 0.18626 | 0.49164 | 0.3221 | 0
[6 empty] | 8 | 1462.7246 | 0.18635 | 0.49169 | 0.32196 | 0
[6 empty] | 8 | 1462.6778 | 0.18636 | 0.49167 | 0.32197 | 0
[6 empty] | 8 | 2011.2556 | 0.23995 | 0.34986 | 0.41019 | 0
[6 empty] | 8 | 3706.0198 | 0.60293 | 0.085109 | 0.31196 | 0
[6 empty] | 8 | 3704.7572 | 0.60275 | 0.085078 | 0.31217 | 0
[6 empty] | 8 | 3700.5332 | 0.60225 | 0.08563 | 0.31212 | 0
[6 empty] | 8 | 2342.6219 | 0.45177 | 0.21468 | 0.33355 | 0
[6 empty] | 8 | 2341.5044 | 0.45164 | 0.21476 | 0.3336 | 0
[6 empty] | 8 | 2050.3402 | 0.4034 | 0.23251 | 0.36409 | 0
[6 empty] | 8 | 2148.6781 | 0.42629 | 0.22201 | 0.35169 | 0
[6 empty] | 8 | 2130.5899 | 0.42519 | 0.22421 | 0.3506 | 0
[6 empty] | 8 | 2127.4827 | 0.42487 | 0.22458 | 0.35056 | 0
[6 empty] | 8 | 2126.9268 | 0.42482 | 0.22467 | 0.35051 | 0
[6 empty] | 8 | 1423.3036 | 0.33229 | 0.33352 | 0.33419 | 0
[6 empty] | 8 | 1418.7352 | 0.33347 | 0.33304 | 0.3335 | 0
[6 empty] | 8 | 1419.2683 | 0.33367 | 0.333 | 0.33333 | 0
[6 empty] | 8 | 1416.7059 | 0.33321 | 0.33347 | 0.33332 | 0
[6 empty] | 8 | 1417.1145 | 0.33337 | 0.33335 | 0.33328 | 0
[6 empty] | 8 | 1417.0008 | 0.33333 | 0.33333 | 0.33333 | 0
[6 empty] | 8 | 1417.1553 | 0.33338 | 0.33334 | 0.33328 | 0
[6 empty] | 8 | 1417.2441 | 0.3334 | 0.33331 | 0.33329 | 0
[6 empty] | 8 | 1417.1671 | 0.33339 | 0.33332 | 0.33329 | 0
[6 empty] | 8 | 2370.9039 | 0.040704 | -0.31564 | -0.72507 | 0
[6 empty] | 8 | 2370.9433 | 0.040704 | -0.31563 | -0.72507 | 0
[6 empty] | 8 | 2370.9778 | 0.040705 | -0.31564 | -0.72507 | 0
[6 empty] | 8 | 2372.1446 | 0.040715 | -0.31606 | -0.72466 | 0
[6 empty] | 8 | 2371.5423 | 0.040711 | -0.31573 | -0.72498 | 0
[6 empty] | 8 | 2376.3588 | 0.041059 | -0.31534 | -0.72572 | 0
[6 empty] | 8 | 4400.0053 | 1.3742e-15 | -1 | 9.3043e-16 | 0
[6 empty] | 8 | 4400.0053 | 1.3898e-16 | -1 | -4.3602e-17 | 0
[6 empty] | 8 | 6763.7469 | 0.26554 | -0.045436 | -1.2201 | 0
[6 empty] | 8 | 6766.171 | 0.26563 | -0.045305 | -1.2203 | 0
[6 empty] | 8 | 4400.0053 | 1.5416e-16 | -1 | 1.8764e-16 | 0
[6 empty] | 8 | 4400.0053 | 1.5416e-16 | -1 | -2.8808e-16 | 0
[6 empty] | 8 | 11314.0119 | 0.624 | 0.1365 | -1.7605 | 0
[6 empty] | 8 | 11381.3435 | 0.6289 | 0.13976 | -1.7687 | 0
[6 empty] | 8 | 1687.1589 | 0.14294 | 0.53707 | 0.31999 | 0
[6 empty] | 8 | 1684.1663 | 0.14283 | 0.53683 | 0.32035 | 0
[6 empty] | 8 | 1683.6644 | 0.14295 | 0.53675 | 0.3203 | 0
[6 empty] | 8 | 5554.7252 | 0.45107 | -0.20742 | 0.75634 | 0
[6 empty] | 8 | 5527.0474 | 0.44975 | -0.204 | 0.75425 | 0
[6 empty] | 8 | 5521.17 | 0.44974 | -0.20331 | 0.75357 | 0
[6 empty] | 8 | 18098.7546 | -1.9793 | 1.0971 | 1.8822 | 0
[6 empty] | 8 | 18294.2961 | -2.0041 | 1.1034 | 1.9007 | 0
[6 empty] | 8 | 18299.4615 | -2.0049 | 1.1037 | 1.9012 | 0
[6 empty] | 8 | 18407.7697 | -2.0183 | 1.1084 | 1.9099 | 0
[6 empty] | 8 | 1632.7172 | -0.2222 | -0.23665 | -0.54114 | 0
[6 empty] | 8 | 1633.2818 | -0.22251 | -0.23643 | -0.54106 | 0
[6 empty] | 8 | 1629.0555 | -0.2228 | -0.23719 | -0.54 | 0
[6 empty] | 8 | 1617.0329 | -0.23461 | -0.23556 | -0.52983 | 0
[6 empty] | 8 | 1643.5643 | -0.25284 | -0.22386 | -0.5233 | 0
[6 empty] | 8 | 1622.8487 | -0.26267 | -0.22468 | -0.51265 | 0
[6 empty] | 8 | 1529.1719 | -0.30803 | -0.22829 | -0.46368 | 0
[6 empty] | 8 | 1528.9181 | -0.30812 | -0.22831 | -0.46357 | 0
[6 empty] | 8 | 1528.4693 | -0.30812 | -0.2284 | -0.46347 | 0
[6 empty] | 8 | 1141.4105 | -0.29486 | -0.36971 | -0.33543 | 0
[6 empty] | 8 | 1655.3198 | -0.452 | -0.2145 | -0.3335 | 0
[6 empty] | 8 | 1655.0723 | -0.45199 | -0.21455 | -0.33346 | 0
[6 empty] | 8 | 1024.8734 | -0.33115 | -0.34319 | -0.32565 | 0
[6 empty] | 8 | 1020.8269 | -0.33117 | -0.34274 | -0.32609 | 0
[6 empty] | 8 | 1020.6659 | -0.33111 | -0.34279 | -0.3261 | 0
[6 empty] | 8 | 1020.4933 | -0.33115 | -0.3427 | -0.32615 | 0
[6 empty] | 8 | 1019.0015 | -0.33082 | -0.34289 | -0.32629 | 0
[6 empty] | 8 | 1007.6809 | -0.32953 | -0.34248 | -0.32799 | 0
[6 empty] | 8 | 1003.5206 | -0.33142 | -0.33792 | -0.33065 | 0
[6 empty] | 8 | 998.0085 | -0.33156 | -0.33625 | -0.33218 | 0
[6 empty] | 8 | 997.257 | -0.33139 | -0.33639 | -0.33222 | 0
[6 empty] | 8 | 994.2592 | -0.33043 | -0.33739 | -0.33218 | 0
[6 empty] | 8 | 970.2642 | -0.32197 | -0.34571 | -0.33232 | 0
[6 empty] | 8 | 970.1006 | -0.32202 | -0.34572 | -0.33225 | 0
[6 empty] | 8 | 978.3521 | -0.32528 | -0.34281 | -0.33191 | 0
[6 empty] | 8 | 969.8611 | -0.32212 | -0.34574 | -0.33214 | 0
[6 empty] | 8 | 977.31 | -0.3249 | -0.34316 | -0.33193 | 0
[6 empty] | 8 | 969.9554 | -0.32218 | -0.3457 | -0.33212 | 0
[6 empty] | 8 | 971.1752 | -0.32264 | -0.34527 | -0.3321 | 0
[6 empty] | 8 | 4400.0053 | -1.3392e-16 | -1 | -1.0044e-16 | 0
[6 empty] | 8 | 4400.0053 | -1.3392e-16 | -1 | -1.7402e-16 | 0
[6 empty] | 8 | 6728.6549 | -0.0024607 | 0.040602 | 0.96186 | 0
[6 empty] | 8 | 6767.4302 | -0.0038173 | 0.037555 | 0.96626 | 0
[6 empty] | 8 | 3443.9252 | -0.27286 | -0.046073 | -0.68106 | 0
[6 empty] | 8 | 3430.1516 | -0.27261 | -0.047479 | -0.67991 | 0
[6 empty] | 8 | 6765.5958 | -0.0043176 | 0.038166 | 0.96615 | 0
[6 empty] | 8 | 6764.3479 | -0.0043602 | 0.038345 | 0.96602 | 0
[6 empty] | 8 | 14079.8986 | -0.98652 | -0.94879 | 0.93531 | 0
[6 empty] | 8 | 14060.9963 | -0.9852 | -0.94886 | 0.93405 | 0
[6 empty] | 9 | 1423.7992 | 0.33353 | 0.33242 | 0.33405 | 0
[6 empty] | 9 | 3519.5954 | 0.60274 | 0.085735 | 0.31153 | 0
[6 empty] | 9 | 1433.1024 | 0.33522 | 0.33259 | 0.33219 | 0
[6 empty] | 9 | 3681.2913 | 0.043843 | -0.2141 | -0.82974 | 0
[6 empty] | 9 | 7000.0186 | 9.7542e-17 | 1 | 2.0321e-16 | 0
[6 empty] | 9 | 2423.2279 | 0.038129 | -0.31615 | -0.72198 | 0
[6 empty] | 9 | 1705.3655 | -0.22314 | -0.23736 | -0.53949 | 0
[6 empty] | 9 | 1705.4052 | -0.22321 | -0.23732 | -0.53947 | 0
[6 empty] | 9 | 1035.9319 | -0.33139 | -0.33644 | -0.33217 | 0
[6 empty] | 9 | 23088.9019 | 2.4161 | -1.418 | -1.998 | 0
[6 empty] | 9 | 23273.4532 | 2.4367 | -1.4271 | -2.0096 | 0
[6 empty] | 9 | 1982.9925 | 0.2431 | 0.34942 | 0.40748 | 0
[6 empty] | 9 | 1433.3913 | 0.19211 | 0.48528 | 0.32262 | 0
[6 empty] | 9 | 1432.3156 | 0.19218 | 0.48517 | 0.32265 | 0
[6 empty] | 9 | 1432.2817 | 0.19218 | 0.48516 | 0.32266 | 0
[6 empty] | 9 | 1432.1183 | 0.19219 | 0.48514 | 0.32267 | 0
[6 empty] | 9 | 1431.9429 | 0.19237 | 0.48493 | 0.3227 | 0
[6 empty] | 9 | 1431.9048 | 0.19252 | 0.48477 | 0.32271 | 0
[6 empty] | 9 | 3550.3142 | 0.60637 | 0.083789 | 0.30984 | 0
[6 empty] | 9 | 3527.7878 | 0.60374 | 0.08504 | 0.31122 | 0
[6 empty] | 9 | 3527.7468 | 0.60373 | 0.085039 | 0.31123 | 0
[6 empty] | 9 | 3526.6739 | 0.60362 | 0.085011 | 0.31137 | 0
[6 empty] | 9 | 3526.1525 | 0.60358 | 0.084997 | 0.31142 | 0
[6 empty] | 9 | 3523.9733 | 0.6033 | 0.085244 | 0.31146 | 0
[6 empty] | 9 | 1529.3731 | 0.24947 | 0.43736 | 0.31317 | 0
[6 empty] | 9 | 2068.181 | 0.40314 | 0.23328 | 0.36358 | 0
[6 empty] | 9 | 2144.6987 | 0.42478 | 0.22423 | 0.35098 | 0
[6 empty] | 9 | 2134.8101 | 0.4243 | 0.22545 | 0.35026 | 0
[6 empty] | 9 | 2134.767 | 0.42431 | 0.22546 | 0.35023 | 0
[6 empty] | 9 | 1427.8432 | 0.33263 | 0.33272 | 0.33465 | 0
[6 empty] | 9 | 1421.5623 | 0.33255 | 0.33347 | 0.33397 | 0
[6 empty] | 9 | 1421.824 | 0.33389 | 0.33327 | 0.33283 | 0
[6 empty] | 9 | 1416.6836 | 0.33318 | 0.3335 | 0.33332 | 0
[6 empty] | 9 | 1416.7014 | 0.33319 | 0.33348 | 0.33333 | 0
[6 empty] | 9 | 1416.8043 | 0.33323 | 0.33346 | 0.33331 | 0
[6 empty] | 9 | 1417.4869 | 0.33342 | 0.33321 | 0.33337 | 0
[6 empty] | 9 | 1417.1141 | 0.33337 | 0.33335 | 0.33328 | 0
[6 empty] | 9 | 1417.2376 | 0.33341 | 0.33325 | 0.33335 | 0
[6 empty] | 9 | 1417.1546 | 0.33339 | 0.33333 | 0.33329 | 0
[6 empty] | 9 | 1417.1332 | 0.33339 | 0.33328 | 0.33333 | 0
[6 empty] | 9 | 1417.1215 | 0.33339 | 0.33327 | 0.33334 | 0
[6 empty] | 9 | 2422.9074 | 0.038126 | -0.31617 | -0.72196 | 0
[6 empty] | 9 | 2423.3164 | 0.03813 | -0.31617 | -0.72196 | 0
[6 empty] | 9 | 2423.3773 | 0.038131 | -0.31618 | -0.72195 | 0
[6 empty] | 9 | 2423.8601 | 0.038138 | -0.3161 | -0.72203 | 0
[6 empty] | 9 | 2427.2718 | 0.03843 | -0.31598 | -0.72245 | 0
[6 empty] | 9 | 4400.0098 | 1.1843e-16 | -1 | 1.2398e-16 | 0
[6 empty] | 9 | 4400.0098 | 1.1843e-16 | -1 | 1.4434e-16 | 0
[6 empty] | 9 | 4400.0098 | 2.1327e-16 | -1 | -7.2169e-16 | 0
[6 empty] | 9 | 4400.0098 | 2.216e-16 | -1 | 4.196e-16 | 0
[6 empty] | 9 | 12597.6267 | 0.69583 | 0.17723 | -1.8731 | 0
[6 empty] | 9 | 12782.0092 | 0.71752 | 0.18089 | -1.8984 | 0
[6 empty] | 9 | 12836.7025 | 0.72057 | 0.18408 | -1.9046 | 0
[6 empty] | 9 | 13234.4409 | 0.74994 | 0.1984 | -1.9483 | 0
[6 empty] | 9 | 7000.0186 | 4.7349e-16 | 1 | 6.9093e-16 | 0
[6 empty] | 9 | 5634.9772 | 0.45177 | -0.20744 | 0.75567 | 0
[6 empty] | 9 | 5627.5265 | 0.45166 | -0.20661 | 0.75495 | 0
[6 empty] | 9 | 5627.3864 | 0.45164 | -0.2066 | 0.75496 | 0
[6 empty] | 9 | 17640.8698 | -1.9603 | 1.0886 | 1.8717 | 0
[6 empty] | 9 | 17618.6292 | -1.9586 | 1.0892 | 1.8694 | 0
[6 empty] | 9 | 17696.3155 | -1.9679 | 1.0921 | 1.8758 | 0
[6 empty] | 9 | 1705.7386 | -0.22331 | -0.23724 | -0.53945 | 0
[6 empty] | 9 | 1724.4633 | -0.25337 | -0.22471 | -0.52192 | 0
[6 empty] | 9 | 1571.8971 | -0.30865 | -0.22874 | -0.46262 | 0
[6 empty] | 9 | 1568.124 | -0.30837 | -0.22911 | -0.46252 | 0
[6 empty] | 9 | 1567.7601 | -0.30854 | -0.22911 | -0.46235 | 0
[6 empty] | 9 | 1567.8167 | -0.30858 | -0.2291 | -0.46232 | 0
[6 empty] | 9 | 1171.2175 | -0.29375 | -0.37078 | -0.33547 | 0
[6 empty] | 9 | 1635.8954 | -0.45123 | -0.21536 | -0.33341 | 0
[6 empty] | 9 | 1636.3128 | -0.45144 | -0.21534 | -0.33323 | 0
[6 empty] | 9 | 1635.784 | -0.45136 | -0.21538 | -0.33326 | 0
[6 empty] | 9 | 1064.0561 | -0.3311 | -0.34314 | -0.32576 | 0
[6 empty] | 9 | 1061.7859 | -0.33085 | -0.34317 | -0.32599 | 0
[6 empty] | 9 | 1061.1196 | -0.3307 | -0.34325 | -0.32605 | 0
[6 empty] | 9 | 1011.9714 | -0.32152 | -0.34622 | -0.33226 | 0
[6 empty] | 9 | 1011.6223 | -0.32162 | -0.34625 | -0.33213 | 0
[6 empty] | 9 | 1011.5046 | -0.32168 | -0.34625 | -0.33207 | 0
[6 empty] | 9 | 1011.7036 | -0.32182 | -0.34614 | -0.33204 | 0
[6 empty] | 9 | 1035.3895 | -0.33125 | -0.33663 | -0.33213 | 0
[6 empty] | 9 | 7000.0186 | -9.6188e-15 | 1 | -2.8314e-14 | 0
[6 empty] | 9 | 4400.0098 | -8.466e-14 | -1 | -4.3857e-14 | 0
[6 empty] | 9 | 4400.0098 | -8.7899e-17 | -1 | 7.3557e-17 | 0
[6 empty] | 9 | 4400.0098 | -8.7899e-17 | -1 | 7.6796e-16 | 0
[6 empty] | 9 | 4400.0098 | -1.3277e-15 | -1 | -6.7543e-16 | 0
[6 empty] | 9 | 6730.5876 | -0.0020849 | 0.041022 | 0.96106 | 0
[6 empty] | 9 | 4400.0098 | -2.1512e-15 | -1 | -3.9369e-15 | 0
[6 empty] | 9 | 4839.6889 | -0.25778 | 0.040093 | -0.78232 | 0
[6 empty] | 9 | 4824.215 | -0.25749 | 0.038723 | -0.78124 | 0
[6 empty] | 9 | 6782.8316 | -0.004436 | 0.037398 | 0.96704 | 0
[6 empty] | 9 | 14049.8467 | -0.99244 | -0.95461 | 0.94705 | 0
[6 empty] | 9 | 14049.6749 | -0.99244 | -0.95461 | 0.94705 | 0
[6 empty] | 9 | 6781.4122 | -0.004749 | 0.037801 | 0.96695 | 0
[6 empty] | 9 | 6780.9472 | -0.004776 | 0.037867 | 0.96691 | 0
[6 empty] | 9 | 4400.0098 | -3.9786e-16 | -1 | -6.1066e-16 | 0
[6 empty] | 9 | 2497.2053 | -0.24521 | -0.15941 | -0.59538 | 0
[6 empty] | 9 | 2458.4498 | -0.24498 | -0.16279 | -0.59223 | 0
[6 empty] | 9 | 2455.1004 | -0.24494 | -0.16312 | -0.59194 | 0
[6 empty] | 9 | 2457.5487 | -0.24547 | -0.16276 | -0.59177 | 0
[6 empty] | 10 | 3399.1034 | 0.60367 | 0.084391 | 0.31194 | 0
[6 empty] | 10 | 1416.9256 | 0.33329 | 0.33334 | 0.33337 | 0
[6 empty] | 10 | 5644.6228 | 0.45133 | -0.2031 | 0.75177 | 0
[6 empty] | 10 | 984.6931 | -0.33152 | -0.33627 | -0.3322 | 0
[6 empty] | 10 | 21440.8628 | 2.5486 | -1.4698 | -2.0788 | 0
[6 empty] | 10 | 21511.4351 | 2.5577 | -1.4745 | -2.0832 | 0
[6 empty] | 10 | 1993.1809 | 0.24293 | 0.34961 | 0.40746 | 0
[6 empty] | 10 | 1991.6377 | 0.24323 | 0.34949 | 0.40727 | 0
[6 empty] | 10 | 1435.7815 | 0.19172 | 0.48568 | 0.3226 | 0
[6 empty] | 10 | 1435.0343 | 0.19161 | 0.48566 | 0.32273 | 0
[6 empty] | 10 | 1434.7633 | 0.19158 | 0.48564 | 0.32279 | 0
[6 empty] | 10 | 1434.7084 | 0.19159 | 0.48563 | 0.32278 | 0
[6 empty] | 10 | 1434.6823 | 0.19162 | 0.48559 | 0.32279 | 0
[6 empty] | 10 | 1506.6776 | 0.24945 | 0.4376 | 0.31295 | 0
[6 empty] | 10 | 3398.0723 | 0.60378 | 0.084671 | 0.31155 | 0
[6 empty] | 10 | 3397.7488 | 0.60381 | 0.084664 | 0.31152 | 0
[6 empty] | 10 | 3395.318 | 0.60379 | 0.085213 | 0.31099 | 0
[6 empty] | 10 | 3393.5426 | 0.60357 | 0.085156 | 0.31127 | 0
[6 empty] | 10 | 1429.6947 | 0.33511 | 0.33201 | 0.33288 | 0
[6 empty] | 10 | 1423.9629 | 0.33354 | 0.33241 | 0.33406 | 0
[6 empty] | 10 | 1418.1126 | 0.33346 | 0.3334 | 0.33314 | 0
[6 empty] | 10 | 1418.5728 | 0.33359 | 0.33314 | 0.33327 | 0
[6 empty] | 10 | 1417.81 | 0.33346 | 0.33334 | 0.3332 | 0
[6 empty] | 10 | 1417.276 | 0.33341 | 0.3333 | 0.33329 | 0
[6 empty] | 10 | 1416.8568 | 0.33329 | 0.33335 | 0.33336 | 0
[6 empty] | 10 | 1846.373 | 0.042225 | -0.31608 | -0.72615 | 0
[6 empty] | 10 | 1847.9627 | 0.042755 | -0.31617 | -0.72658 | 0
[6 empty] | 10 | 1848.0729 | 0.042757 | -0.31616 | -0.72659 | 0
[6 empty] | 10 | 1848.6431 | 0.042768 | -0.31611 | -0.72666 | 0
[6 empty] | 10 | 4400.0041 | 9.0294e-20 | -1 | 3.4568e-16 | 0
[6 empty] | 10 | 4400.0041 | 9.0294e-20 | -1 | -5.7354e-17 | 0
[6 empty] | 10 | 4400.0041 | 9.8045e-20 | -1 | -1.0076e-16 | 0
[6 empty] | 10 | 4400.0041 | 1.0851e-19 | -1 | -7.4793e-17 | 0
[6 empty] | 10 | 10849.7435 | 0.75887 | 0.20271 | -1.9616 | 0
[6 empty] | 10 | 10874.7734 | 0.76058 | 0.20447 | -1.965 | 0
[6 empty] | 10 | 10913.4463 | 0.76445 | 0.20516 | -1.9696 | 0
[6 empty] | 10 | 5636.8358 | 0.4507 | -0.20189 | 0.7512 | 0
[6 empty] | 10 | 5637.0298 | 0.45116 | -0.20236 | 0.75119 | 0
[6 empty] | 10 | 20502.4277 | -2.0422 | 1.1166 | 1.9256 | 0
[6 empty] | 10 | 20593.8881 | -2.052 | 1.1197 | 1.9323 | 0
[6 empty] | 10 | 20603.1078 | -2.0535 | 1.1203 | 1.9332 | 0
[6 empty] | 10 | 1396.8628 | -0.22231 | -0.2366 | -0.54108 | 0
[6 empty] | 10 | 1396.9223 | -0.22244 | -0.23654 | -0.54102 | 0
[6 empty] | 10 | 1396.7804 | -0.22279 | -0.23647 | -0.54074 | 0
[6 empty] | 10 | 1449.3298 | -0.25305 | -0.22395 | -0.523 | 0
[6 empty] | 10 | 1333.7203 | -0.30795 | -0.22822 | -0.46383 | 0
[6 empty] | 10 | 1333.3887 | -0.30831 | -0.2282 | -0.46349 | 0
[6 empty] | 10 | 1333.5545 | -0.30838 | -0.22818 | -0.46344 | 0
[6 empty] | 10 | 1119.1357 | -0.29677 | -0.36774 | -0.33548 | 0
[6 empty] | 10 | 1528.3586 | -0.45259 | -0.2142 | -0.33321 | 0
[6 empty] | 10 | 1528.1952 | -0.45259 | -0.21425 | -0.33316 | 0
[6 empty] | 10 | 1023.5799 | -0.33107 | -0.3428 | -0.32613 | 0
[6 empty] | 10 | 1023.66 | -0.33113 | -0.34272 | -0.32614 | 0
[6 empty] | 10 | 1022.6471 | -0.33086 | -0.34293 | -0.32621 | 0
[6 empty] | 10 | 966.5132 | -0.32183 | -0.34567 | -0.3325 | 0
[6 empty] | 10 | 966.1496 | -0.32213 | -0.34578 | -0.33209 | 0
[6 empty] | 10 | 965.7564 | -0.32215 | -0.34569 | -0.33216 | 0
[6 empty] | 10 | 965.7595 | -0.32217 | -0.34567 | -0.33217 | 0
[6 empty] | 10 | 984.1803 | -0.33138 | -0.33638 | -0.33224 | 0
[6 empty] | 10 | 1676.44 | -0.028002 | -0.3219 | -0.6501 | 0
[6 empty] | 10 | 4400.0041 | -1.0425e-16 | -1 | 9.4557e-17 | 0
[6 empty] | 10 | 4400.0041 | -1.0502e-19 | -1 | 3.2475e-17 | 0
[6 empty] | 10 | 4400.0041 | -1.3564e-19 | -1 | 1.6354e-17 | 0
[6 empty] | 10 | 4227.5002 | -0.25725 | 0.046315 | -0.78907 | 0
[6 empty] | 10 | 4208.0218 | -0.25717 | 0.044462 | -0.78729 | 0
[6 empty] | 10 | 4197.2459 | -0.25706 | 0.043325 | -0.78626 | 0
[6 empty] | 10 | 7227.5247 | -0.0038246 | 0.038184 | 0.96564 | 0
[6 empty] | 10 | 7226.8485 | -0.0040217 | 0.038428 | 0.96559 | 0
[6 empty] | 10 | 7225.5808 | -0.0040827 | 0.038607 | 0.96548 | 0
[6 empty] | 10 | 14858.7699 | -0.9797 | -0.94317 | 0.92287 | 0
[6 empty] | 10 | 14858.5542 | -0.9797 | -0.94317 | 0.92287 | 0
[6 empty] | 10 | 4400.0041 | -3.3909e-16 | -1 | -2.5809e-16 | 0
[6 empty] | 11 | 1783.9484 | 0.045599 | -0.27725 | -0.76835 | 0
[6 empty] | 11 | 4400.0069 | 2.7023e-16 | -1 | -4.3068e-17 | 0
[6 empty] | 11 | 1514.4918 | 1.4265e-05 | -0.36155 | -0.63846 | 0
[6 empty] | 11 | 1048.9399 | -0.24606 | -0.22723 | -0.5267 | 0
[6 empty] | 11 | 1051.9007 | -0.24781 | -0.22614 | -0.52604 | 0
[6 empty] | 11 | 949.2647 | -0.32132 | -0.34432 | -0.33437 | 0
[6 empty] | 11 | 948.0432 | -0.32234 | -0.34548 | -0.33218 | 0
[6 empty] | 11 | 947.9574 | -0.32253 | -0.34526 | -0.33222 | 0
[6 empty] | 11 | 958.4594 | -0.33152 | -0.33621 | -0.33227 | 0
[6 empty] | 11 | 1513.7691 | -0.0056502 | -0.29102 | -0.70333 | 0
[6 empty] | 11 | 1513.3535 | -7.9881e-17 | -0.31183 | -0.68817 | 0
[6 empty] | 11 | 3828.4447 | -0.27537 | 0.094403 | -0.81903 | 0
[6 empty] | 11 | 20212.2385 | -2.0619 | 1.1237 | 1.9381 | 0
[6 empty] | 11 | 509616.0305 | 54.787 | 26.6601 | -82.4471 | 0
[6 empty] | 11 | 526712.8144 | 56.6309 | 27.5547 | -85.1856 | 0
[6 empty] | 11 | 2114.5757 | 0.24075 | 0.34992 | 0.40933 | 0
[6 empty] | 11 | 1492.8941 | 0.18642 | 0.49446 | 0.31912 | 0
[6 empty] | 11 | 1461.2445 | 0.18653 | 0.4909 | 0.32257 | 0
[6 empty] | 11 | 1459.6612 | 0.18693 | 0.49078 | 0.32229 | 0
[6 empty] | 11 | 1456.6129 | 0.18696 | 0.49044 | 0.3226 | 0
[6 empty] | 11 | 1456.3467 | 0.18698 | 0.4904 | 0.32262 | 0
[6 empty] | 11 | 1456.0927 | 0.18705 | 0.49034 | 0.32261 | 0
[6 empty] | 11 | 1456.0759 | 0.18706 | 0.49033 | 0.32261 | 0
[6 empty] | 11 | 1456.0256 | 0.18713 | 0.49025 | 0.32262 | 0
[6 empty] | 11 | 3560.9269 | 0.60641 | 0.081273 | 0.31232 | 0
[6 empty] | 11 | 3542.3354 | 0.60606 | 0.084365 | 0.30957 | 0
[6 empty] | 11 | 3531.9626 | 0.60436 | 0.084478 | 0.31116 | 0
[6 empty] | 11 | 3533.6409 | 0.60489 | 0.084867 | 0.31024 | 0
[6 empty] | 11 | 3526.4075 | 0.60393 | 0.085047 | 0.31102 | 0
[6 empty] | 11 | 1433.7103 | 0.33506 | 0.3344 | 0.33054 | 0
[6 empty] | 11 | 1416.7086 | 0.33248 | 0.33428 | 0.33325 | 0
[6 empty] | 11 | 1416.6685 | 0.33333 | 0.33333 | 0.33333 | 0
[6 empty] | 11 | 4400.0069 | 4.9779e-17 | -1 | -1.4311e-17 | 0
[6 empty] | 11 | 1521.0377 | 1.936e-16 | -0.29806 | -0.70194 | 0
[6 empty] | 11 | 1517.9043 | 1.9327e-17 | -0.30137 | -0.69863 | 0
[6 empty] | 11 | 1521.0377 | 2.2229e-17 | -0.29806 | -0.70194 | 0
[6 empty] | 11 | 4400.0069 | 7.4224e-17 | -1 | 5.0668e-17 | 0
[6 empty] | 11 | 1606.9705 | 2.5461e-16 | -0.27392 | -0.72608 | 0
[6 empty] | 11 | 4400.0069 | 7.778e-17 | -1 | -1.1689e-16 | 0
[6 empty] | 11 | 1513.3535 | 2.5008e-17 | -0.31183 | -0.68817 | 0
[6 empty] | 11 | 1555.0934 | 2.7845e-16 | -0.28386 | -0.71614 | 0
[6 empty] | 11 | 1504.7595 | 3.1923e-17 | -0.33696 | -0.66304 | 0
[6 empty] | 11 | 1529.5658 | 3.4884e-17 | -0.292 | -0.708 | 0
[6 empty] | 11 | 1639.1526 | 0.038235 | -0.38986 | -0.64838 | 0
[6 empty] | 11 | 1639.6373 | 0.038403 | -0.38991 | -0.64849 | 0
[6 empty] | 11 | 1639.8711 | 0.038408 | -0.38993 | -0.64848 | 0
[6 empty] | 11 | 1654.7703 | 0.042057 | -0.38873 | -0.65333 | 0
[6 empty] | 11 | 1784.2632 | 0.045944 | -0.27749 | -0.76846 | 0
[6 empty] | 11 | 1608.8406 | 0.00042181 | -0.2739 | -0.72652 | 0
[6 empty] | 11 | 1555.0934 | 4.2353e-17 | -0.28386 | -0.71614 | 0
[6 empty] | 11 | 4400.0069 | 1.4045e-16 | -1 | 1.2222e-16 | 0
[6 empty] | 11 | 8808.2832 | 0.49612 | 0.30073 | -1.7968 | 0
[6 empty] | 11 | 8810.5153 | 0.49708 | 0.3008 | -1.7979 | 0
[6 empty] | 11 | 6094.9167 | 0.45239 | -0.20367 | 0.75128 | 0
[6 empty] | 11 | 6082.474 | 0.45147 | -0.20202 | 0.75055 | 0
[6 empty] | 11 | 11636.2225 | 0.83788 | 0.44978 | -2.2877 | 0
[6 empty] | 11 | 11657.0928 | 0.84051 | 0.45059 | -2.2911 | 0
[6 empty] | 11 | 2131.4883 | 0.15333 | -0.35598 | -0.79735 | 0
[6 empty] | 11 | 2133.097 | 0.15365 | -0.35587 | -0.79777 | 0
[6 empty] | 11 | 2272.4021 | 0.17565 | -0.3101 | -0.86555 | 0
[6 empty] | 11 | 2277.2224 | 0.17711 | -0.31106 | -0.86605 | 0
[6 empty] | 11 | 2279.4321 | 0.17749 | -0.3105 | -0.86699 | 0
[6 empty] | 11 | 2279.5691 | 0.1775 | -0.31056 | -0.86695 | 0
[6 empty] | 11 | 1529.5658 | 1.2527e-17 | -0.292 | -0.708 | 0
[6 empty] | 11 | 20489.2331 | -2.0933 | 1.1349 | 1.9584 | 0
[6 empty] | 11 | 1298.6033 | -0.13865 | -0.24431 | -0.61704 | 0
[6 empty] | 11 | 1305.3916 | -0.13996 | -0.24295 | -0.61709 | 0
[6 empty] | 11 | 1232.76 | -0.13589 | -0.27933 | -0.58478 | 0
[6 empty] | 11 | 1232.6147 | -0.13597 | -0.27931 | -0.58472 | 0
[6 empty] | 11 | 1168.6183 | -0.16943 | -0.24953 | -0.58103 | 0
[6 empty] | 11 | 1221.7468 | -0.22768 | -0.21489 | -0.55744 | 0
[6 empty] | 11 | 1097.9163 | -0.20791 | -0.25179 | -0.54029 | 0
[6 empty] | 11 | 1082.0179 | -0.21588 | -0.23641 | -0.5477 | 0
[6 empty] | 11 | 1081.4959 | -0.21621 | -0.2363 | -0.54749 | 0
[6 empty] | 11 | 1257.6527 | -0.25363 | -0.20094 | -0.54543 | 0
[6 empty] | 11 | 1081.2436 | -0.21637 | -0.23626 | -0.54737 | 0
[6 empty] | 11 | 1247.9239 | -0.25344 | -0.2021 | -0.54446 | 0
[6 empty] | 11 | 1452.784 | -0.29955 | -0.17806 | -0.52239 | 0
[6 empty] | 11 | 1441.0481 | -0.29954 | -0.17941 | -0.52105 | 0
[6 empty] | 11 | 1068.3776 | -0.23243 | -0.28221 | -0.48537 | 0
[6 empty] | 11 | 1049.353 | -0.24549 | -0.22743 | -0.52708 | 0
[6 empty] | 11 | 1051.591 | -0.24759 | -0.22626 | -0.52615 | 0
[6 empty] | 11 | 1052.6379 | -0.24792 | -0.22602 | -0.52606 | 0
[6 empty] | 11 | 1064.3918 | -0.25285 | -0.22398 | -0.52317 | 0
[6 empty] | 11 | 1018.5378 | -0.28101 | -0.231 | -0.48798 | 0
[6 empty] | 11 | 1018.5434 | -0.28102 | -0.231 | -0.48798 | 0
[6 empty] | 11 | 1007.959 | -0.28825 | -0.36815 | -0.3436 | 0
[6 empty] | 11 | 1003.1681 | -0.29185 | -0.37097 | -0.33718 | 0
[6 empty] | 11 | 998.9529 | -0.29421 | -0.37091 | -0.33488 | 0
[6 empty] | 11 | 997.9821 | -0.29463 | -0.3705 | -0.33487 | 0
[6 empty] | 11 | 996.6146 | -0.29528 | -0.36989 | -0.33483 | 0
[6 empty] | 11 | 1031.6026 | -0.30858 | -0.2283 | -0.46311 | 0
[6 empty] | 11 | 1031.5216 | -0.30856 | -0.22831 | -0.46313 | 0
[6 empty] | 11 | 1031.838 | -0.30867 | -0.22827 | -0.46306 | 0
[6 empty] | 11 | 1401.3247 | -0.45278 | -0.21422 | -0.333 | 0
[6 empty] | 11 | 1007.6402 | -0.33154 | -0.3426 | -0.32587 | 0
[6 empty] | 11 | 1002.783 | -0.33113 | -0.34256 | -0.32631 | 0
[6 empty] | 11 | 1002.329 | -0.33099 | -0.34266 | -0.32634 | 0
[6 empty] | 11 | 958.0806 | -0.31654 | -0.35067 | -0.33279 | 0
[6 empty] | 11 | 948.0631 | -0.3223 | -0.34551 | -0.33219 | 0
[6 empty] | 11 | 948.0493 | -0.32234 | -0.34549 | -0.33218 | 0
[6 empty] | 11 | 958.4106 | -0.33151 | -0.33622 | -0.33227 | 0
[6 empty] | 11 | 4400.0069 | -5.2001e-16 | -1 | -7.0668e-16 | 0
[6 empty] | 11 | 4931.3295 | -0.065004 | 0.12714 | -1.0621 | 0
[6 empty] | 11 | 4885.7797 | -0.07009 | 0.12455 | -1.0545 | 0
[6 empty] | 11 | 1483.5179 | -0.021402 | -0.28389 | -0.69471 | 0
[6 empty] | 11 | 1455.5062 | -0.021609 | -0.31326 | -0.66513 | 0
[6 empty] | 11 | 1504.7595 | -4.7314e-19 | -0.33696 | -0.66304 | 0
[6 empty] | 11 | 1503.1256 | -0.0047946 | -0.30451 | -0.69069 | 0
[6 empty] | 11 | 1370.1774 | -0.064376 | -0.2973 | -0.63832 | 0
[6 empty] | 11 | 7512.4652 | -0.0037938 | 0.038474 | 0.96532 | 0
[6 empty] | 11 | 7512.7509 | -0.0038246 | 0.038475 | 0.96535 | 0
[6 empty] | 11 | 7512.9793 | -0.0038553 | 0.038477 | 0.96538 | 0
[6 empty] | 11 | 7514.0108 | -0.0039553 | 0.038482 | 0.96547 | 0
[6 empty] | 11 | 1517.9043 | -8.7757e-17 | -0.30137 | -0.69863 | 0
[6 empty] | 11 | 4400.0069 | -2.8712e-16 | -1 | -1.04e-16 | 0
[6 empty] | 11 | 1514.4107 | -9.327e-17 | -0.36145 | -0.63855 | 0
[6 empty] | 11 | 1515.4399 | -0.00093189 | -0.30104 | -0.69803 | 0
[6 empty] | 11 | 1344.3466 | -0.08366 | -0.32214 | -0.5942 | 0
[6 empty] | 11 | 14622.1624 | -0.97917 | -0.94196 | 0.92113 | 0
[6 empty] | 11 | 14622.157 | -0.97917 | -0.94196 | 0.92113 | 0
[6 empty] | 11 | 1342.189 | -0.084541 | -0.32093 | -0.59453 | 0
[6 empty] | 11 | 1518.2637 | -0.00097058 | -0.29793 | -0.7011 | 0
[6 empty] | 11 | 4400.0069 | -3.1378e-16 | -1 | -8.3113e-16 | 0
[6 empty] | 11 | 3826.7938 | -0.27374 | 0.093609 | -0.81987 | 0
[6 empty] | 11 | 3831.5814 | -0.2756 | 0.094854 | -0.81925 | 0
[6 empty] | 11 | 1287.6158 | -0.10618 | -0.28082 | -0.613 | 0
[6 empty] | 11 | 20170.6453 | -2.0556 | 1.1214 | 1.9342 | 0
[6 empty] | 12 | 1751.8932 | 0.037466 | -0.26935 | -0.76812 | 0
[6 empty] | 12 | 1793.4041 | 0.045817 | -0.26812 | -0.7777 | 0
[6 empty] | 12 | 49493.7483 | 5.7198 | 2.9676 | -7.6874 | 0
[6 empty] | 12 | 1459.6666 | 0.18661 | 0.49056 | 0.32282 | 0
[6 empty] | 12 | 9198.0766 | 0.52404 | 0.36153 | -1.8856 | 0
[6 empty] | 12 | 2224.1726 | 0.17888 | -0.36525 | -0.81364 | 0
[6 empty] | 12 | 989.3759 | -0.26747 | -0.25401 | -0.47851 | 0
[6 empty] | 12 | 1012.026 | -0.28714 | -0.37156 | -0.34131 | 0
[6 empty] | 12 | 1037.8638 | -0.30676 | -0.21885 | -0.47439 | 0
[6 empty] | 12 | 1532.6586 | -1.0563e-16 | -0.28501 | -0.71499 | 0
[6 empty] | 12 | 20407.1666 | -2.0589 | 1.1221 | 1.9368 | 0
[6 empty] | 12 | 2185.5241 | 0.24045 | 0.34976 | 0.40979 | 0
[6 empty] | 12 | 49940.1593 | 5.7707 | 2.9894 | -7.7601 | 0
[6 empty] | 12 | 1468.1048 | 0.18591 | 0.49162 | 0.32247 | 0
[6 empty] | 12 | 1495.6645 | 0.1899 | 0.49348 | 0.31662 | 0
[6 empty] | 12 | 1461.389 | 0.18695 | 0.49101 | 0.32203 | 0
[6 empty] | 12 | 1457.0494 | 0.18694 | 0.4905 | 0.32256 | 0
[6 empty] | 12 | 1457.6772 | 0.18701 | 0.49059 | 0.3224 | 0
[6 empty] | 12 | 1456.6625 | 0.187 | 0.49047 | 0.32253 | 0
[6 empty] | 12 | 1456.4909 | 0.18709 | 0.4904 | 0.32252 | 0
[6 empty] | 12 | 3596.9217 | 0.60506 | 0.082884 | 0.31206 | 0
[6 empty] | 12 | 3596.2477 | 0.60619 | 0.084286 | 0.30952 | 0
[6 empty] | 12 | 3578.7166 | 0.60384 | 0.084941 | 0.31121 | 0
[6 empty] | 12 | 3578.6356 | 0.60385 | 0.084939 | 0.31121 | 0
[6 empty] | 12 | 3578.6385 | 0.60385 | 0.084939 | 0.31121 | 0
[6 empty] | 12 | 3392.9134 | 0.58059 | 0.10644 | 0.31297 | 0
[6 empty] | 12 | 1512.2309 | 0.34524 | 0.32236 | 0.3324 | 0
[6 empty] | 12 | 1421.4574 | 0.33308 | 0.33311 | 0.33381 | 0
[6 empty] | 12 | 1417.8737 | 0.33336 | 0.3332 | 0.33343 | 0
[6 empty] | 12 | 1417.9112 | 0.33347 | 0.3334 | 0.33313 | 0
[6 empty] | 12 | 1417.3655 | 0.33337 | 0.33325 | 0.33337 | 0
[6 empty] | 12 | 1417.3229 | 0.33337 | 0.33326 | 0.33337 | 0
[6 empty] | 12 | 1416.806 | 0.33331 | 0.33338 | 0.33331 | 0
[6 empty] | 12 | 1532.6586 | 1.4782e-17 | -0.28501 | -0.71499 | 0
[6 empty] | 12 | 1575.342 | 0.016469 | -0.30715 | -0.70932 | 0
[6 empty] | 12 | 4399.9919 | 4.7451e-15 | -1 | 9.74e-15 | 0
[6 empty] | 12 | 1591.1883 | 0.017417 | -0.29431 | -0.72311 | 0
[6 empty] | 12 | 4399.9919 | 5.2446e-17 | -1 | -1.3278e-16 | 0
[6 empty] | 12 | 1496.001 | 1.8613e-17 | -0.33333 | -0.66667 | 0
[6 empty] | 12 | 4399.9919 | 5.869e-17 | -1 | 3.459e-18 | 0
[6 empty] | 12 | 4399.9919 | 6.202e-17 | -1 | -1.0364e-16 | 0
[6 empty] | 12 | 1593.8726 | 0.029541 | -0.39305 | -0.63649 | 0
[6 empty] | 12 | 1619.5733 | 0.036408 | -0.4032 | -0.63321 | 0
[6 empty] | 12 | 1618.5799 | 0.036538 | -0.40207 | -0.63447 | 0
[6 empty] | 12 | 1623.0739 | 0.037682 | -0.40352 | -0.63416 | 0
[6 empty] | 12 | 1623.3031 | 0.037837 | -0.4035 | -0.63433 | 0
[6 empty] | 12 | 1627.3103 | 0.038835 | -0.40321 | -0.63562 | 0
[6 empty] | 12 | 1793.6609 | 0.045824 | -0.2681 | -0.77773 | 0
[6 empty] | 12 | 1497.0034 | 4.4678e-05 | -0.36804 | -0.63201 | 0
[6 empty] | 12 | 4399.9919 | 1.6733e-16 | -1 | 5.0365e-17 | 0
[6 empty] | 12 | 1489.6849 | 7.3911e-17 | -0.35265 | -0.64735 | 0
[6 empty] | 12 | 9154.3697 | 0.51973 | 0.3589 | -1.8786 | 0
[6 empty] | 12 | 1564.4566 | 9.9592e-18 | -0.27501 | -0.72499 | 0
[6 empty] | 12 | 6402.133 | 0.45126 | -0.20162 | 0.75035 | 0
[6 empty] | 12 | 12210.2783 | 0.88268 | 0.53034 | -2.413 | 0
[6 empty] | 12 | 12180.1513 | 0.88048 | 0.5278 | -2.4083 | 0
[6 empty] | 12 | 1500.8057 | 0.00010685 | -0.37417 | -0.62594 | 0
[6 empty] | 12 | 1620.5893 | 0.0012428 | -0.26497 | -0.73627 | 0
[6 empty] | 12 | 2277.2696 | 0.17849 | -0.30455 | -0.87394 | 0
[6 empty] | 12 | 2227.8727 | 0.17961 | -0.365 | -0.81461 | 0
[6 empty] | 12 | 1578.3517 | 0.012782 | -0.28881 | -0.72397 | 0
[6 empty] | 12 | 2449.4689 | 0.21913 | -0.30815 | -0.91098 | 0
[6 empty] | 12 | 2452.8392 | 0.21989 | -0.30828 | -0.91161 | 0
[6 empty] | 12 | 2452.9536 | 0.2199 | -0.30831 | -0.91159 | 0
[6 empty] | 12 | 1326.8339 | -0.12959 | -0.23758 | -0.63283 | 0
[6 empty] | 12 | 1334.5713 | -0.13067 | -0.23619 | -0.63314 | 0
[6 empty] | 12 | 1163.9146 | -0.16231 | -0.27234 | -0.56534 | 0
[6 empty] | 12 | 1161.0883 | -0.16389 | -0.27229 | -0.56382 | 0
[6 empty] | 12 | 1144.6066 | -0.17274 | -0.26991 | -0.55735 | 0
[6 empty] | 12 | 1138.7405 | -0.18028 | -0.28169 | -0.53803 | 0
[6 empty] | 12 | 1240.8053 | -0.2308 | -0.20401 | -0.56519 | 0
[6 empty] | 12 | 1069.0328 | -0.21982 | -0.22974 | -0.55044 | 0
[6 empty] | 12 | 1057.4542 | -0.22579 | -0.22814 | -0.54607 | 0
[6 empty] | 12 | 1052.463 | -0.2276 | -0.22795 | -0.54445 | 0
[6 empty] | 12 | 1051.8017 | -0.2279 | -0.2279 | -0.5442 | 0
[6 empty] | 12 | 1038.781 | -0.22863 | -0.249 | -0.52237 | 0
[6 empty] | 12 | 1023.455 | -0.23556 | -0.23898 | -0.52546 | 0
[6 empty] | 12 | 1019.5786 | -0.23772 | -0.23772 | -0.52457 | 0
[6 empty] | 12 | 1018.862 | -0.2382 | -0.23775 | -0.52405 | 0
[6 empty] | 12 | 1034.9967 | -0.25472 | -0.21829 | -0.52699 | 0
[6 empty] | 12 | 1034.1667 | -0.25472 | -0.21838 | -0.52689 | 0
[6 empty] | 12 | 1002.5462 | -0.25412 | -0.25364 | -0.49224 | 0
[6 empty] | 12 | 999.6778 | -0.25749 | -0.25821 | -0.4843 | 0
[6 empty] | 12 | 1034.0214 | -0.30673 | -0.2193 | -0.47396 | 0
[6 empty] | 12 | 1002.1047 | -0.28947 | -0.36257 | -0.34795 | 0
[6 empty] | 12 | 967.8667 | -0.29175 | -0.2269 | -0.48135 | 0
[6 empty] | 12 | 967.748 | -0.2918 | -0.22692 | -0.48127 | 0
[6 empty] | 12 | 968.0327 | -0.29243 | -0.22689 | -0.48067 | 0
[6 empty] | 12 | 966.2762 | -0.29196 | -0.2286 | -0.47944 | 0
[6 empty] | 12 | 966.137 | -0.29215 | -0.22752 | -0.48034 | 0
[6 empty] | 12 | 966.0335 | -0.2923 | -0.22746 | -0.48024 | 0
[6 empty] | 12 | 998.8236 | -0.29397 | -0.36981 | -0.33622 | 0
[6 empty] | 12 | 999.5151 | -0.29417 | -0.37102 | -0.33481 | 0
[6 empty] | 12 | 998.6421 | -0.29432 | -0.37047 | -0.33522 | 0
[6 empty] | 12 | 998.3062 | -0.29459 | -0.37058 | -0.33483 | 0
[6 empty] | 12 | 966.1326 | -0.29616 | -0.30428 | -0.39955 | 0
[6 empty] | 12 | 959.5121 | -0.30214 | -0.22875 | -0.46911 | 0
[6 empty] | 12 | 959.5152 | -0.30214 | -0.22875 | -0.46911 | 0
[6 empty] | 12 | 962.7234 | -0.29884 | -0.29683 | -0.40433 | 0
[6 empty] | 12 | 961.2002 | -0.30134 | -0.30614 | -0.39252 | 0
[6 empty] | 12 | 964.0842 | -0.30838 | -0.22813 | -0.46349 | 0
[6 empty] | 12 | 963.9908 | -0.30841 | -0.22814 | -0.46345 | 0
[6 empty] | 12 | 964.0703 | -0.30853 | -0.22816 | -0.46331 | 0
[6 empty] | 12 | 1368.8734 | -0.45276 | -0.21415 | -0.33309 | 0
[6 empty] | 12 | 1368.8847 | -0.45277 | -0.21417 | -0.33306 | 0
[6 empty] | 12 | 1005.1129 | -0.33122 | -0.34263 | -0.32615 | 0
[6 empty] | 12 | 1004.4165 | -0.33122 | -0.34257 | -0.32622 | 0
[6 empty] | 12 | 1000.5406 | -0.33103 | -0.34236 | -0.32661 | 0
[6 empty] | 12 | 948.9782 | -0.32053 | -0.34214 | -0.33733 | 0
[6 empty] | 12 | 948.0243 | -0.32202 | -0.34467 | -0.33331 | 0
[6 empty] | 12 | 948.0552 | -0.32228 | -0.34553 | -0.33219 | 0
[6 empty] | 12 | 948.0275 | -0.32229 | -0.34551 | -0.33219 | 0
[6 empty] | 12 | 948.515 | -0.32284 | -0.34503 | -0.33212 | 0
[6 empty] | 12 | 956.3076 | -0.33138 | -0.33643 | -0.33218 | 0
[6 empty] | 12 | 956.4362 | -0.33152 | -0.33626 | -0.33222 | 0
[6 empty] | 12 | 1503.177 | -1.4433e-16 | -0.37647 | -0.62353 | 0
[6 empty] | 12 | 1615.0312 | -1.6888e-16 | -0.26503 | -0.73497 | 0
[6 empty] | 12 | 1568.5655 | -1.7531e-16 | -0.27419 | -0.72581 | 0
[6 empty] | 12 | 1500.7039 | -1.9538e-16 | -0.3743 | -0.6257 | 0
[6 empty] | 12 | 1441.2829 | -0.021156 | -0.32951 | -0.64934 | 0
[6 empty] | 12 | 1489.0615 | -0.022502 | -0.27525 | -0.70225 | 0
[6 empty] | 12 | 1479.3392 | -0.027085 | -0.27418 | -0.69874 | 0
[6 empty] | 12 | 4399.9919 | -9.3654e-16 | -1 | -9.0324e-16 | 0
[6 empty] | 12 | 1427.7143 | -0.033764 | -0.34829 | -0.61794 | 0
[6 empty] | 12 | 4399.9919 | -1.1738e-16 | -1 | -1.2529e-16 | 0
[6 empty] | 12 | 4399.9919 | -1.4111e-16 | -1 | -9.2822e-17 | 0
[6 empty] | 12 | 1503.119 | -5.5278e-17 | -0.3165 | -0.6835 | 0
[6 empty] | 12 | 1496.001 | -5.5978e-17 | -0.33333 | -0.66667 | 0
[6 empty] | 12 | 7813.2667 | -0.0037979 | 0.03853 | 0.96527 | 0
[6 empty] | 12 | 7813.5774 | -0.0038217 | 0.038531 | 0.96529 | 0
[6 empty] | 12 | 7813.5774 | -0.0038217 | 0.038531 | 0.96529 | 0
[6 empty] | 12 | 1564.4566 | -7.3593e-18 | -0.27501 | -0.72499 | 0
[6 empty] | 12 | 7814.9733 | -0.0039561 | 0.038538 | 0.96542 | 0
[6 empty] | 12 | 1480.7519 | -0.0070926 | -0.32261 | -0.67029 | 0
[6 empty] | 12 | 1503.119 | -8.6906e-18 | -0.3165 | -0.6835 | 0
[6 empty] | 12 | 1568.5655 | -9.723e-17 | -0.27419 | -0.72581 | 0
[6 empty] | 12 | 14749.6203 | -0.98088 | -0.94265 | 0.92353 | 0
[6 empty] | 12 | 14685.2459 | -0.97657 | -0.94143 | 0.91801 | 0
[6 empty] | 12 | 1489.6849 | -9.2664e-17 | -0.35265 | -0.64735 | 0
[6 empty] | 12 | 3942.4917 | -0.28285 | 0.12651 | -0.84365 | 0
[6 empty] | 12 | 3941.9196 | -0.28322 | 0.12649 | -0.84328 | 0
[6 empty] | 12 | 3941.8295 | -0.28321 | 0.12649 | -0.84328 | 0
[6 empty] | 12 | 5239.7112 | -0.038345 | 0.16973 | -1.1314 | 0
[6 empty] | 12 | 5234.8556 | -0.040721 | 0.17011 | -1.1294 | 0
[6 empty] | 12 | 4399.9919 | -3.9917e-17 | -1 | -1.3403e-16 | 0
[6 empty] | 12 | 1496.6922 | -1.3429e-16 | -0.36765 | -0.63235 | 0
[6 empty] | 12 | 20407.4219 | -2.0589 | 1.1221 | 1.9368 | 0
[6 empty] | 12 | 20407.1615 | -2.0589 | 1.1221 | 1.9368 | 0
[6 empty] | 13 | 1416.8758 | 0.33331 | 0.33333 | 0.33335 | 0
[6 empty] | 13 | 1490.56 | -0.021933 | -0.27507 | -0.703 | 0
[6 empty] | 13 | 3579.069 | 0.60369 | 0.085152 | 0.31116 | 0
[6 empty] | 13 | 1718.1874 | 0.026521 | -0.26649 | -0.76003 | 0
[6 empty] | 13 | 1498.7043 | 5.8177e-17 | -0.37037 | -0.62963 | 0
[6 empty] | 13 | 2458.7109 | 0.22128 | -0.30789 | -0.91339 | 0
[6 empty] | 13 | 1002.405 | -0.25446 | -0.25398 | -0.49156 | 0
[6 empty] | 13 | 1040.5651 | -0.30654 | -0.21844 | -0.47502 | 0
[6 empty] | 13 | 968.5722 | -0.29154 | -0.22668 | -0.48178 | 0
[6 empty] | 13 | 966.9007 | -0.29187 | -0.22731 | -0.48082 | 0
[6 empty] | 13 | 1489.9753 | -3.0488e-17 | -0.35176 | -0.64824 | 0
[6 empty] | 13 | 20977.9644 | -2.0968 | 1.1355 | 1.9613 | 0
[6 empty] | 13 | 2168.6111 | 0.24201 | 0.34974 | 0.40825 | 0
[6 empty] | 13 | 39143.4373 | 4.5789 | 2.4163 | -5.9952 | 0
[6 empty] | 13 | 39368.5844 | 4.6059 | 2.4263 | -6.0322 | 0
[6 empty] | 13 | 1480.9099 | 0.19144 | 0.49118 | 0.31738 | 0
[6 empty] | 13 | 1449.8014 | 0.18885 | 0.4886 | 0.32255 | 0
[6 empty] | 13 | 1455.4021 | 0.19014 | 0.48895 | 0.32091 | 0
[6 empty] | 13 | 1444.9412 | 0.18939 | 0.48812 | 0.32249 | 0
[6 empty] | 13 | 1444.8973 | 0.18939 | 0.48812 | 0.32249 | 0
[6 empty] | 13 | 1444.2686 | 0.18936 | 0.48804 | 0.3226 | 0
[6 empty] | 13 | 1444.2098 | 0.18936 | 0.48803 | 0.32261 | 0
[6 empty] | 13 | 1444.123 | 0.18954 | 0.48783 | 0.32263 | 0
[6 empty] | 13 | 3552.5761 | 0.59985 | 0.088061 | 0.31209 | 0
[6 empty] | 13 | 3562.6634 | 0.60158 | 0.08689 | 0.31153 | 0
[6 empty] | 13 | 3550.5935 | 0.60008 | 0.088363 | 0.31156 | 0
[6 empty] | 13 | 1420.0974 | 0.33382 | 0.33336 | 0.33282 | 0
[6 empty] | 13 | 1420.0952 | 0.33382 | 0.33336 | 0.33282 | 0
[6 empty] | 13 | 1416.8742 | 0.33331 | 0.33334 | 0.33335 | 0
[6 empty] | 13 | 1416.8804 | 0.33332 | 0.33332 | 0.33335 | 0
[6 empty] | 13 | 1416.902 | 0.33334 | 0.33331 | 0.33335 | 0
[6 empty] | 13 | 1416.9319 | 0.33335 | 0.3333 | 0.33335 | 0
[6 empty] | 13 | 1417.0584 | 0.33338 | 0.33329 | 0.33333 | 0
[6 empty] | 13 | 1579.3263 | 0.017369 | -0.30662 | -0.71075 | 0
[6 empty] | 13 | 1593.5726 | 0.018301 | -0.29531 | -0.72299 | 0
[6 empty] | 13 | 4400.0047 | 5.9914e-17 | -1 | 1.3544e-17 | 0
[6 empty] | 13 | 1533.0755 | 2.1368e-17 | -0.28457 | -0.71543 | 0
[6 empty] | 13 | 4400.0047 | 7.0885e-17 | -1 | -5.1054e-17 | 0
[6 empty] | 13 | 1581.9425 | 0.024924 | -0.39374 | -0.63119 | 0
[6 empty] | 13 | 1617.7072 | 0.036188 | -0.40122 | -0.63497 | 0
[6 empty] | 13 | 1623.5965 | 0.03783 | -0.40339 | -0.63444 | 0
[6 empty] | 13 | 1623.9919 | 0.037991 | -0.40349 | -0.6345 | 0
[6 empty] | 13 | 1624.1152 | 0.037993 | -0.4035 | -0.6345 | 0
[6 empty] | 13 | 1627.391 | 0.038832 | -0.40328 | -0.63555 | 0
[6 empty] | 13 | 4400.0047 | 1.0928e-16 | -1 | 5.1054e-17 | 0
[6 empty] | 13 | 4400.0047 | 1.0928e-16 | -1 | -1.8396e-17 | 0
[6 empty] | 13 | 1796.3411 | 0.046462 | -0.2678 | -0.77866 | 0
[6 empty] | 13 | 1501.1296 | 3.865e-17 | -0.37458 | -0.62542 | 0
[6 empty] | 13 | 1799.7501 | 0.047234 | -0.2678 | -0.77943 | 0
[6 empty] | 13 | 1533.0755 | 4.1004e-17 | -0.28457 | -0.71543 | 0
[6 empty] | 13 | 1502.1101 | 4.0916e-17 | -0.37541 | -0.62459 | 0
[6 empty] | 13 | 1615.6569 | 6.4215e-05 | -0.26463 | -0.73543 | 0
[6 empty] | 13 | 1588.9828 | 6.4719e-17 | -0.26984 | -0.73016 | 0
[6 empty] | 13 | 1588.9828 | 7.6732e-17 | -0.26984 | -0.73016 | 0
[6 empty] | 13 | 1615.3691 | 7.8267e-17 | -0.26463 | -0.73537 | 0
[6 empty] | 13 | 1501.1296 | 7.8281e-17 | -0.37458 | -0.62542 | 0
[6 empty] | 13 | 9586.9917 | 0.55651 | 0.39126 | -1.9478 | 0
[6 empty] | 13 | 9630.8817 | 0.56097 | 0.39401 | -1.955 | 0
[6 empty] | 13 | 1498.7043 | 8.9782e-18 | -0.37037 | -0.62963 | 0
[6 empty] | 13 | 6429.5629 | 0.45085 | -0.20052 | 0.74967 | 0
[6 empty] | 13 | 13102.4549 | 0.96907 | 0.59156 | -2.5606 | 0
[6 empty] | 13 | 13118.4718 | 0.97027 | 0.59229 | -2.5626 | 0
[6 empty] | 13 | 1576.8988 | 0.012253 | -0.28819 | -0.72406 | 0
[6 empty] | 13 | 1564.0658 | 1.2605e-16 | -0.27482 | -0.72518 | 0
[6 empty] | 13 | 2230.6091 | 0.18042 | -0.3649 | -0.81552 | 0
[6 empty] | 13 | 2230.6852 | 0.18042 | -0.36485 | -0.81557 | 0
[6 empty] | 13 | 2454.0522 | 0.22016 | -0.30761 | -0.91255 | 0
[6 empty] | 13 | 2455.3345 | 0.22073 | -0.30856 | -0.91217 | 0
[6 empty] | 13 | 2458.5378 | 0.22126 | -0.30782 | -0.91345 | 0
[6 empty] | 13 | 1328.8124 | -0.12882 | -0.23741 | -0.63377 | 0
[6 empty] | 13 | 1311.5833 | -0.13528 | -0.23661 | -0.62811 | 0
[6 empty] | 13 | 1169.9504 | -0.15948 | -0.27299 | -0.56753 | 0
[6 empty] | 13 | 1155.6968 | -0.16744 | -0.2727 | -0.55986 | 0
[6 empty] | 13 | 1151.8661 | -0.1695 | -0.27218 | -0.55832 | 0
[6 empty] | 13 | 1135.974 | -0.17801 | -0.26974 | -0.55225 | 0
[6 empty] | 13 | 1224.1836 | -0.23142 | -0.20545 | -0.56313 | 0
[6 empty] | 13 | 1052.63 | -0.22765 | -0.22765 | -0.5447 | 0
[6 empty] | 13 | 1052.6231 | -0.22769 | -0.22762 | -0.54469 | 0
[6 empty] | 13 | 1040.5031 | -0.22836 | -0.2507 | -0.52095 | 0
[6 empty] | 13 | 1020.152 | -0.23754 | -0.23754 | -0.52492 | 0
[6 empty] | 13 | 1020.112 | -0.23756 | -0.23755 | -0.52489 | 0
[6 empty] | 13 | 1019.4294 | -0.23802 | -0.23758 | -0.5244 | 0
[6 empty] | 13 | 1035.6536 | -0.25346 | -0.2185 | -0.52805 | 0
[6 empty] | 13 | 1034.7661 | -0.25462 | -0.21814 | -0.52723 | 0
[6 empty] | 13 | 1001.579 | -0.25553 | -0.25565 | -0.48881 | 0
[6 empty] | 13 | 1034.5746 | -0.27324 | -0.37118 | -0.35558 | 0
[6 empty] | 13 | 991.4854 | -0.26551 | -0.25432 | -0.48017 | 0
[6 empty] | 13 | 1007.6277 | -0.28209 | -0.3512 | -0.36671 | 0
[6 empty] | 13 | 1038.3525 | -0.30667 | -0.21872 | -0.47461 | 0
[6 empty] | 13 | 999.5369 | -0.29326 | -0.3695 | -0.33724 | 0
[6 empty] | 13 | 999.174 | -0.29418 | -0.37106 | -0.33476 | 0
[6 empty] | 13 | 998.8779 | -0.29412 | -0.37084 | -0.33504 | 0
[6 empty] | 13 | 998.8691 | -0.29413 | -0.37088 | -0.33498 | 0
[6 empty] | 13 | 998.6715 | -0.2943 | -0.37092 | -0.33479 | 0
[6 empty] | 13 | 968.0402 | -0.29058 | -0.22762 | -0.4818 | 0
[6 empty] | 13 | 969.0119 | -0.2913 | -0.22662 | -0.48208 | 0
[6 empty] | 13 | 966.7798 | -0.29205 | -0.22725 | -0.4807 | 0
[6 empty] | 13 | 967.8708 | -0.29262 | -0.22682 | -0.48056 | 0
[6 empty] | 13 | 967.5113 | -0.29711 | -0.30505 | -0.39785 | 0
[6 empty] | 13 | 964.454 | -0.29972 | -0.30191 | -0.39836 | 0
[6 empty] | 13 | 960.0034 | -0.30235 | -0.2286 | -0.46905 | 0
[6 empty] | 13 | 960.0785 | -0.30244 | -0.22857 | -0.46899 | 0
[6 empty] | 13 | 963.6311 | -0.30122 | -0.30643 | -0.39235 | 0
[6 empty] | 13 | 964.1457 | -0.30812 | -0.22802 | -0.46387 | 0
[6 empty] | 13 | 964.6471 | -0.3084 | -0.22797 | -0.46363 | 0
[6 empty] | 13 | 964.2525 | -0.30827 | -0.22801 | -0.46372 | 0
[6 empty] | 13 | 1370.2708 | -0.45283 | -0.21396 | -0.33321 | 0
[6 empty] | 13 | 1370.2955 | -0.45285 | -0.214 | -0.33315 | 0
[6 empty] | 13 | 1007.9702 | -0.33089 | -0.34288 | -0.32623 | 0
[6 empty] | 13 | 1008.7872 | -0.33121 | -0.34262 | -0.32617 | 0
[6 empty] | 13 | 1008.3976 | -0.33127 | -0.3425 | -0.32623 | 0
[6 empty] | 13 | 953.6735 | -0.31798 | -0.33769 | -0.34433 | 0
[6 empty] | 13 | 952.048 | -0.32223 | -0.34571 | -0.33206 | 0
[6 empty] | 13 | 951.3858 | -0.32223 | -0.34562 | -0.33214 | 0
[6 empty] | 13 | 951.0189 | -0.32241 | -0.34529 | -0.3323 | 0
[6 empty] | 13 | 951.0203 | -0.32243 | -0.34536 | -0.33221 | 0
[6 empty] | 13 | 959.9419 | -0.33165 | -0.33614 | -0.3322 | 0
[6 empty] | 13 | 959.0388 | -0.33137 | -0.33635 | -0.33228 | 0
[6 empty] | 13 | 1564.0658 | -1.9336e-16 | -0.27482 | -0.72518 | 0
[6 empty] | 13 | 1442.7192 | -0.02067 | -0.32922 | -0.65011 | 0
[6 empty] | 13 | 4400.0047 | -6.7087e-17 | -1 | 7.9745e-17 | 0
[6 empty] | 13 | 1496.0005 | -2.9831e-17 | -0.33333 | -0.66667 | 0
[6 empty] | 13 | 1443.0199 | -0.044285 | -0.26985 | -0.68587 | 0
[6 empty] | 13 | 7881.0283 | -0.0030884 | 0.038665 | 0.96442 | 0
[6 empty] | 13 | 1503.1178 | -5.9211e-17 | -0.3165 | -0.6835 | 0
[6 empty] | 13 | 1489.9753 | -6.2228e-17 | -0.35176 | -0.64824 | 0
[6 empty] | 13 | 7889.6243 | -0.003831 | 0.038548 | 0.96528 | 0
[6 empty] | 13 | 5425.6149 | -0.026193 | 0.18524 | -1.159 | 0
[6 empty] | 13 | 7889.3038 | -0.0038626 | 0.038626 | 0.96524 | 0
[6 empty] | 13 | 7888.6895 | -0.0039736 | 0.038782 | 0.96519 | 0
[6 empty] | 13 | 1480.7333 | -0.0071052 | -0.32261 | -0.67029 | 0
[6 empty] | 13 | 5421.8365 | -0.029145 | 0.18621 | -1.1571 | 0
[6 empty] | 13 | 1499.5633 | -0.00090512 | -0.37455 | -0.62455 | 0
[6 empty] | 13 | 1503.1178 | -9.1354e-18 | -0.3165 | -0.6835 | 0
[6 empty] | 13 | 1496.0005 | -9.0893e-18 | -0.33333 | -0.66667 | 0
[6 empty] | 13 | 14812.4529 | -0.97781 | -0.94083 | 0.91864 | 0
[6 empty] | 13 | 14790.6927 | -0.97637 | -0.94092 | 0.91728 | 0
[6 empty] | 13 | 4400.0047 | -2.8016e-15 | -1 | -3.1561e-15 | 0
[6 empty] | 13 | 4034.7487 | -0.28183 | 0.13627 | -0.85443 | 0
[6 empty] | 13 | 4015.0881 | -0.28165 | 0.13398 | -0.85234 | 0
[6 empty] | 13 | 3921.4906 | -0.28088 | 0.12296 | -0.84208 | 0
[6 empty] | 13 | 4400.0047 | -3.0843e-16 | -1 | -5.1898e-16 | 0
[6 empty] | 13 | 4400.0047 | -3.7805e-17 | -1 | -1.2785e-16 | 0
[6 empty] | 13 | 1274.0871 | -0.11361 | -0.31819 | -0.5682 | 0
[6 empty] | 13 | 20666.2277 | -2.0614 | 1.1229 | 1.9386 | 0
[6 empty] | 13 | 20754.3168 | -2.0702 | 1.1255 | 1.9447 | 0
[6 empty] | 14 | 1090.6487 | -0.21237 | -0.23946 | -0.54817 | 0
[6 empty] | 14 | 1447.6626 | 0.19264 | 0.48665 | 0.32071 | 0
[6 empty] | 14 | 1782.4355 | 0.044617 | -0.27363 | -0.77098 | 0
[6 empty] | 14 | 1509.1797 | 4.2567e-05 | -0.36647 | -0.63357 | 0
[6 empty] | 14 | 1226.7802 | -0.13736 | -0.27867 | -0.58397 | 0
[6 empty] | 14 | 1186.6504 | -0.16129 | -0.25067 | -0.58804 | 0
[6 empty] | 14 | 1348.9382 | -0.25336 | -0.19204 | -0.5546 | 0
[6 empty] | 14 | 1096.6378 | -0.21051 | -0.23728 | -0.55221 | 0
[6 empty] | 14 | 1010.5815 | -0.29378 | -0.37141 | -0.33481 | 0
[6 empty] | 14 | 4399.9938 | -5.7472e-17 | -1 | -7.8806e-17 | 0
[6 empty] | 14 | 7588.2 | -0.0040131 | 0.038436 | 0.96558 | 0
[6 empty] | 14 | 1261.1856 | -0.11808 | -0.27925 | -0.60268 | 0
[6 empty] | 14 | 2101.1099 | 0.24321 | 0.3496 | 0.4072 | 0
[6 empty] | 14 | 71133.4013 | 8.0023 | 4.0932 | -11.0955 | 0
[6 empty] | 14 | 69156.1702 | 7.7836 | 3.9862 | -10.7697 | 0
[6 empty] | 14 | 1462.8741 | 0.19117 | 0.48878 | 0.32005 | 0
[6 empty] | 14 | 1484.7241 | 0.19453 | 0.48979 | 0.31569 | 0
[6 empty] | 14 | 1435.0452 | 0.19162 | 0.48572 | 0.32265 | 0
[6 empty] | 14 | 1434.7036 | 0.19165 | 0.48568 | 0.32267 | 0
[6 empty] | 14 | 1434.6148 | 0.19167 | 0.48566 | 0.32267 | 0
[6 empty] | 14 | 1434.445 | 0.19174 | 0.48559 | 0.32266 | 0
[6 empty] | 14 | 1434.2059 | 0.19219 | 0.48508 | 0.32273 | 0
[6 empty] | 14 | 3532.6138 | 0.60607 | 0.08402 | 0.30991 | 0
[6 empty] | 14 | 3513.2461 | 0.6034 | 0.084937 | 0.31166 | 0
[6 empty] | 14 | 3513.2326 | 0.6034 | 0.084937 | 0.31166 | 0
[6 empty] | 14 | 3513.2326 | 0.6034 | 0.084937 | 0.31166 | 0
[6 empty] | 14 | 3514.4402 | 0.60361 | 0.084965 | 0.31143 | 0
[6 empty] | 14 | 3514.3575 | 0.60362 | 0.084963 | 0.31142 | 0
[6 empty] | 14 | 3514.3427 | 0.60362 | 0.084963 | 0.31142 | 0
[6 empty] | 14 | 3510.3933 | 0.60303 | 0.085553 | 0.31141 | 0
[6 empty] | 14 | 1416.5586 | 0.3331 | 0.33356 | 0.33334 | 0
[6 empty] | 14 | 1417.8042 | 0.3334 | 0.3332 | 0.3334 | 0
[6 empty] | 14 | 1417.4409 | 0.33335 | 0.33325 | 0.3334 | 0
[6 empty] | 14 | 1416.9984 | 0.33332 | 0.33332 | 0.33337 | 0
[6 empty] | 14 | 1417.3509 | 0.33343 | 0.33334 | 0.33323 | 0
[6 empty] | 14 | 1417.0828 | 0.33338 | 0.33336 | 0.33327 | 0
[6 empty] | 14 | 1416.6451 | 0.33329 | 0.33338 | 0.33333 | 0
[6 empty] | 14 | 1559.979 | 1.4783e-16 | -0.28015 | -0.71985 | 0
[6 empty] | 14 | 1499.4982 | 1.6328e-17 | -0.34282 | -0.65718 | 0
[6 empty] | 14 | 4399.9938 | 5.4424e-17 | -1 | -1.1886e-16 | 0
[6 empty] | 14 | 1672.1779 | 0.022426 | -0.2768 | -0.74563 | 0
[6 empty] | 14 | 1527.9249 | 3.366e-17 | -0.2904 | -0.7096 | 0
[6 empty] | 14 | 1630.005 | 0.037166 | -0.39438 | -0.64278 | 0
[6 empty] | 14 | 1630.8414 | 0.037339 | -0.39468 | -0.64266 | 0
[6 empty] | 14 | 1630.6507 | 0.037334 | -0.39455 | -0.64278 | 0
[6 empty] | 14 | 1635.9066 | 0.038679 | -0.39419 | -0.64449 | 0
[6 empty] | 14 | 1782.7136 | 0.044624 | -0.27361 | -0.77102 | 0
[6 empty] | 14 | 1538.2756 | 0.0039504 | -0.29524 | -0.70871 | 0
[6 empty] | 14 | 1531.3584 | 0.0039902 | -0.3028 | -0.70119 | 0
[6 empty] | 14 | 1559.979 | 4.4496e-17 | -0.28015 | -0.71985 | 0
[6 empty] | 14 | 4399.9938 | 1.476e-16 | -1 | 2.2597e-16 | 0
[6 empty] | 14 | 4399.9938 | 1.7198e-16 | -1 | 6.9663e-17 | 0
[6 empty] | 14 | 1506.1473 | 5.9763e-17 | -0.32292 | -0.67708 | 0
[6 empty] | 14 | 1499.4982 | 6.1652e-17 | -0.34282 | -0.65718 | 0
[6 empty] | 14 | 1526.9868 | 8.646e-17 | -0.29106 | -0.70894 | 0
[6 empty] | 14 | 1527.9249 | 8.6944e-17 | -0.2904 | -0.7096 | 0
[6 empty] | 14 | 9691.7034 | 0.57202 | 0.37073 | -1.9428 | 0
[6 empty] | 14 | 9699.4338 | 0.5734 | 0.37103 | -1.9444 | 0
[6 empty] | 14 | 2132.5324 | 0.14315 | -0.30456 | -0.83859 | 0
[6 empty] | 14 | 6197.3435 | 0.45108 | -0.20268 | 0.7516 | 0
[6 empty] | 14 | 13179.4173 | 0.98058 | 0.5665 | -2.5471 | 0
[6 empty] | 14 | 13160.0723 | 0.97914 | 0.5644 | -2.5435 | 0
[6 empty] | 14 | 2164.115 | 0.16241 | -0.35953 | -0.80288 | 0
[6 empty] | 14 | 2168.2729 | 0.16332 | -0.35933 | -0.804 | 0
[6 empty] | 14 | 1562.2136 | 1.1918e-16 | -0.2797 | -0.7203 | 0
[6 empty] | 14 | 1508.9675 | 1.2073e-16 | -0.36626 | -0.63374 | 0
[6 empty] | 14 | 2327.288 | 0.18908 | -0.3088 | -0.88028 | 0
[6 empty] | 14 | 2334.586 | 0.19076 | -0.30912 | -0.88164 | 0
[6 empty] | 14 | 2334.6118 | 0.19076 | -0.30912 | -0.88164 | 0
[6 empty] | 14 | 1298.6849 | -0.13843 | -0.24395 | -0.61762 | 0
[6 empty] | 14 | 1300.3409 | -0.13868 | -0.24366 | -0.61766 | 0
[6 empty] | 14 | 1212.352 | -0.14538 | -0.27645 | -0.57817 | 0
[6 empty] | 14 | 1160.9612 | -0.17322 | -0.24823 | -0.57855 | 0
[6 empty] | 14 | 1579.6742 | -0.29671 | -0.16622 | -0.53707 | 0
[6 empty] | 14 | 1578.8254 | -0.29674 | -0.16632 | -0.53694 | 0
[6 empty] | 14 | 1349.5887 | -0.25334 | -0.19197 | -0.55469 | 0
[6 empty] | 14 | 1214.197 | -0.22711 | -0.21684 | -0.55605 | 0
[6 empty] | 14 | 1101.7867 | -0.20655 | -0.25175 | -0.5417 | 0
[6 empty] | 14 | 1096.8538 | -0.21043 | -0.23729 | -0.55229 | 0
[6 empty] | 14 | 1089.5017 | -0.21293 | -0.23719 | -0.54988 | 0
[6 empty] | 14 | 1089.1994 | -0.21315 | -0.2371 | -0.54974 | 0
[6 empty] | 14 | 1085.6225 | -0.21584 | -0.23641 | -0.54775 | 0
[6 empty] | 14 | 1057.6806 | -0.2439 | -0.22797 | -0.52813 | 0
[6 empty] | 14 | 1062.145 | -0.24508 | -0.22689 | -0.52803 | 0
[6 empty] | 14 | 1057.3565 | -0.24439 | -0.2278 | -0.52781 | 0
[6 empty] | 14 | 1060.7383 | -0.24606 | -0.22668 | -0.52727 | 0
[6 empty] | 14 | 1059.8119 | -0.2459 | -0.22684 | -0.52726 | 0
[6 empty] | 14 | 1059.5939 | -0.24587 | -0.22688 | -0.52725 | 0
[6 empty] | 14 | 1076.9417 | -0.25288 | -0.22385 | -0.52327 | 0
[6 empty] | 14 | 1035.7275 | -0.27204 | -0.23109 | -0.49687 | 0
[6 empty] | 14 | 1033.3253 | -0.27509 | -0.23151 | -0.49339 | 0
[6 empty] | 14 | 1019.0298 | -0.28575 | -0.36121 | -0.35304 | 0
[6 empty] | 14 | 1017.566 | -0.2871 | -0.36283 | -0.35008 | 0
[6 empty] | 14 | 1011.6189 | -0.29312 | -0.37137 | -0.33551 | 0
[6 empty] | 14 | 1010.9502 | -0.29369 | -0.37152 | -0.33479 | 0
[6 empty] | 14 | 1010.6906 | -0.29369 | -0.37139 | -0.33492 | 0
[6 empty] | 14 | 1052.4191 | -0.30841 | -0.22822 | -0.46337 | 0
[6 empty] | 14 | 1052.6291 | -0.30848 | -0.2282 | -0.46332 | 0
[6 empty] | 14 | 1051.9222 | -0.30826 | -0.22831 | -0.46344 | 0
[6 empty] | 14 | 1434.0543 | -0.45242 | -0.2143 | -0.33328 | 0
[6 empty] | 14 | 1434.0537 | -0.45243 | -0.21431 | -0.33326 | 0
[6 empty] | 14 | 1025.9418 | -0.33112 | -0.34284 | -0.32604 | 0
[6 empty] | 14 | 1025.7888 | -0.33111 | -0.34283 | -0.32606 | 0
[6 empty] | 14 | 1025.7479 | -0.33114 | -0.3428 | -0.32607 | 0
[6 empty] | 14 | 975.7004 | -0.31599 | -0.33732 | -0.3467 | 0
[6 empty] | 14 | 970.2701 | -0.32111 | -0.34353 | -0.33536 | 0
[6 empty] | 14 | 969.6566 | -0.32215 | -0.34575 | -0.3321 | 0
[6 empty] | 14 | 969.3541 | -0.32214 | -0.34572 | -0.33214 | 0
[6 empty] | 14 | 969.2254 | -0.32222 | -0.34561 | -0.33217 | 0
[6 empty] | 14 | 981.2185 | -0.33152 | -0.33627 | -0.33221 | 0
[6 empty] | 14 | 980.7275 | -0.33138 | -0.33637 | -0.33225 | 0
[6 empty] | 14 | 5184.1843 | -0.051766 | 0.14819 | -1.0964 | 0
[6 empty] | 14 | 5177.5889 | -0.052715 | 0.14801 | -1.0953 | 0
[6 empty] | 14 | 1608.8549 | -1.6631e-05 | -0.2711 | -0.72888 | 0
[6 empty] | 14 | 4399.9938 | -5.2683e-15 | -1 | -1.0624e-14 | 0
[6 empty] | 14 | 4399.9938 | -5.3989e-17 | -1 | -2.0594e-16 | 0
[6 empty] | 14 | 1513.7999 | -2.2708e-17 | -0.30512 | -0.69488 | 0
[6 empty] | 14 | 1449.9112 | -0.021816 | -0.31867 | -0.65952 | 0
[6 empty] | 14 | 1483.6626 | -0.022736 | -0.28039 | -0.69687 | 0
[6 empty] | 14 | 1526.9868 | -2.5194e-17 | -0.29106 | -0.70894 | 0
[6 empty] | 14 | 1475.062 | -0.026779 | -0.27945 | -0.69377 | 0
[6 empty] | 14 | 4399.9938 | -9.7093e-17 | -1 | 1.5761e-16 | 0
[6 empty] | 14 | 4399.9938 | -1.0841e-15 | -1 | -1.1886e-15 | 0
[6 empty] | 14 | 1513.7999 | -3.6475e-17 | -0.30512 | -0.69488 | 0
[6 empty] | 14 | 4399.9938 | -1.1756e-15 | -1 | -2.5775e-15 | 0
[6 empty] | 14 | 7551.1997 | -0.0022228 | 0.040394 | 0.96183 | 0
[6 empty] | 14 | 1506.1473 | -4.3233e-18 | -0.32292 | -0.67708 | 0
[6 empty] | 14 | 1526.4566 | -0.00052663 | -0.29031 | -0.70917 | 0
[6 empty] | 14 | 4399.9938 | -1.7024e-15 | -1 | -1.5587e-14 | 0
[6 empty] | 14 | 7588.1938 | -0.0038205 | 0.038282 | 0.96554 | 0
[6 empty] | 14 | 7587.5673 | -0.0039511 | 0.038433 | 0.96552 | 0
[6 empty] | 14 | 1490.5869 | -0.0073302 | -0.31154 | -0.68113 | 0
[6 empty] | 14 | 1608.8806 | -7.9378e-17 | -0.27111 | -0.72889 | 0
[6 empty] | 14 | 1338.3038 | -0.078161 | -0.29684 | -0.625 | 0
[6 empty] | 14 | 4399.9938 | -2.8214e-17 | -1 | -6.5745e-17 | 0
[6 empty] | 14 | 14674.7278 | -0.98206 | -0.94619 | 0.92825 | 0
[6 empty] | 14 | 14674.6871 | -0.98206 | -0.94619 | 0.92825 | 0
[6 empty] | 14 | 3968.8561 | -0.2703 | 0.10427 | -0.83396 | 0
[6 empty] | 14 | 3968.5997 | -0.27149 | 0.10466 | -0.83317 | 0
[6 empty] | 14 | 3963.6158 | -0.27154 | 0.10414 | -0.83259 | 0
[6 empty] | 14 | 1323.2165 | -0.091985 | -0.32197 | -0.58605 | 0
[6 empty] | 14 | 1316.1116 | -0.094635 | -0.3164 | -0.58896 | 0
[6 empty] | 14 | 19954.041 | -2.0351 | 1.1136 | 1.9215 | 0
[6 empty] | 14 | 19954.0296 | -2.0351 | 1.1136 | 1.9215 | 0
[6 empty] | 14 | 19995.3429 | -2.0414 | 1.1159 | 1.9255 | 0
[6 empty] | 15 | 3290.9055 | 0.6029 | 0.085636 | 0.31146 | 0
[6 empty] | 15 | 3290.6241 | 0.60287 | 0.085628 | 0.3115 | 0
[6 empty] | 15 | 1821.7315 | 0.039593 | -0.31607 | -0.72352 | 0
[6 empty] | 15 | 4400.0068 | 7.8241e-17 | -1 | 4.0497e-17 | 0
[6 empty] | 15 | 6999.9843 | 2.7782e-13 | 1 | 3.0246e-13 | 0
[6 empty] | 15 | 18779.9522 | -1.9781 | 1.0953 | 1.8828 | 0
[6 empty] | 15 | 1423.3369 | -0.22297 | -0.2369 | -0.54014 | 0
[6 empty] | 15 | 1052.5267 | -0.33099 | -0.34306 | -0.32596 | 0
[6 empty] | 15 | 998.8046 | -0.32171 | -0.3463 | -0.33199 | 0
[6 empty] | 15 | 4400.0068 | -9.8686e-16 | -1 | -7.6276e-16 | 0
[6 empty] | 15 | 4400.0068 | -2.2647e-16 | -1 | 1.1009e-16 | 0
[6 empty] | 15 | 6879.7658 | -0.004427 | 0.038101 | 0.96633 | 0
[6 empty] | 15 | 6880.4618 | -0.0044396 | 0.038045 | 0.96639 | 0
[6 empty] | 15 | 21530.3953 | 2.4553 | -1.4338 | -2.0215 | 0
[6 empty] | 15 | 1553.0866 | 0.18824 | 0.49802 | 0.31374 | 0
[6 empty] | 15 | 1979.3367 | 0.24172 | 0.34978 | 0.4085 | 0
[6 empty] | 15 | 1976.6318 | 0.2422 | 0.34966 | 0.40814 | 0
[6 empty] | 15 | 1445.3848 | 0.18955 | 0.48789 | 0.32256 | 0
[6 empty] | 15 | 1445.7216 | 0.18962 | 0.48798 | 0.3224 | 0
[6 empty] | 15 | 1445.547 | 0.1896 | 0.48798 | 0.32243 | 0
[6 empty] | 15 | 1445.4843 | 0.18959 | 0.48797 | 0.32244 | 0
[6 empty] | 15 | 1445.0758 | 0.18959 | 0.48789 | 0.32252 | 0
[6 empty] | 15 | 1509.6368 | 0.24798 | 0.43929 | 0.31272 | 0
[6 empty] | 15 | 3295.7325 | 0.60286 | 0.08487 | 0.31227 | 0
[6 empty] | 15 | 3292.4207 | 0.60266 | 0.085373 | 0.31196 | 0
[6 empty] | 15 | 3294.0729 | 0.60331 | 0.085437 | 0.31125 | 0
[6 empty] | 15 | 3293.6384 | 0.60327 | 0.085423 | 0.31131 | 0
[6 empty] | 15 | 3293.0606 | 0.6032 | 0.085405 | 0.31139 | 0
[6 empty] | 15 | 3284.8214 | 0.60198 | 0.086343 | 0.31168 | 0
[6 empty] | 15 | 3284.8496 | 0.60205 | 0.086346 | 0.3116 | 0
[6 empty] | 15 | 2205.628 | 0.42472 | 0.22491 | 0.35037 | 0
[6 empty] | 15 | 1420.8775 | 0.33346 | 0.33278 | 0.33377 | 0
[6 empty] | 15 | 1420.2848 | 0.33375 | 0.33284 | 0.33341 | 0
[6 empty] | 15 | 1418.7809 | 0.33352 | 0.33343 | 0.33305 | 0
[6 empty] | 15 | 1419.4328 | 0.33369 | 0.33296 | 0.33335 | 0
[6 empty] | 15 | 1416.9679 | 0.33328 | 0.33334 | 0.33337 | 0
[6 empty] | 15 | 1416.7146 | 0.33329 | 0.33339 | 0.33332 | 0
[6 empty] | 15 | 1416.6883 | 0.33329 | 0.33338 | 0.33333 | 0
[6 empty] | 15 | 1416.6767 | 0.33329 | 0.33339 | 0.33333 | 0
[6 empty] | 15 | 1820.2734 | 0.039105 | -0.31599 | -0.72311 | 0
[6 empty] | 15 | 1821.9385 | 0.039594 | -0.31621 | -0.72339 | 0
[6 empty] | 15 | 1821.769 | 0.039593 | -0.31611 | -0.72348 | 0
[6 empty] | 15 | 1821.8582 | 0.039595 | -0.31606 | -0.72354 | 0
[6 empty] | 15 | 1825.1107 | 0.040116 | -0.31618 | -0.72394 | 0
[6 empty] | 15 | 1835.8889 | 0.041464 | -0.31672 | -0.72475 | 0
[6 empty] | 15 | 4400.0068 | 8.8071e-17 | -1 | 3.0392e-16 | 0
[6 empty] | 15 | 9933.8887 | 0.67594 | 0.16066 | -1.8366 | 0
[6 empty] | 15 | 9954.2283 | 0.67729 | 0.16214 | -1.8394 | 0
[6 empty] | 15 | 10229.7499 | 0.70136 | 0.17475 | -1.8761 | 0
[6 empty] | 15 | 5517.4937 | 0.45208 | -0.20672 | 0.75464 | 0
[6 empty] | 15 | 5514.0809 | 0.4518 | -0.20613 | 0.75432 | 0
[6 empty] | 15 | 5482.5602 | 0.45107 | -0.20217 | 0.7511 | 0
[6 empty] | 15 | 5444.83 | 0.44981 | -0.19711 | 0.7473 | 0
[6 empty] | 15 | 4400.0068 | 3.9042e-16 | -1 | 7.8635e-16 | 0
[6 empty] | 15 | 18776.617 | -1.9777 | 1.0951 | 1.8826 | 0
[6 empty] | 15 | 18782.6466 | -1.9785 | 1.0955 | 1.8829 | 0
[6 empty] | 15 | 1422.0238 | -0.22277 | -0.23711 | -0.54012 | 0
[6 empty] | 15 | 1421.9844 | -0.22279 | -0.23711 | -0.5401 | 0
[6 empty] | 15 | 1480.0886 | -0.25325 | -0.22435 | -0.52241 | 0
[6 empty] | 15 | 1383.9371 | -0.30858 | -0.22855 | -0.46287 | 0
[6 empty] | 15 | 1382.741 | -0.3086 | -0.22867 | -0.46273 | 0
[6 empty] | 15 | 1381.8983 | -0.30847 | -0.2288 | -0.46273 | 0
[6 empty] | 15 | 1382.5135 | -0.30864 | -0.22869 | -0.46267 | 0
[6 empty] | 15 | 1262.4461 | -0.26615 | -0.40828 | -0.32557 | 0
[6 empty] | 15 | 1262.1795 | -0.26616 | -0.40823 | -0.32561 | 0
[6 empty] | 15 | 1565.0884 | -0.42119 | -0.21778 | -0.36102 | 0
[6 empty] | 15 | 1104.7489 | -0.29282 | -0.37233 | -0.33484 | 0
[6 empty] | 15 | 1615.924 | -0.45204 | -0.21476 | -0.3332 | 0
[6 empty] | 15 | 1614.6384 | -0.45186 | -0.21487 | -0.33328 | 0
[6 empty] | 15 | 1053.5533 | -0.3309 | -0.34327 | -0.32583 | 0
[6 empty] | 15 | 1052.248 | -0.33089 | -0.34315 | -0.32596 | 0
[6 empty] | 15 | 998.0445 | -0.32166 | -0.34599 | -0.33235 | 0
[6 empty] | 15 | 997.938 | -0.32182 | -0.34611 | -0.33207 | 0
[6 empty] | 15 | 997.7748 | -0.32182 | -0.34607 | -0.33211 | 0
[6 empty] | 15 | 997.7254 | -0.32183 | -0.34605 | -0.33212 | 0
[6 empty] | 15 | 1021.0401 | -0.33139 | -0.33641 | -0.3322 | 0
[6 empty] | 15 | 1021.0331 | -0.33138 | -0.33641 | -0.3322 | 0
[6 empty] | 15 | 4400.0068 | -4.836e-16 | -1 | -8.6105e-16 | 0
[6 empty] | 15 | 4400.0068 | -5.5437e-17 | -1 | -1.8125e-16 | 0
[6 empty] | 15 | 4400.0068 | -5.7403e-17 | -1 | 3.4285e-17 | 0
[6 empty] | 15 | 4400.0068 | -7.1557e-17 | -1 | -1.1323e-16 | 0
[6 empty] | 15 | 6999.9843 | -2.7782e-14 | 1 | -3.0919e-14 | 0
[6 empty] | 15 | 4400.0068 | -1.726e-17 | -1 | 9.0037e-17 | 0
[6 empty] | 15 | 4151.7617 | -0.25867 | 0.034309 | -0.77564 | 0
[6 empty] | 15 | 4137.8186 | -0.25881 | 0.033073 | -0.77426 | 0
[6 empty] | 15 | 4120.8553 | -0.25878 | 0.031482 | -0.77271 | 0
[6 empty] | 15 | 3463.5488 | -0.27134 | -0.030969 | -0.6977 | 0
[6 empty] | 15 | 14515.5765 | -0.99058 | -0.95289 | 0.94347 | 0
[6 empty] | 15 | 14515.4447 | -0.99058 | -0.95289 | 0.94347 | 0
[6 empty] | 15 | 6878.9751 | -0.0044628 | 0.038218 | 0.96624 | 0
[6 empty] | 16 | 1437.0039 | 0.19186 | 0.48587 | 0.32227 | 0
[6 empty] | 16 | 2100.2264 | 0.42455 | 0.22506 | 0.35039 | 0
[6 empty] | 16 | 1416.6842 | 0.33319 | 0.33348 | 0.33332 | 0
[6 empty] | 16 | 1416.7255 | 0.33326 | 0.33343 | 0.33331 | 0
[6 empty] | 16 | 1417.2387 | 0.33341 | 0.33324 | 0.33335 | 0
[6 empty] | 16 | 4400.0048 | 1.8855e-16 | -1 | 3.1108e-16 | 0
[6 empty] | 16 | 11856.3472 | 0.7072 | 0.1768 | -1.884 | 0
[6 empty] | 16 | 4893.3597 | 0.45152 | -0.20701 | 0.75549 | 0
[6 empty] | 16 | 1067.6616 | -0.33098 | -0.34326 | -0.32576 | 0
[6 empty] | 16 | 1013.2224 | -0.32141 | -0.34659 | -0.332 | 0
[6 empty] | 16 | 1013.047 | -0.32141 | -0.3462 | -0.33239 | 0
[6 empty] | 16 | 21354.959 | 2.4255 | -1.4225 | -2.0031 | 0
[6 empty] | 16 | 1843.7171 | 0.24266 | 0.34943 | 0.40792 | 0
[6 empty] | 16 | 1841.74 | 0.24272 | 0.34963 | 0.40765 | 0
[6 empty] | 16 | 1434.8391 | 0.19166 | 0.48577 | 0.32257 | 0
[6 empty] | 16 | 1434.821 | 0.19166 | 0.48577 | 0.32257 | 0
[6 empty] | 16 | 1434.7645 | 0.19168 | 0.48576 | 0.32256 | 0
[6 empty] | 16 | 1434.6647 | 0.19172 | 0.48574 | 0.32254 | 0
[6 empty] | 16 | 1434.5769 | 0.19187 | 0.48559 | 0.32254 | 0
[6 empty] | 16 | 1480.7344 | 0.24948 | 0.43756 | 0.31296 | 0
[6 empty] | 16 | 3103.2779 | 0.60245 | 0.085537 | 0.31201 | 0
[6 empty] | 16 | 3103.2148 | 0.60247 | 0.085535 | 0.312 | 0
[6 empty] | 16 | 3107.334 | 0.60328 | 0.085347 | 0.31137 | 0
[6 empty] | 16 | 3104.1327 | 0.60279 | 0.085557 | 0.31165 | 0
[6 empty] | 16 | 3102.1322 | 0.60252 | 0.085797 | 0.31169 | 0
[6 empty] | 16 | 3103.7191 | 0.60284 | 0.085543 | 0.31162 | 0
[6 empty] | 16 | 3102.287 | 0.6026 | 0.085797 | 0.3116 | 0
[6 empty] | 16 | 3101.4632 | 0.60247 | 0.085777 | 0.31175 | 0
[6 empty] | 16 | 3101.7158 | 0.60255 | 0.085783 | 0.31167 | 0
[6 empty] | 16 | 3101.2542 | 0.6025 | 0.08577 | 0.31173 | 0
[6 empty] | 16 | 3100.1407 | 0.6023 | 0.086035 | 0.31167 | 0
[6 empty] | 16 | 1417.0695 | 0.3334 | 0.33327 | 0.33333 | 0
[6 empty] | 16 | 1416.8551 | 0.33335 | 0.33334 | 0.33331 | 0
[6 empty] | 16 | 1416.8675 | 0.33335 | 0.33333 | 0.33331 | 0
[6 empty] | 16 | 6999.9842 | 7.5818e-16 | 1 | 1.1373e-15 | 0
[6 empty] | 16 | 3435.2982 | 0.046142 | -0.2161 | -0.83004 | 0
[6 empty] | 16 | 2220.8687 | 0.037684 | -0.3162 | -0.72148 | 0
[6 empty] | 16 | 2223.958 | 0.038595 | -0.31594 | -0.72265 | 0
[6 empty] | 16 | 2224.0134 | 0.038596 | -0.31594 | -0.72266 | 0
[6 empty] | 16 | 2224.0184 | 0.038596 | -0.31593 | -0.72266 | 0
[6 empty] | 16 | 2225.3318 | 0.038834 | -0.31593 | -0.7229 | 0
[6 empty] | 16 | 2228.0045 | 0.039096 | -0.31583 | -0.72327 | 0
[6 empty] | 16 | 2244.7037 | 0.040253 | -0.31494 | -0.72532 | 0
[6 empty] | 16 | 2250.0224 | 0.041895 | -0.31732 | -0.72457 | 0
[6 empty] | 16 | 4400.0048 | 1.4058e-16 | -1 | 1.4675e-16 | 0
[6 empty] | 16 | 4400.0048 | 1.4628e-16 | -1 | -2.1609e-16 | 0
[6 empty] | 16 | 4400.0048 | 1.4818e-16 | -1 | 1.5388e-16 | 0
[6 empty] | 16 | 4400.0048 | 1.6433e-15 | -1 | 1.9662e-15 | 0
[6 empty] | 16 | 11855.5014 | 0.70716 | 0.17679 | -1.8839 | 0
[6 empty] | 16 | 11894.4525 | 0.71059 | 0.17849 | -1.8891 | 0
[6 empty] | 16 | 11898.914 | 0.71085 | 0.17856 | -1.8894 | 0
[6 empty] | 16 | 4895.3883 | 0.4512 | -0.20709 | 0.75589 | 0
[6 empty] | 16 | 4893.748 | 0.45155 | -0.20702 | 0.75547 | 0
[6 empty] | 16 | 4884.6196 | 0.45117 | -0.20562 | 0.75445 | 0
[6 empty] | 16 | 18414.8381 | -1.9626 | 1.0901 | 1.8725 | 0
[6 empty] | 16 | 18422.0273 | -1.9638 | 1.0905 | 1.8732 | 0
[6 empty] | 16 | 18499.7077 | -1.9725 | 1.0932 | 1.8793 | 0
[6 empty] | 16 | 1732.4888 | -0.22287 | -0.23714 | -0.53999 | 0
[6 empty] | 16 | 1732.4692 | -0.22288 | -0.23714 | -0.53998 | 0
[6 empty] | 16 | 1732.4444 | -0.2229 | -0.23714 | -0.53996 | 0
[6 empty] | 16 | 1780.9135 | -0.25358 | -0.2244 | -0.52202 | 0
[6 empty] | 16 | 1614.1812 | -0.30814 | -0.22874 | -0.46313 | 0
[6 empty] | 16 | 1612.4267 | -0.30827 | -0.22889 | -0.46284 | 0
[6 empty] | 16 | 1612.8243 | -0.30838 | -0.22882 | -0.4628 | 0
[6 empty] | 16 | 1613.2227 | -0.30864 | -0.22875 | -0.46261 | 0
[6 empty] | 16 | 1211.094 | -0.26572 | -0.40879 | -0.32549 | 0
[6 empty] | 16 | 1210.8273 | -0.26568 | -0.40866 | -0.32566 | 0
[6 empty] | 16 | 1102.3678 | -0.29211 | -0.373 | -0.33489 | 0
[6 empty] | 16 | 1710.7137 | -0.45151 | -0.21498 | -0.33351 | 0
[6 empty] | 16 | 1710.8866 | -0.45166 | -0.21499 | -0.33335 | 0
[6 empty] | 16 | 1710.588 | -0.45162 | -0.21501 | -0.33337 | 0
[6 empty] | 16 | 1069.6405 | -0.33104 | -0.34341 | -0.32555 | 0
[6 empty] | 16 | 1068.1929 | -0.33103 | -0.34327 | -0.3257 | 0
[6 empty] | 16 | 1012.4 | -0.32161 | -0.34632 | -0.33208 | 0
[6 empty] | 16 | 1012.3594 | -0.32161 | -0.3463 | -0.33209 | 0
[6 empty] | 16 | 1012.3172 | -0.32163 | -0.34626 | -0.33211 | 0
[6 empty] | 16 | 1042.4167 | -0.33139 | -0.33644 | -0.33217 | 0
[6 empty] | 16 | 1041.8515 | -0.33125 | -0.33654 | -0.33221 | 0
[6 empty] | 16 | 4400.0048 | -7.8838e-17 | -1 | -3.1678e-17 | 0
[6 empty] | 16 | 6999.9842 | -1.2902e-15 | 1 | -1.2703e-15 | 0
[6 empty] | 16 | 4400.0048 | -1.8997e-16 | -1 | -6.6965e-16 | 0
[6 empty] | 16 | 4400.0048 | -2.5076e-16 | -1 | -1.6005e-16 | 0
[6 empty] | 16 | 4956.0355 | -0.25917 | 0.046263 | -0.78709 | 0
[6 empty] | 16 | 4858.5386 | -0.25748 | 0.037862 | -0.78038 | 0
[6 empty] | 16 | 6999.9842 | -3.884e-15 | 1 | -6.6241e-15 | 0
[6 empty] | 16 | 14426.7451 | -0.99238 | -0.95427 | 0.94665 | 0
[6 empty] | 16 | 14426.7254 | -0.99238 | -0.95427 | 0.94665 | 0
[6 empty] | 16 | 6319.2469 | -0.0043973 | 0.038175 | 0.96622 | 0
[6 empty] | 16 | 6319.2896 | -0.0044039 | 0.038176 | 0.96623 | 0
[6 empty] | 16 | 6320.7846 | -0.0044375 | 0.038055 | 0.96638 | 0
[6 empty] | 16 | 4400.0048 | -4.0274e-16 | -1 | -5.0342e-16 | 0
[6 empty] | 16 | 2502.8556 | -0.24484 | -0.16131 | -0.59386 | 0
[6 empty] | 16 | 2502.2689 | -0.24479 | -0.16127 | -0.59394 | 0
[6 empty] | 16 | 2493.0952 | -0.24468 | -0.1622 | -0.59312 | 0
[6 empty] | 16 | 2478.626 | -0.24533 | -0.16331 | -0.59136 | 0
[6 empty] | 17 | 4399.9998 | 1.3103e-16 | -1 | -1.4137e-16 | 0
[6 empty] | 17 | 1456.9467 | 0.18733 | 0.49032 | 0.32235 | 0
[6 empty] | 17 | 1456.7523 | 0.18742 | 0.49021 | 0.32237 | 0
[6 empty] | 17 | 12080.5776 | 0.63598 | 0.14327 | -1.7792 | 0
[6 empty] | 17 | 1045.7319 | -0.33093 | -0.3431 | -0.32597 | 0
[6 empty] | 17 | 4399.9998 | -2.197e-16 | -1 | -3.0393e-16 | 0
[6 empty] | 17 | 6999.9796 | -3.8132e-16 | 1 | -4.3829e-16 | 0
[6 empty] | 17 | 4462.9498 | 0.45168 | -0.20636 | 0.75468 | 0
[6 empty] | 17 | 4465.9838 | 0.45203 | -0.20695 | 0.75492 | 0
[6 empty] | 17 | 4464.7968 | 0.45192 | -0.20689 | 0.75497 | 0
[6 empty] | 17 | 4458.2683 | 0.45273 | -0.20565 | 0.75292 | 0
[6 empty] | 17 | 4288.8325 | 0.44522 | -0.17578 | 0.73056 | 0
[6 empty] | 17 | 22246.7722 | 2.4272 | -1.4223 | -2.0049 | 0
[6 empty] | 17 | 1782.5352 | 0.2407 | 0.34992 | 0.40938 | 0
[6 empty] | 17 | 1782.4265 | 0.24076 | 0.34987 | 0.40936 | 0
[6 empty] | 17 | 1457.5657 | 0.18724 | 0.49037 | 0.3224 | 0
[6 empty] | 17 | 1456.8035 | 0.18737 | 0.49029 | 0.32234 | 0
[6 empty] | 17 | 1456.8495 | 0.18742 | 0.49027 | 0.32231 | 0
[6 empty] | 17 | 1456.9521 | 0.18878 | 0.48909 | 0.32213 | 0
[6 empty] | 17 | 1480.0425 | 0.24633 | 0.44103 | 0.31264 | 0
[6 empty] | 17 | 1480.763 | 0.24718 | 0.44036 | 0.31246 | 0
[6 empty] | 17 | 1450.2895 | 0.24571 | 0.4332 | 0.32108 | 0
[6 empty] | 17 | 2999.1174 | 0.61468 | 0.081422 | 0.30389 | 0
[6 empty] | 17 | 2921.1183 | 0.60548 | 0.08455 | 0.30997 | 0
[6 empty] | 17 | 2900.6376 | 0.60276 | 0.085525 | 0.31172 | 0
[6 empty] | 17 | 2902.5895 | 0.60317 | 0.08558 | 0.31125 | 0
[6 empty] | 17 | 2899.6404 | 0.6028 | 0.085754 | 0.31145 | 0
[6 empty] | 17 | 2899.2865 | 0.60276 | 0.085743 | 0.3115 | 0
[6 empty] | 17 | 2898.0104 | 0.60253 | 0.085967 | 0.3115 | 0
[6 empty] | 17 | 1966.102 | 0.40104 | 0.23479 | 0.36417 | 0
[6 empty] | 17 | 2025.3641 | 0.42508 | 0.22479 | 0.35013 | 0
[6 empty] | 17 | 2014.9527 | 0.42338 | 0.2266 | 0.35002 | 0
[6 empty] | 17 | 1491.7191 | 0.34061 | 0.33338 | 0.32601 | 0
[6 empty] | 17 | 1429.2534 | 0.3339 | 0.33104 | 0.33506 | 0
[6 empty] | 17 | 1417.9372 | 0.33301 | 0.33339 | 0.3336 | 0
[6 empty] | 17 | 1417.1813 | 0.33296 | 0.33387 | 0.33318 | 0
[6 empty] | 17 | 1416.778 | 0.33293 | 0.33377 | 0.3333 | 0
[6 empty] | 17 | 1416.7759 | 0.33305 | 0.33365 | 0.33329 | 0
[6 empty] | 17 | 1416.7907 | 0.33314 | 0.33357 | 0.33329 | 0
[6 empty] | 17 | 1417.3927 | 0.33337 | 0.3332 | 0.33343 | 0
[6 empty] | 17 | 1417.5801 | 0.33347 | 0.33317 | 0.33336 | 0
[6 empty] | 17 | 1417.0022 | 0.33333 | 0.33333 | 0.33333 | 0
[6 empty] | 17 | 1417.129 | 0.33339 | 0.33325 | 0.33336 | 0
[6 empty] | 17 | 3753.4815 | 0.045108 | -0.2172 | -0.82791 | 0
[6 empty] | 17 | 2515.0849 | 0.038174 | -0.31644 | -0.72174 | 0
[6 empty] | 17 | 2520.4858 | 0.039292 | -0.31623 | -0.72306 | 0
[6 empty] | 17 | 2521.1631 | 0.039301 | -0.31612 | -0.72319 | 0
[6 empty] | 17 | 2520.7119 | 0.039295 | -0.31619 | -0.72311 | 0
[6 empty] | 17 | 2523.4125 | 0.039332 | -0.31594 | -0.72339 | 0
[6 empty] | 17 | 2525.9342 | 0.039631 | -0.31589 | -0.72374 | 0
[6 empty] | 17 | 2530.8276 | 0.040495 | -0.3167 | -0.7238 | 0
[6 empty] | 17 | 6999.9796 | 1.1977e-15 | 1 | 8.9989e-16 | 0
[6 empty] | 17 | 6999.9796 | 1.5732e-16 | 1 | 5.4641e-16 | 0
[6 empty] | 17 | 4399.9998 | 1.2561e-17 | -1 | 9.4085e-17 | 0
[6 empty] | 17 | 4399.9998 | 1.394e-16 | -1 | 1.4532e-16 | 0
[6 empty] | 17 | 4399.9998 | 1.9113e-15 | -1 | 2.6649e-15 | 0
[6 empty] | 17 | 11962.7356 | 0.62873 | 0.13728 | -1.766 | 0
[6 empty] | 17 | 11963.4571 | 0.62876 | 0.13729 | -1.7661 | 0
[6 empty] | 17 | 12008.1213 | 0.63223 | 0.13895 | -1.7712 | 0
[6 empty] | 17 | 4399.9998 | 3.926e-16 | -1 | 2.197e-16 | 0
[6 empty] | 17 | 3607.5444 | 3.3586e-15 | -0.20818 | -0.79182 | 0
[6 empty] | 17 | 1992.3201 | -0.22289 | -0.23716 | -0.53995 | 0
[6 empty] | 17 | 1991.963 | -0.22298 | -0.23716 | -0.53986 | 0
[6 empty] | 17 | 17804.3277 | -1.9668 | 1.0913 | 1.8755 | 0
[6 empty] | 17 | 17805.3899 | -1.9669 | 1.0914 | 1.8755 | 0
[6 empty] | 17 | 17858.3139 | -1.9732 | 1.0929 | 1.8803 | 0
[6 empty] | 17 | 1804.362 | -0.30869 | -0.22862 | -0.46269 | 0
[6 empty] | 17 | 1802.2286 | -0.30849 | -0.22887 | -0.46265 | 0
[6 empty] | 17 | 1802.9628 | -0.30872 | -0.22873 | -0.46255 | 0
[6 empty] | 17 | 1373.9497 | -0.31695 | -0.39304 | -0.29002 | 0
[6 empty] | 17 | 1372.906 | -0.31733 | -0.39255 | -0.29011 | 0
[6 empty] | 17 | 1079.2472 | -0.2659 | -0.4087 | -0.3254 | 0
[6 empty] | 17 | 1076.8011 | -0.26609 | -0.40825 | -0.32566 | 0
[6 empty] | 17 | 1784.3678 | -0.45177 | -0.21488 | -0.33335 | 0
[6 empty] | 17 | 1784.1963 | -0.4518 | -0.2149 | -0.33329 | 0
[6 empty] | 17 | 1783.6934 | -0.4518 | -0.21498 | -0.33323 | 0
[6 empty] | 17 | 1047.163 | -0.33118 | -0.34297 | -0.32585 | 0
[6 empty] | 17 | 1046.626 | -0.33112 | -0.34298 | -0.3259 | 0
[6 empty] | 17 | 994.8526 | -0.32176 | -0.34606 | -0.33219 | 0
[6 empty] | 17 | 994.6035 | -0.32181 | -0.34607 | -0.33212 | 0
[6 empty] | 17 | 994.6055 | -0.32181 | -0.34607 | -0.33212 | 0
[6 empty] | 17 | 1031.2641 | -0.33152 | -0.33631 | -0.33217 | 0
[6 empty] | 17 | 1030.6667 | -0.33138 | -0.33641 | -0.3322 | 0
[6 empty] | 17 | 6999.9796 | -1.3919e-14 | 1 | -3.3341e-14 | 0
[6 empty] | 17 | 4399.9998 | -1.064e-15 | -1 | -1.33e-15 | 0
[6 empty] | 17 | 14112.4467 | -0.99248 | -0.95489 | 0.94737 | 0
[6 empty] | 17 | 14069.1848 | -0.98951 | -0.95352 | 0.94303 | 0
[6 empty] | 17 | 14091.1472 | -0.99249 | -0.95345 | 0.94595 | 0
[6 empty] | 17 | 5853.4093 | -0.0041816 | 0.038154 | 0.96603 | 0
[6 empty] | 17 | 5855.8729 | -0.0044197 | 0.038111 | 0.96631 | 0
[6 empty] | 17 | 5856.6052 | -0.0044439 | 0.038057 | 0.96639 | 0
[6 empty] | 17 | 2781.0065 | -0.24498 | -0.16177 | -0.59326 | 0
[6 empty] | 17 | 2781.6435 | -0.24503 | -0.1618 | -0.59318 | 0
[6 empty] | 18 | 2985.0813 | 0.60279 | 0.08566 | 0.31155 | 0
[6 empty] | 18 | 1416.6676 | 0.33333 | 0.33333 | 0.33333 | 0
[6 empty] | 18 | 1660.276 | -0.25365 | -0.22327 | -0.52308 | 0
[6 empty] | 18 | 1032.8274 | -0.29291 | -0.37226 | -0.33483 | 0
[6 empty] | 18 | 1041.4087 | -0.3307 | -0.34324 | -0.32605 | 0
[6 empty] | 18 | 7000.0036 | -2.7766e-15 | 1 | -3.4436e-15 | 0
[6 empty] | 18 | 1879.2545 | 0.24079 | 0.34972 | 0.40949 | 0
[6 empty] | 18 | 1877.3466 | 0.24087 | 0.3499 | 0.40924 | 0
[6 empty] | 18 | 1458.979 | 0.1876 | 0.49041 | 0.32198 | 0
[6 empty] | 18 | 1453.5797 | 0.18773 | 0.48991 | 0.32236 | 0
[6 empty] | 18 | 1452.327 | 0.18781 | 0.48977 | 0.32241 | 0
[6 empty] | 18 | 1452.135 | 0.18782 | 0.48975 | 0.32244 | 0
[6 empty] | 18 | 1452.0014 | 0.18788 | 0.48967 | 0.32245 | 0
[6 empty] | 18 | 1451.8924 | 0.18803 | 0.48952 | 0.32244 | 0
[6 empty] | 18 | 1480.61 | 0.24742 | 0.43996 | 0.31262 | 0
[6 empty] | 18 | 3004.3077 | 0.60551 | 0.084434 | 0.31005 | 0
[6 empty] | 18 | 3001.0131 | 0.60507 | 0.084638 | 0.31029 | 0
[6 empty] | 18 | 2991.3943 | 0.60329 | 0.084634 | 0.31207 | 0
[6 empty] | 18 | 2988.5858 | 0.60314 | 0.085161 | 0.31169 | 0
[6 empty] | 18 | 2988.5755 | 0.60315 | 0.085161 | 0.31169 | 0
[6 empty] | 18 | 2988.4342 | 0.60343 | 0.085162 | 0.31141 | 0
[6 empty] | 18 | 2988.2012 | 0.6034 | 0.085154 | 0.31144 | 0
[6 empty] | 18 | 2988.1632 | 0.6034 | 0.085153 | 0.31145 | 0
[6 empty] | 18 | 2988.1168 | 0.60339 | 0.085151 | 0.31146 | 0
[6 empty] | 18 | 4400.0025 | 6.2945e-16 | -1 | 5.6054e-16 | 0
[6 empty] | 18 | 4400.0025 | 7.3972e-17 | -1 | 6.4324e-17 | 0
[6 empty] | 18 | 1944.3309 | 0.038105 | -0.3163 | -0.72181 | 0
[6 empty] | 18 | 1947.0386 | 0.039097 | -0.31621 | -0.72289 | 0
[6 empty] | 18 | 1947.066 | 0.039098 | -0.31621 | -0.72289 | 0
[6 empty] | 18 | 1948.0144 | 0.039113 | -0.3165 | -0.72261 | 0
[6 empty] | 18 | 1947.2496 | 0.039101 | -0.31622 | -0.72288 | 0
[6 empty] | 18 | 1947.4123 | 0.039104 | -0.31625 | -0.72286 | 0
[6 empty] | 18 | 4400.0025 | 1.0338e-16 | -1 | 4.9162e-17 | 0
[6 empty] | 18 | 4400.0025 | 1.0705e-15 | -1 | 9.7405e-16 | 0
[6 empty] | 18 | 4400.0025 | 1.723e-17 | -1 | 7.1216e-17 | 0
[6 empty] | 18 | 9980.1008 | 0.63655 | 0.14109 | -1.7776 | 0
[6 empty] | 18 | 10032.5875 | 0.63979 | 0.14401 | -1.7838 | 0
[6 empty] | 18 | 10049.3391 | 0.64084 | 0.14535 | -1.7862 | 0
[6 empty] | 18 | 4400.0025 | 3.0784e-16 | -1 | 1.9435e-17 | 0
[6 empty] | 18 | 4957.1762 | 0.45188 | -0.20649 | 0.75461 | 0
[6 empty] | 18 | 4957.0733 | 0.45187 | -0.20649 | 0.75462 | 0
[6 empty] | 18 | 4948.1678 | 0.45151 | -0.20515 | 0.75363 | 0
[6 empty] | 18 | 18028.158 | -1.9747 | 1.0936 | 1.8811 | 0
[6 empty] | 18 | 18029.1019 | -1.9749 | 1.0937 | 1.8812 | 0
[6 empty] | 18 | 18087.8405 | -1.9818 | 1.0957 | 1.8861 | 0
[6 empty] | 18 | 18391.2552 | -2.0185 | 1.1076 | 1.9109 | 0
[6 empty] | 18 | 1592.6026 | -0.22341 | -0.23582 | -0.54077 | 0
[6 empty] | 18 | 1579.1372 | -0.22276 | -0.23727 | -0.53996 | 0
[6 empty] | 18 | 1579.0706 | -0.22281 | -0.23726 | -0.53993 | 0
[6 empty] | 18 | 1578.7953 | -0.22291 | -0.23727 | -0.53982 | 0
[6 empty] | 18 | 1510.6293 | -0.30652 | -0.22756 | -0.46592 | 0
[6 empty] | 18 | 1495.5428 | -0.30854 | -0.22865 | -0.46281 | 0
[6 empty] | 18 | 1494.335 | -0.30854 | -0.22876 | -0.4627 | 0
[6 empty] | 18 | 1491.5251 | -0.30863 | -0.22901 | -0.46235 | 0
[6 empty] | 18 | 1491.55 | -0.30864 | -0.22901 | -0.46235 | 0
[6 empty] | 18 | 1227.2407 | -0.26634 | -0.408 | -0.32567 | 0
[6 empty] | 18 | 1396.5036 | -0.35527 | -0.35272 | -0.29201 | 0
[6 empty] | 18 | 1032.6927 | -0.29293 | -0.37223 | -0.33484 | 0
[6 empty] | 18 | 1650.1027 | -0.45204 | -0.21476 | -0.3332 | 0
[6 empty] | 18 | 1646.0497 | -0.4517 | -0.21513 | -0.33317 | 0
[6 empty] | 18 | 1644.6563 | -0.4515 | -0.21526 | -0.33325 | 0
[6 empty] | 18 | 1041.9296 | -0.331 | -0.34299 | -0.32602 | 0
[6 empty] | 18 | 1041.8553 | -0.33099 | -0.34299 | -0.32602 | 0
[6 empty] | 18 | 1040.7105 | -0.33073 | -0.34314 | -0.32612 | 0
[6 empty] | 18 | 990.4901 | -0.32178 | -0.3461 | -0.33213 | 0
[6 empty] | 18 | 990.4896 | -0.32181 | -0.34607 | -0.33212 | 0
[6 empty] | 18 | 990.6549 | -0.32191 | -0.34602 | -0.33207 | 0
[6 empty] | 18 | 990.5775 | -0.3219 | -0.34602 | -0.33209 | 0
[6 empty] | 18 | 1017.1197 | -0.33152 | -0.33627 | -0.33221 | 0
[6 empty] | 18 | 1016.5878 | -0.33138 | -0.33645 | -0.33217 | 0
[6 empty] | 18 | 4400.0025 | -1.1486e-16 | -1 | -1.6908e-16 | 0
[6 empty] | 18 | 4400.0025 | -1.2911e-15 | -1 | -2.1686e-15 | 0
[6 empty] | 18 | 4400.0025 | -1.6954e-16 | -1 | -5.1459e-16 | 0
[6 empty] | 18 | 4404.6201 | -0.26001 | 0.028844 | -0.76883 | 0
[6 empty] | 18 | 4402.3764 | -0.25989 | 0.028597 | -0.76871 | 0
[6 empty] | 18 | 4405.3781 | -0.26005 | 0.028895 | -0.76884 | 0
[6 empty] | 18 | 4394.7276 | -0.25992 | 0.027945 | -0.76803 | 0
[6 empty] | 18 | 7000.0036 | -4.6209e-16 | 1 | -5.2946e-16 | 0
[6 empty] | 18 | 14123.9646 | -0.98913 | -0.95245 | 0.94158 | 0
[6 empty] | 18 | 14143.7486 | -0.99048 | -0.95238 | 0.94286 | 0
[6 empty] | 18 | 14143.8058 | -0.99048 | -0.95238 | 0.94286 | 0
[6 empty] | 18 | 6291.0294 | -0.0047004 | 0.037989 | 0.96671 | 0
[6 empty] | 18 | 6292.5498 | -0.0048654 | 0.037998 | 0.96687 | 0
[6 empty] | 18 | 6300.1958 | -0.0050767 | 0.03746 | 0.96762 | 0
[6 empty] | 18 | 2317.7996 | -0.24479 | -0.16285 | -0.59236 | 0
[6 empty] | 18 | 2299.3571 | -0.24591 | -0.16436 | -0.58973 | 0
[6 empty] | 19 | 1234.0919 | -0.22282 | -0.23683 | -0.54035 | 0
[6 empty] | 19 | 996.174 | -0.33107 | -0.34262 | -0.32631 | 0
[6 empty] | 19 | 1332.0327 | -0.11429 | -0.26996 | -0.61576 | 0
[6 empty] | 19 | 7924.875 | 0.80386 | 0.8353 | -0.63916 | 0
[6 empty] | 19 | 1544.9504 | 0.24271 | 0.44565 | 0.31164 | 0
[6 empty] | 19 | 3129.9489 | 0.60094 | 0.087465 | 0.3116 | 0
[6 empty] | 19 | 5721.4305 | 0.45153 | -0.20205 | 0.75052 | 0
[6 empty] | 19 | 8997.8713 | 0.60022 | 0.22305 | -1.8233 | 0
[6 empty] | 19 | 1190.2493 | -0.18635 | -0.375 | -0.43865 | 0
[6 empty] | 19 | 1042.823 | -0.26746 | -0.40669 | -0.32585 | 0
[6 empty] | 19 | 974.7021 | -0.33165 | -0.33619 | -0.33216 | 0
[6 empty] | 19 | 4399.9917 | -5.2408e-17 | -1 | 1.4225e-16 | 0
[6 empty] | 19 | 4399.9917 | -6.3887e-17 | -1 | -1.0781e-17 | 0
[6 empty] | 19 | 1532.7725 | -0.0024545 | -0.30022 | -0.69733 | 0
[6 empty] | 19 | 1531.5319 | -0.0027504 | -0.3003 | -0.69695 | 0
[6 empty] | 19 | 1537.0604 | -3.2815e-17 | -0.30488 | -0.69512 | 0
[6 empty] | 19 | 190918.7524 | -6.6964 | 21.7607 | -16.0644 | 0
[6 empty] | 19 | 13724.047 | -0.98534 | -0.94721 | 0.93255 | 0
[6 empty] | 19 | 4556.9849 | -0.029366 | 0.031961 | -1.0026 | 0
[6 empty] | 19 | 1333.4247 | -0.11374 | -0.26953 | -0.61673 | 0
[6 empty] | 19 | 2106.4414 | 0.23609 | 0.35076 | 0.41315 | 0
[6 empty] | 19 | 1514.3824 | 0.17927 | 0.50079 | 0.31994 | 0
[6 empty] | 19 | 1502.5138 | 0.17803 | 0.49986 | 0.32211 | 0
[6 empty] | 19 | 1501.934 | 0.17824 | 0.49998 | 0.32178 | 0
[6 empty] | 19 | 1501.3996 | 0.17825 | 0.4999 | 0.32185 | 0
[6 empty] | 19 | 1500.8713 | 0.17826 | 0.49982 | 0.32192 | 0
[6 empty] | 19 | 1500.8204 | 0.17831 | 0.49977 | 0.32192 | 0
[6 empty] | 19 | 1500.312 | 0.17899 | 0.49905 | 0.32195 | 0
[6 empty] | 19 | 3137.6837 | 0.60149 | 0.086408 | 0.3121 | 0
[6 empty] | 19 | 3137.8108 | 0.60181 | 0.086409 | 0.31178 | 0
[6 empty] | 19 | 3137.9106 | 0.60213 | 0.08641 | 0.31146 | 0
[6 empty] | 19 | 3137.6908 | 0.60216 | 0.086402 | 0.31143 | 0
[6 empty] | 19 | 3137.6609 | 0.60217 | 0.086401 | 0.31143 | 0
[6 empty] | 19 | 1421.1374 | 0.33352 | 0.33273 | 0.33375 | 0
[6 empty] | 19 | 1416.6671 | 0.33333 | 0.33333 | 0.33333 | 0
[6 empty] | 19 | 1538.5087 | 1.5952e-17 | -0.30104 | -0.69896 | 0
[6 empty] | 19 | 1541.0106 | 2.0819e-17 | -0.30017 | -0.69983 | 0
[6 empty] | 19 | 1589.0784 | 3.0324e-16 | -0.29118 | -0.70882 | 0
[6 empty] | 19 | 1541.662 | 0.00034353 | -0.33523 | -0.66511 | 0
[6 empty] | 19 | 1665.3938 | 0.037675 | -0.36098 | -0.67669 | 0
[6 empty] | 19 | 1673.2261 | 0.039813 | -0.36294 | -0.67687 | 0
[6 empty] | 19 | 1673.2101 | 0.039812 | -0.36292 | -0.6769 | 0
[6 empty] | 19 | 1678.2591 | 0.041041 | -0.36253 | -0.67851 | 0
[6 empty] | 19 | 1762.0781 | 0.044289 | -0.2935 | -0.75079 | 0
[6 empty] | 19 | 1762.0218 | 0.044288 | -0.29352 | -0.75077 | 0
[6 empty] | 19 | 1537.0604 | 4.3231e-17 | -0.30488 | -0.69512 | 0
[6 empty] | 19 | 1540.3328 | 5.6891e-17 | -0.33333 | -0.66667 | 0
[6 empty] | 19 | 6991.1563 | 0.35432 | 0.12357 | -1.4779 | 0
[6 empty] | 19 | 7088.7823 | 0.36308 | 0.12976 | -1.4928 | 0
[6 empty] | 19 | 2016.0106 | 0.11288 | -0.31375 | -0.79912 | 0
[6 empty] | 19 | 2019.1237 | 0.11322 | -0.31329 | -0.79992 | 0
[6 empty] | 19 | 2018.1628 | 0.11337 | -0.3138 | -0.79957 | 0
[6 empty] | 19 | 2019.3486 | 0.11343 | -0.31353 | -0.7999 | 0
[6 empty] | 19 | 1538.5087 | 8.6884e-17 | -0.30104 | -0.69896 | 0
[6 empty] | 19 | 1993.9658 | 0.11507 | -0.34165 | -0.77341 | 0
[6 empty] | 19 | 1994.576 | 0.11534 | -0.3426 | -0.77275 | 0
[6 empty] | 19 | 1593.1625 | 0.00093992 | -0.29115 | -0.70979 | 0
[6 empty] | 19 | 5713.2564 | 0.45149 | -0.20114 | 0.74965 | 0
[6 empty] | 19 | 8902.4918 | 0.59388 | 0.21588 | -1.8098 | 0
[6 empty] | 19 | 8914.3207 | 0.59466 | 0.21697 | -1.8116 | 0
[6 empty] | 19 | 1583.1989 | 0.011644 | -0.30509 | -0.70655 | 0
[6 empty] | 19 | 1542.9326 | 0.00114 | -0.3013 | -0.69984 | 0
[6 empty] | 19 | 1542.4499 | 1.3029e-16 | -0.29986 | -0.70014 | 0
[6 empty] | 19 | 1590.8441 | 0.013547 | -0.30556 | -0.70799 | 0
[6 empty] | 19 | 1611.8203 | 0.014159 | -0.29798 | -0.71617 | 0
[6 empty] | 19 | 16225.3462 | 1.4298 | 0.52753 | -2.9573 | 0
[6 empty] | 19 | 16299.3147 | 1.4363 | 0.53141 | -2.9677 | 0
[6 empty] | 19 | 18193.5626 | 1.6097 | 0.6409 | -3.2506 | 0
[6 empty] | 19 | 17709.0467 | -2.0135 | 1.1054 | 1.9081 | 0
[6 empty] | 19 | 17715.9562 | -2.0145 | 1.1058 | 1.9087 | 0
[6 empty] | 19 | 17715.6404 | -2.0144 | 1.1058 | 1.9086 | 0
[6 empty] | 19 | 1234.7049 | -0.2223 | -0.23688 | -0.54082 | 0
[6 empty] | 19 | 1235.6413 | -0.22283 | -0.23662 | -0.54055 | 0
[6 empty] | 19 | 1234.3111 | -0.22268 | -0.23681 | -0.54052 | 0
[6 empty] | 19 | 1314.874 | -0.25293 | -0.2242 | -0.52287 | 0
[6 empty] | 19 | 1322.2394 | -0.31759 | -0.39145 | -0.29096 | 0
[6 empty] | 19 | 1322.0262 | -0.31765 | -0.39137 | -0.29098 | 0
[6 empty] | 19 | 1042.6936 | -0.26747 | -0.40667 | -0.32586 | 0
[6 empty] | 19 | 1042.3284 | -0.26756 | -0.40655 | -0.32589 | 0
[6 empty] | 19 | 1040.8453 | -0.26818 | -0.40581 | -0.32601 | 0
[6 empty] | 19 | 1259.2377 | -0.30852 | -0.22831 | -0.46317 | 0
[6 empty] | 19 | 1259.505 | -0.30859 | -0.22827 | -0.46314 | 0
[6 empty] | 19 | 1259.9244 | -0.30871 | -0.22822 | -0.46307 | 0
[6 empty] | 19 | 993.9709 | -0.29582 | -0.375 | -0.32918 | 0
[6 empty] | 19 | 1606.3249 | -0.45321 | -0.21368 | -0.3331 | 0
[6 empty] | 19 | 1604.8893 | -0.45311 | -0.21384 | -0.33305 | 0
[6 empty] | 19 | 1604.7635 | -0.45314 | -0.2139 | -0.33296 | 0
[6 empty] | 19 | 996.6401 | -0.33119 | -0.34254 | -0.32627 | 0
[6 empty] | 19 | 996.9457 | -0.33128 | -0.34247 | -0.32626 | 0
[6 empty] | 19 | 951.3882 | -0.32114 | -0.34535 | -0.33351 | 0
[6 empty] | 19 | 949.5873 | -0.32213 | -0.3457 | -0.33217 | 0
[6 empty] | 19 | 949.5785 | -0.32241 | -0.34544 | -0.33215 | 0
[6 empty] | 19 | 949.654 | -0.32251 | -0.34529 | -0.3322 | 0
[6 empty] | 19 | 973.5703 | -0.33138 | -0.33637 | -0.33226 | 0
[6 empty] | 19 | 35626.4724 | -0.33517 | 4.2209 | -2.8857 | 0
[6 empty] | 19 | 4399.9917 | -5.4903e-17 | -1 | 2.3109e-18 | 0
[6 empty] | 19 | 4399.9917 | -5.4903e-17 | -1 | -6.0893e-17 | 0
[6 empty] | 19 | 42771.6007 | -0.54421 | 5.0394 | -3.4952 | 0
[6 empty] | 19 | 43435.5704 | -0.55655 | 5.1138 | -3.5573 | 0
[6 empty] | 19 | 9229.7134 | -0.12883 | 1.4286 | -0.29978 | 0
[6 empty] | 19 | 9231.464 | -0.12886 | 1.4287 | -0.29984 | 0
[6 empty] | 19 | 9244.6512 | -0.12904 | 1.4301 | -0.3011 | 0
[6 empty] | 19 | 9710.8329 | -0.1373 | 1.4814 | -0.34411 | 0
[6 empty] | 19 | 4399.9917 | -8.7845e-17 | -1 | -2.5405e-17 | 0
[6 empty] | 19 | 1530.9521 | -0.0029762 | -0.30028 | -0.69674 | 0
[6 empty] | 19 | 1532.7272 | -0.002979 | -0.29986 | -0.69716 | 0
[6 empty] | 19 | 1530.5242 | -0.0029916 | -0.30131 | -0.6957 | 0
[6 empty] | 19 | 1530.4069 | -0.0030759 | -0.30101 | -0.69591 | 0
[6 empty] | 19 | 92729.7256 | -2.0613 | 10.7664 | -7.7051 | 0
[6 empty] | 19 | 1467.4299 | -0.034784 | -0.31933 | -0.64589 | 0
[6 empty] | 19 | 104377.9793 | -2.3765 | 12.0872 | -8.7107 | 0
[6 empty] | 19 | 1464.8894 | -0.036122 | -0.31946 | -0.64442 | 0
[6 empty] | 19 | 6794.1922 | -0.0024817 | 0.040238 | 0.96224 | 0
[6 empty] | 19 | 1446.3053 | -0.047605 | -0.2982 | -0.65419 | 0
[6 empty] | 19 | 196540.2036 | -6.8935 | 22.4133 | -16.5197 | 0
[6 empty] | 19 | 196367.059 | -6.8874 | 22.3926 | -16.5052 | 0
[6 empty] | 19 | 131794.626 | -4.7062 | 14.904 | -11.1978 | 0
[6 empty] | 19 | 1433.6485 | -0.054797 | -0.29588 | -0.64933 | 0
[6 empty] | 19 | 6813.0652 | -0.0035605 | 0.03913 | 0.96443 | 0
[6 empty] | 19 | 6813.5545 | -0.0036111 | 0.039133 | 0.96448 | 0
[6 empty] | 19 | 6821.3022 | -0.003817 | 0.038602 | 0.96522 | 0
[6 empty] | 19 | 13683.3176 | -0.98246 | -0.94737 | 0.92982 | 0
[6 empty] | 19 | 13724.0002 | -0.98534 | -0.94721 | 0.93255 | 0
[6 empty] | 19 | 4557.0227 | -0.029366 | 0.031961 | -1.0026 | 0
[6 empty] | 19 | 4399.9917 | -3.7933e-16 | -1 | 2.246e-16 | 0
[6 empty] | 19 | 1362.5527 | -0.097327 | -0.2741 | -0.62858 | 0
[6 empty] | 19 | 1541.0106 | -1.1992e-17 | -0.30017 | -0.69983 | 0
[6 empty] | 19 | 3450.4561 | -0.26353 | 0.0095773 | -0.74605 | 0
[6 empty] | 19 | 1542.4499 | -1.2416e-16 | -0.29986 | -0.70014 | 0
[6 empty] | 19 | 1333.4668 | -0.11362 | -0.26959 | -0.61678 | 0
[6 empty] | 19 | 1333.381 | -0.11374 | -0.26954 | -0.61672 | 0
[6 empty] | 20 | 1661.0636 | 0.043713 | -0.39019 | -0.65352 | 0
[6 empty] | 20 | 1235.0745 | -0.30842 | -0.22723 | -0.46435 | 0
[6 empty] | 20 | 3298.4347 | 0.59851 | 0.091036 | 0.31046 | 0
[6 empty] | 20 | 2306.2473 | 0.1839 | -0.31192 | -0.87197 | 0
[6 empty] | 20 | 1218.0895 | -0.16571 | -0.25266 | -0.58163 | 0
[6 empty] | 20 | 1257.9994 | -0.2525 | -0.2219 | -0.5256 | 0
[6 empty] | 20 | 1331.9282 | -0.35278 | -0.35486 | -0.29235 | 0
[6 empty] | 20 | 979.7406 | -0.32863 | -0.3425 | -0.32887 | 0
[6 empty] | 20 | 949.0171 | -0.32196 | -0.34591 | -0.33213 | 0
[6 empty] | 20 | 949.0419 | -0.32199 | -0.34589 | -0.33213 | 0
[6 empty] | 20 | 283256.1645 | 30.4062 | 14.5922 | -45.9983 | 0
[6 empty] | 20 | 259310.8284 | 27.8504 | 13.3075 | -42.1579 | 0
[6 empty] | 20 | 2173.5833 | 0.2401 | 0.34923 | 0.41067 | 0
[6 empty] | 20 | 6181.9123 | 0.69086 | 0.74234 | -0.43321 | 0
[6 empty] | 20 | 1479.0064 | 0.18356 | 0.49381 | 0.32263 | 0
[6 empty] | 20 | 1482.3199 | 0.18418 | 0.49428 | 0.32154 | 0
[6 empty] | 20 | 1480.3949 | 0.18421 | 0.49407 | 0.32172 | 0
[6 empty] | 20 | 1471.1361 | 0.18423 | 0.49309 | 0.32268 | 0
[6 empty] | 20 | 1473.3146 | 0.18453 | 0.49324 | 0.32223 | 0
[6 empty] | 20 | 1470.8551 | 0.18428 | 0.49307 | 0.32265 | 0
[6 empty] | 20 | 1471.0542 | 0.18431 | 0.49309 | 0.32259 | 0
[6 empty] | 20 | 1470.7635 | 0.1843 | 0.49306 | 0.32264 | 0
[6 empty] | 20 | 1466.8856 | 0.19493 | 0.48167 | 0.3234 | 0
[6 empty] | 20 | 3316.6449 | 0.59925 | 0.088198 | 0.31255 | 0
[6 empty] | 20 | 3316.4256 | 0.59928 | 0.088192 | 0.31253 | 0
[6 empty] | 20 | 3288.4651 | 0.59707 | 0.091424 | 0.31151 | 0
[6 empty] | 20 | 3288.4231 | 0.59708 | 0.091423 | 0.3115 | 0
[6 empty] | 20 | 3284.8255 | 0.59653 | 0.091984 | 0.31149 | 0
[6 empty] | 20 | 3199.7243 | 0.58081 | 0.10342 | 0.31577 | 0
[6 empty] | 20 | 3276.0153 | 0.59533 | 0.093055 | 0.31162 | 0
[6 empty] | 20 | 2325.1009 | 0.42938 | 0.21986 | 0.35076 | 0
[6 empty] | 20 | 1564.7902 | 0.28617 | 0.40515 | 0.30868 | 0
[6 empty] | 20 | 1488.3872 | 0.34094 | 0.33723 | 0.32183 | 0
[6 empty] | 20 | 1430.101 | 0.33257 | 0.33266 | 0.33477 | 0
[6 empty] | 20 | 1421.9928 | 0.33346 | 0.33274 | 0.33379 | 0
[6 empty] | 20 | 1420.8912 | 0.33378 | 0.33281 | 0.33341 | 0
[6 empty] | 20 | 1418.3624 | 0.33333 | 0.33318 | 0.33349 | 0
[6 empty] | 20 | 1419.9334 | 0.33379 | 0.33291 | 0.3333 | 0
[6 empty] | 20 | 1419.9224 | 0.33379 | 0.33291 | 0.3333 | 0
[6 empty] | 20 | 1419.8062 | 0.33378 | 0.33293 | 0.3333 | 0
[6 empty] | 20 | 1417.4234 | 0.33344 | 0.33326 | 0.3333 | 0
[6 empty] | 20 | 1416.9986 | 0.33333 | 0.33333 | 0.33333 | 0
[6 empty] | 20 | 1555.2708 | 1.6513e-16 | -0.28536 | -0.71464 | 0
[6 empty] | 20 | 1603.8867 | 2.3431e-16 | -0.27733 | -0.72267 | 0
[6 empty] | 20 | 1518.5667 | 0.00032592 | -0.35809 | -0.64224 | 0
[6 empty] | 20 | 1521.7177 | 3.6324e-17 | -0.29851 | -0.70149 | 0
[6 empty] | 20 | 1649.3983 | 0.040464 | -0.3862 | -0.65426 | 0
[6 empty] | 20 | 1604.0655 | 4.0266e-05 | -0.27733 | -0.72271 | 0
[6 empty] | 20 | 1655.9478 | 0.042364 | -0.38893 | -0.65343 | 0
[6 empty] | 20 | 1660.4208 | 0.043522 | -0.39011 | -0.65342 | 0
[6 empty] | 20 | 1803.3032 | 0.050593 | -0.27804 | -0.77255 | 0
[6 empty] | 20 | 1807.8212 | 0.051647 | -0.27802 | -0.77363 | 0
[6 empty] | 20 | 1809.5273 | 0.052442 | -0.27839 | -0.77405 | 0
[6 empty] | 20 | 4400.0031 | 1.5002e-17 | -1 | -5.2461e-16 | 0
[6 empty] | 20 | 4400.0031 | 1.6336e-15 | -1 | 1.7349e-15 | 0
[6 empty] | 20 | 1519.6743 | 5.7807e-17 | -0.30052 | -0.69948 | 0
[6 empty] | 20 | 1515.0449 | 6.7131e-17 | -0.31111 | -0.68889 | 0
[6 empty] | 20 | 1555.2708 | 8.7693e-17 | -0.28536 | -0.71464 | 0
[6 empty] | 20 | 8513.7647 | 0.46866 | 0.2712 | -1.7399 | 0
[6 empty] | 20 | 8519.7491 | 0.46984 | 0.27139 | -1.7412 | 0
[6 empty] | 20 | 6212.8385 | 0.45177 | -0.19722 | 0.74545 | 0
[6 empty] | 20 | 6134.6015 | 0.44975 | -0.18848 | 0.73874 | 0
[6 empty] | 20 | 11808.7342 | 0.85945 | 0.45853 | -2.318 | 0
[6 empty] | 20 | 2187.8539 | 0.16796 | -0.35941 | -0.80855 | 0
[6 empty] | 20 | 2189.2886 | 0.16829 | -0.35936 | -0.80893 | 0
[6 empty] | 20 | 2267.8193 | 0.17502 | -0.31081 | -0.8642 | 0
[6 empty] | 20 | 2288.0366 | 0.17986 | -0.31129 | -0.86858 | 0
[6 empty] | 20 | 2302.7079 | 0.18338 | -0.31202 | -0.87137 | 0
[6 empty] | 20 | 5728.9928 | 0.44994 | -0.14572 | 0.69578 | 0
[6 empty] | 20 | 18169.0993 | -2.0333 | 1.1142 | 1.9191 | 0
[6 empty] | 20 | 18188.1253 | -2.0359 | 1.1154 | 1.9206 | 0
[6 empty] | 20 | 18192.6507 | -2.0366 | 1.1157 | 1.9209 | 0
[6 empty] | 20 | 18266.4375 | -2.0457 | 1.1184 | 1.9273 | 0
[6 empty] | 20 | 1259.2995 | -0.15093 | -0.25373 | -0.59533 | 0
[6 empty] | 20 | 1249.8736 | -0.15442 | -0.25343 | -0.59215 | 0
[6 empty] | 20 | 1218.3539 | -0.16535 | -0.25281 | -0.58185 | 0
[6 empty] | 20 | 1217.8954 | -0.16563 | -0.25273 | -0.58164 | 0
[6 empty] | 20 | 1217.4942 | -0.16587 | -0.2527 | -0.58142 | 0
[6 empty] | 20 | 1212.8331 | -0.16847 | -0.25443 | -0.5771 | 0
[6 empty] | 20 | 1454.6057 | -0.24197 | -0.20168 | -0.55636 | 0
[6 empty] | 20 | 1175.4481 | -0.22188 | -0.23615 | -0.54197 | 0
[6 empty] | 20 | 1176.7554 | -0.22216 | -0.23588 | -0.54196 | 0
[6 empty] | 20 | 1176.5135 | -0.22215 | -0.23591 | -0.54194 | 0
[6 empty] | 20 | 1175.543 | -0.22203 | -0.23606 | -0.5419 | 0
[6 empty] | 20 | 1175.5839 | -0.22214 | -0.23602 | -0.54184 | 0
[6 empty] | 20 | 1175.533 | -0.22262 | -0.23594 | -0.54143 | 0
[6 empty] | 20 | 1174.4578 | -0.22421 | -0.23623 | -0.53956 | 0
[6 empty] | 20 | 1239.8854 | -0.25261 | -0.2239 | -0.52349 | 0
[6 empty] | 20 | 1235.5274 | -0.30813 | -0.22712 | -0.46475 | 0
[6 empty] | 20 | 1235.0692 | -0.30856 | -0.22725 | -0.46418 | 0
[6 empty] | 20 | 1333.1497 | -0.35288 | -0.35489 | -0.29223 | 0
[6 empty] | 20 | 1651.0801 | -0.45584 | -0.21141 | -0.33275 | 0
[6 empty] | 20 | 1649.4039 | -0.45561 | -0.21154 | -0.33285 | 0
[6 empty] | 20 | 987.9003 | -0.29003 | -0.37366 | -0.33631 | 0
[6 empty] | 20 | 987.6413 | -0.29018 | -0.37374 | -0.33608 | 0
[6 empty] | 20 | 986.8757 | -0.29064 | -0.37394 | -0.33542 | 0
[6 empty] | 20 | 985.9606 | -0.29122 | -0.37405 | -0.33473 | 0
[6 empty] | 20 | 985.5265 | -0.2915 | -0.37407 | -0.33443 | 0
[6 empty] | 20 | 1000.1107 | -0.33101 | -0.34309 | -0.32591 | 0
[6 empty] | 20 | 998.3578 | -0.33094 | -0.34297 | -0.3261 | 0
[6 empty] | 20 | 998.626 | -0.33107 | -0.34282 | -0.32611 | 0
[6 empty] | 20 | 998.5814 | -0.33106 | -0.34283 | -0.32611 | 0
[6 empty] | 20 | 950.2833 | -0.32121 | -0.34533 | -0.33345 | 0
[6 empty] | 20 | 948.9911 | -0.32193 | -0.34593 | -0.33214 | 0
[6 empty] | 20 | 949.5456 | -0.3223 | -0.34553 | -0.33217 | 0
[6 empty] | 20 | 949.6592 | -0.32234 | -0.34549 | -0.33216 | 0
[6 empty] | 20 | 975.1875 | -0.33104 | -0.33675 | -0.33221 | 0
[6 empty] | 20 | 976.6704 | -0.33151 | -0.33624 | -0.33226 | 0
[6 empty] | 20 | 976.4982 | -0.33146 | -0.3363 | -0.33224 | 0
[6 empty] | 20 | 1516.4912 | -1.5951e-17 | -0.35455 | -0.64545 | 0
[6 empty] | 20 | 1489.2916 | -0.017515 | -0.28747 | -0.69501 | 0
[6 empty] | 20 | 7276.0847 | -0.00083 | 0.041354 | 0.95948 | 0
[6 empty] | 20 | 1467.1956 | -0.018529 | -0.30848 | -0.67299 | 0
[6 empty] | 20 | 7276.5498 | -0.0010121 | 0.041502 | 0.95951 | 0
[6 empty] | 20 | 1521.7177 | -2.2958e-16 | -0.29851 | -0.70149 | 0
[6 empty] | 20 | 1512.9091 | -0.0025801 | -0.29961 | -0.69781 | 0
[6 empty] | 20 | 1472.7247 | -0.025365 | -0.28547 | -0.68917 | 0
[6 empty] | 20 | 1508.751 | -2.772e-17 | -0.32925 | -0.67075 | 0
[6 empty] | 20 | 1513.8342 | -0.0027688 | -0.29816 | -0.69907 | 0
[6 empty] | 20 | 4400.0031 | -9.4337e-17 | -1 | 1.0538e-16 | 0
[6 empty] | 20 | 1529.2765 | -3.4104e-17 | -0.29342 | -0.70658 | 0
[6 empty] | 20 | 4400.0031 | -1.0032e-14 | -1 | -1.0446e-14 | 0
[6 empty] | 20 | 4501.1435 | -0.099575 | 0.070998 | -0.97142 | 0
[6 empty] | 20 | 4400.0031 | -1.0998e-15 | -1 | 1.1228e-15 | 0
[6 empty] | 20 | 4428.6557 | -0.10807 | 0.066776 | -0.9587 | 0
[6 empty] | 20 | 1515.0449 | -4.2349e-17 | -0.31111 | -0.68889 | 0
[6 empty] | 20 | 1508.751 | -4.4321e-18 | -0.32925 | -0.67075 | 0
[6 empty] | 20 | 1411.7894 | -0.046114 | -0.29862 | -0.65527 | 0
[6 empty] | 20 | 1405.878 | -0.049251 | -0.29709 | -0.65366 | 0
[6 empty] | 20 | 1503.1409 | -0.0056887 | -0.30226 | -0.69205 | 0
[6 empty] | 20 | 4400.0031 | -1.9097e-16 | -1 | -1.0584e-16 | 0
[6 empty] | 20 | 7270.7782 | -0.0003223 | 0.041397 | 0.95893 | 0
[6 empty] | 20 | 1508.2877 | -0.0075365 | -0.29216 | -0.70031 | 0
[6 empty] | 20 | 1373.3879 | -0.069361 | -0.28137 | -0.64927 | 0
[6 empty] | 20 | 1374.2078 | -0.07049 | -0.27767 | -0.65184 | 0
[6 empty] | 20 | 1368.8886 | -0.072394 | -0.32164 | -0.60596 | 0
[6 empty] | 20 | 1366.7582 | -0.073766 | -0.27746 | -0.64877 | 0
[6 empty] | 20 | 1547.8606 | -8.5552e-17 | -0.28704 | -0.71296 | 0
[6 empty] | 20 | 1529.2765 | -1.0152e-16 | -0.29342 | -0.70658 | 0
[6 empty] | 20 | 13807.1943 | -0.98189 | -0.94429 | 0.92618 | 0
[6 empty] | 20 | 13807.2047 | -0.98189 | -0.94429 | 0.92618 | 0
[6 empty] | 20 | 3610.6334 | -0.26066 | 0.036779 | -0.77611 | 0
[6 empty] | 20 | 3602.9561 | -0.26048 | 0.035989 | -0.77551 | 0
[6 empty] | 20 | 3527.5098 | -0.26171 | 0.027707 | -0.76599 | 0
[6 empty] | 20 | 3473.0014 | -0.25945 | 0.021787 | -0.76234 | 0
[6 empty] | 20 | 1310.1103 | -0.10402 | -0.3108 | -0.58518 | 0
[6 empty] | 20 | 3405.3118 | -0.25918 | 0.014492 | -0.75531 | 0
[6 empty] | 20 | 3370.2899 | -0.25922 | 0.010676 | -0.75146 | 0
[6 empty] | 20 | 3417.6882 | -0.2628 | 0.015727 | -0.75293 | 0
[6 empty] | 20 | 3305.6207 | -0.2589 | 0.0035676 | -0.74467 | 0
[6 empty] | 20 | 7274.3296 | -0.00063545 | 0.041344 | 0.95929 | 0
[6 empty] | 20 | 1547.8606 | -1.4461e-17 | -0.28704 | -0.71296 | 0
[6 empty] | 20 | 4400.0031 | -4.3303e-17 | -1 | -4.7399e-17 | 0
[6 empty] | 20 | 4400.0031 | -4.3303e-17 | -1 | -3.0142e-17 | 0
[6 empty] | 20 | 2620.3194 | -0.24594 | -0.073729 | -0.68033 | 0
[6 empty] | 21 | 2575.4784 | 0.59796 | 0.090494 | 0.31154 | 0
[6 empty] | 21 | 1949.66 | 0.053801 | -0.3171 | -0.7367 | 0
[6 empty] | 21 | 1450.1307 | -0.21522 | -0.52473 | -0.26005 | 0
[6 empty] | 21 | 882.6768 | -0.3313 | -0.34135 | -0.32735 | 0
[6 empty] | 21 | 882.9943 | -0.33148 | -0.33625 | -0.33227 | 0
[6 empty] | 21 | 2582.3564 | -0.24224 | -0.15748 | -0.60028 | 0
[6 empty] | 21 | 20545.2052 | 2.6939 | -1.527 | -2.1669 | 0
[6 empty] | 21 | 2589.0761 | 0.59995 | 0.08981 | 0.31024 | 0
[6 empty] | 21 | 2576.9486 | 0.59764 | 0.090239 | 0.31212 | 0
[6 empty] | 21 | 2576.4492 | 0.59808 | 0.09053 | 0.31139 | 0
[6 empty] | 21 | 2575.7817 | 0.598 | 0.090506 | 0.31149 | 0
[6 empty] | 21 | 2574.5134 | 0.59776 | 0.090752 | 0.31149 | 0
[6 empty] | 21 | 1418.3978 | 0.33307 | 0.33351 | 0.33342 | 0
[6 empty] | 21 | 1418.3513 | 0.33306 | 0.3336 | 0.33334 | 0
[6 empty] | 21 | 1417.7228 | 0.3332 | 0.33338 | 0.33342 | 0
[6 empty] | 21 | 1417.1344 | 0.3333 | 0.33339 | 0.33331 | 0
[6 empty] | 21 | 1417.1438 | 0.3333 | 0.33339 | 0.3333 | 0
[6 empty] | 21 | 1417.1313 | 0.33337 | 0.33335 | 0.33328 | 0
[6 empty] | 21 | 1416.9974 | 0.33333 | 0.33333 | 0.33333 | 0
[6 empty] | 21 | 1417.1238 | 0.33339 | 0.33334 | 0.33328 | 0
[6 empty] | 21 | 1416.9399 | 0.33339 | 0.33328 | 0.33333 | 0
[6 empty] | 21 | 1416.9322 | 0.33339 | 0.33328 | 0.33333 | 0
[6 empty] | 21 | 1416.9289 | 0.33339 | 0.33328 | 0.33333 | 0
[6 empty] | 21 | 6999.99 | 1.0061e-15 | 1 | 6.5793e-16 | 0
[6 empty] | 21 | 3155.5139 | 0.061801 | -0.21314 | -0.84866 | 0
[6 empty] | 21 | 3155.75 | 0.061804 | -0.21316 | -0.84865 | 0
[6 empty] | 21 | 1929.6625 | 0.047478 | -0.3187 | -0.72877 | 0
[6 empty] | 21 | 1947.9846 | 0.053523 | -0.31691 | -0.73661 | 0
[6 empty] | 21 | 1948.0295 | 0.053525 | -0.31691 | -0.73662 | 0
[6 empty] | 21 | 1948.0438 | 0.053526 | -0.3169 | -0.73662 | 0
[6 empty] | 21 | 1948.5065 | 0.053537 | -0.31686 | -0.73667 | 0
[6 empty] | 21 | 1948.1746 | 0.05353 | -0.31695 | -0.73658 | 0
[6 empty] | 21 | 1948.9552 | 0.053782 | -0.31707 | -0.73672 | 0
[6 empty] | 21 | 1949.1484 | 0.053788 | -0.31707 | -0.73671 | 0
[6 empty] | 21 | 4400.0022 | 2.5961e-15 | -1 | -8.7014e-16 | 0
[6 empty] | 21 | 4400.0022 | 2.816e-15 | -1 | 3.7961e-15 | 0
[6 empty] | 21 | 4400.0022 | 2.9164e-16 | -1 | 5.02e-16 | 0
[6 empty] | 21 | 2543.0898 | 0.17683 | 0.50119 | 0.32198 | 0
[6 empty] | 21 | 4400.0022 | 3.9013e-16 | -1 | -1.8694e-16 | 0
[6 empty] | 21 | 4339.1764 | 0.44921 | -0.19108 | 0.74188 | 0
[6 empty] | 21 | 4336.8681 | 0.44943 | -0.19098 | 0.74156 | 0
[6 empty] | 21 | 21745.19 | -2.1397 | 1.1493 | 1.9904 | 0
[6 empty] | 21 | 21754.0504 | -2.1407 | 1.1498 | 1.9909 | 0
[6 empty] | 21 | 21761.673 | -2.1418 | 1.1502 | 1.9916 | 0
[6 empty] | 21 | 21765.4171 | -2.1422 | 1.1504 | 1.9918 | 0
[6 empty] | 21 | 1788.22 | -0.21958 | -0.2355 | -0.54492 | 0
[6 empty] | 21 | 1788.9333 | -0.21974 | -0.23538 | -0.54488 | 0
[6 empty] | 21 | 1788.7175 | -0.22134 | -0.23515 | -0.54351 | 0
[6 empty] | 21 | 1872.3317 | -0.25343 | -0.22235 | -0.52422 | 0
[6 empty] | 21 | 1453.3433 | -0.21481 | -0.52547 | -0.25971 | 0
[6 empty] | 21 | 1452.4779 | -0.21493 | -0.52528 | -0.25979 | 0
[6 empty] | 21 | 1449.9578 | -0.21525 | -0.52468 | -0.26007 | 0
[6 empty] | 21 | 1722.409 | -0.2523 | -0.51571 | -0.23199 | 0
[6 empty] | 21 | 1718.545 | -0.25225 | -0.5154 | -0.23235 | 0
[6 empty] | 21 | 1421.8869 | -0.2182 | -0.51725 | -0.26455 | 0
[6 empty] | 21 | 1759.7427 | -0.30709 | -0.22548 | -0.46743 | 0
[6 empty] | 21 | 1753.6144 | -0.30777 | -0.22597 | -0.46626 | 0
[6 empty] | 21 | 1753.1998 | -0.30779 | -0.22601 | -0.4662 | 0
[6 empty] | 21 | 1751.2554 | -0.30817 | -0.2262 | -0.46562 | 0
[6 empty] | 21 | 1029.6197 | -0.25817 | -0.41123 | -0.3306 | 0
[6 empty] | 21 | 1025.2628 | -0.25857 | -0.40998 | -0.33145 | 0
[6 empty] | 21 | 2002.1035 | -0.45664 | -0.21045 | -0.33291 | 0
[6 empty] | 21 | 2001.5216 | -0.45657 | -0.2105 | -0.33293 | 0
[6 empty] | 21 | 984.7443 | -0.26515 | -0.39942 | -0.33543 | 0
[6 empty] | 21 | 999.0788 | -0.26877 | -0.40535 | -0.32587 | 0
[6 empty] | 21 | 998.1216 | -0.26892 | -0.4051 | -0.32598 | 0
[6 empty] | 21 | 981.3068 | -0.26565 | -0.39842 | -0.33593 | 0
[6 empty] | 21 | 978.7627 | -0.26635 | -0.39778 | -0.33587 | 0
[6 empty] | 21 | 936.3726 | -0.27782 | -0.38614 | -0.33605 | 0
[6 empty] | 21 | 936.2683 | -0.27781 | -0.38589 | -0.3363 | 0
[6 empty] | 21 | 916.2553 | -0.28796 | -0.38337 | -0.32867 | 0
[6 empty] | 21 | 914.8257 | -0.28866 | -0.38311 | -0.32823 | 0
[6 empty] | 21 | 914.6085 | -0.28876 | -0.38305 | -0.32819 | 0
[6 empty] | 21 | 884.4447 | -0.3312 | -0.34198 | -0.32682 | 0
[6 empty] | 21 | 883.432 | -0.33137 | -0.34166 | -0.32697 | 0
[6 empty] | 21 | 885.3395 | -0.33177 | -0.3359 | -0.33233 | 0
[6 empty] | 21 | 882.8387 | -0.33128 | -0.34172 | -0.327 | 0
[6 empty] | 21 | 883.8027 | -0.3316 | -0.33613 | -0.33228 | 0
[6 empty] | 21 | 869.8917 | -0.32946 | -0.34111 | -0.32943 | 0
[6 empty] | 21 | 832.4681 | -0.3231 | -0.34421 | -0.33269 | 0
[6 empty] | 21 | 832.417 | -0.32313 | -0.34472 | -0.33216 | 0
[6 empty] | 21 | 835.4123 | -0.3241 | -0.34366 | -0.33224 | 0
[6 empty] | 21 | 831.8875 | -0.32329 | -0.34425 | -0.33246 | 0
[6 empty] | 21 | 831.577 | -0.32346 | -0.34428 | -0.33226 | 0
[6 empty] | 21 | 831.5719 | -0.32346 | -0.34427 | -0.33227 | 0
[6 empty] | 21 | 4400.0022 | -5.3069e-15 | -1 | -7.3149e-15 | 0
[6 empty] | 21 | 4400.0022 | -5.4981e-12 | -1 | -2.8734e-12 | 0
[6 empty] | 21 | 6999.99 | -1.2378e-16 | 1 | 1.0326e-16 | 0
[6 empty] | 21 | 6999.99 | -1.4628e-16 | 1 | -5.9902e-17 | 0
[6 empty] | 21 | 6286.1171 | -0.0017616 | 0.039681 | 0.96208 | 0
[6 empty] | 21 | 6246.716 | -2.1568e-16 | 0.041523 | 0.95848 | 0
[6 empty] | 21 | 6999.99 | -2.9124e-18 | 1 | -1.8335e-15 | 0
[6 empty] | 21 | 6999.99 | -3.1176e-16 | 1 | -1.9923e-16 | 0
[6 empty] | 21 | 4400.0022 | -2.5722e-16 | -1 | -1.3291e-16 | 0
[6 empty] | 21 | 6247.795 | -0.0004093 | 0.041826 | 0.95858 | 0
[6 empty] | 21 | 6247.5874 | -0.00043557 | 0.041884 | 0.95855 | 0
[6 empty] | 21 | 2580.5535 | -0.24209 | -0.15764 | -0.60027 | 0
[6 empty] | 21 | 2545.5065 | -0.2448 | -0.16054 | -0.59467 | 0
[6 empty] | 22 | 1914.3883 | 0.17779 | 0.49961 | 0.3226 | 0
[6 empty] | 22 | 1908.8023 | 0.17858 | 0.49936 | 0.32206 | 0
[6 empty] | 22 | 3164.5398 | 0.60378 | 0.088591 | 0.30763 | 0
[6 empty] | 22 | 4399.994 | 1.1569e-16 | -1 | 2.5418e-16 | 0
[6 empty] | 22 | 11714.4981 | 0.62199 | 0.13267 | -1.7547 | 0
[6 empty] | 22 | 18680.5715 | -2.1328 | 1.1486 | 1.9842 | 0
[6 empty] | 22 | 19849.2016 | -2.5763 | 0.72947 | 0.84679 | 0
[6 empty] | 22 | 1733.3944 | -0.30793 | -0.22621 | -0.46587 | 0
[6 empty] | 22 | 1908.9183 | 0.17855 | 0.49938 | 0.32206 | 0
[6 empty] | 22 | 3118.0726 | 0.59814 | 0.090332 | 0.31153 | 0
[6 empty] | 22 | 3116.9652 | 0.59794 | 0.090643 | 0.31141 | 0
[6 empty] | 22 | 3116.9331 | 0.59796 | 0.09064 | 0.3114 | 0
[6 empty] | 22 | 3103.7436 | 0.59581 | 0.092251 | 0.31194 | 0
[6 empty] | 22 | 2006.7396 | 0.40631 | 0.229 | 0.36469 | 0
[6 empty] | 22 | 2074.0156 | 0.42978 | 0.21972 | 0.3505 | 0
[6 empty] | 22 | 2064.594 | 0.42828 | 0.22095 | 0.35076 | 0
[6 empty] | 22 | 1439.3609 | 0.33572 | 0.33338 | 0.3309 | 0
[6 empty] | 22 | 1419.6664 | 0.3337 | 0.3328 | 0.33349 | 0
[6 empty] | 22 | 1417.4514 | 0.33309 | 0.3336 | 0.33332 | 0
[6 empty] | 22 | 1417.6366 | 0.33336 | 0.3332 | 0.33343 | 0
[6 empty] | 22 | 1417.4369 | 0.33339 | 0.33322 | 0.3334 | 0
[6 empty] | 22 | 1417.1834 | 0.3332 | 0.33348 | 0.33332 | 0
[6 empty] | 22 | 1416.9996 | 0.33333 | 0.33333 | 0.33333 | 0
[6 empty] | 22 | 3551.0298 | 0.060676 | -0.21295 | -0.84772 | 0
[6 empty] | 22 | 3551.2118 | 0.060678 | -0.21296 | -0.84772 | 0
[6 empty] | 22 | 2290.3495 | 0.05242 | -0.31675 | -0.73567 | 0
[6 empty] | 22 | 2291.0395 | 0.052712 | -0.31684 | -0.73588 | 0
[6 empty] | 22 | 2291.55 | 0.052723 | -0.31679 | -0.73593 | 0
[6 empty] | 22 | 2292.8649 | 0.053029 | -0.31686 | -0.73617 | 0
[6 empty] | 22 | 2292.8838 | 0.053029 | -0.31686 | -0.73617 | 0
[6 empty] | 22 | 2295.6557 | 0.053363 | -0.31682 | -0.73654 | 0
[6 empty] | 22 | 4399.994 | 1.1513e-16 | -1 | 9.7335e-17 | 0
[6 empty] | 22 | 7000.0066 | 1.5354e-15 | 1 | 2.8256e-15 | 0
[6 empty] | 22 | 6554.3512 | 1.7159e-17 | 0.041195 | 0.9588 | 0
[6 empty] | 22 | 7000.0066 | 2.9307e-16 | 1 | 2.7672e-16 | 0
[6 empty] | 22 | 11664.0961 | 0.61942 | 0.1297 | -1.7491 | 0
[6 empty] | 22 | 11653.7044 | 0.61894 | 0.1296 | -1.7485 | 0
[6 empty] | 22 | 7000.0066 | 3.4619e-17 | 1 | 1.1442e-15 | 0
[6 empty] | 22 | 5344.1231 | 0.44983 | -0.1922 | 0.74237 | 0
[6 empty] | 22 | 5344.0557 | 0.44983 | -0.1922 | 0.74237 | 0
[6 empty] | 22 | 5340.5802 | 0.44952 | -0.19149 | 0.74196 | 0
[6 empty] | 22 | 5281.6131 | 0.4508 | -0.18413 | 0.73333 | 0
[6 empty] | 22 | 1824.9476 | -0.21972 | -0.23554 | -0.54473 | 0
[6 empty] | 22 | 1826.5045 | -0.22014 | -0.23522 | -0.54463 | 0
[6 empty] | 22 | 1858.0565 | -0.24982 | -0.22339 | -0.52679 | 0
[6 empty] | 22 | 1859.8341 | -0.2512 | -0.22281 | -0.52599 | 0
[6 empty] | 22 | 18555.2765 | -2.1156 | 1.1439 | 1.9717 | 0
[6 empty] | 22 | 18679.0262 | -2.1326 | 1.1485 | 1.9841 | 0
[6 empty] | 22 | 18679.079 | -2.1326 | 1.1485 | 1.9841 | 0
[6 empty] | 22 | 18722.6018 | -2.1379 | 1.1497 | 1.9882 | 0
[6 empty] | 22 | 20599.52 | -2.665 | 0.76725 | 0.89777 | 0
[6 empty] | 22 | 1738.6306 | -0.30786 | -0.22575 | -0.46639 | 0
[6 empty] | 22 | 1733.91 | -0.30782 | -0.22616 | -0.46602 | 0
[6 empty] | 22 | 1018.2131 | -0.26945 | -0.40442 | -0.32613 | 0
[6 empty] | 22 | 1892.1928 | -0.4567 | -0.21035 | -0.33295 | 0
[6 empty] | 22 | 1890.024 | -0.45654 | -0.21054 | -0.33292 | 0
[6 empty] | 22 | 1889.7788 | -0.45651 | -0.21056 | -0.33293 | 0
[6 empty] | 22 | 881.8297 | -0.33141 | -0.34184 | -0.32675 | 0
[6 empty] | 22 | 881.7701 | -0.3315 | -0.34172 | -0.32677 | 0
[6 empty] | 22 | 881.1175 | -0.3314 | -0.34177 | -0.32683 | 0
[6 empty] | 22 | 880.0067 | -0.33123 | -0.34181 | -0.32696 | 0
[6 empty] | 22 | 885.3952 | -0.33183 | -0.33589 | -0.33227 | 0
[6 empty] | 22 | 883.96 | -0.33162 | -0.33607 | -0.33231 | 0
[6 empty] | 22 | 882.0661 | -0.33133 | -0.3364 | -0.33227 | 0
[6 empty] | 22 | 867.0132 | -0.32919 | -0.34155 | -0.32926 | 0
[6 empty] | 22 | 865.9486 | -0.32899 | -0.34161 | -0.3294 | 0
[6 empty] | 22 | 837.6885 | -0.3233 | -0.3444 | -0.3323 | 0
[6 empty] | 22 | 837.769 | -0.32332 | -0.3444 | -0.33228 | 0
[6 empty] | 22 | 837.6913 | -0.32331 | -0.3444 | -0.3323 | 0
[6 empty] | 22 | 837.7002 | -0.32331 | -0.3444 | -0.33229 | 0
[6 empty] | 22 | 838.6856 | -0.32354 | -0.3442 | -0.33225 | 0
[6 empty] | 22 | 839.6919 | -0.32375 | -0.34401 | -0.33224 | 0
[6 empty] | 22 | 851.3328 | -0.32612 | -0.34185 | -0.33203 | 0
[6 empty] | 22 | 4399.994 | -5.6733e-15 | -1 | -6.6744e-15 | 0
[6 empty] | 22 | 4399.994 | -7.2862e-17 | -1 | 1.1013e-17 | 0
[6 empty] | 22 | 4399.994 | -7.2862e-17 | -1 | 1.3182e-18 | 0
[6 empty] | 22 | 4399.994 | -2.197e-16 | -1 | -1.4128e-16 | 0
[6 empty] | 22 | 6553.196 | -0.00029619 | 0.04157 | 0.95873 | 0
[6 empty] | 22 | 13453.7736 | -0.97115 | -0.93269 | 0.90385 | 0
[6 empty] | 22 | 13454.1553 | -0.97115 | -0.93269 | 0.90385 | 0
[6 empty] | 22 | 7000.0066 | -4.1333e-16 | 1 | 4.215e-16 | 0
[6 empty] | 22 | 7000.0066 | -4.7463e-16 | 1 | -1.8273e-15 | 0
[6 empty] | 22 | 2623.8934 | -0.24213 | -0.15759 | -0.60028 | 0
[6 empty] | 22 | 2621.4397 | -0.2422 | -0.15772 | -0.60007 | 0
[6 empty] | 22 | 2606.2431 | -0.24203 | -0.15905 | -0.59892 | 0
[6 empty] | 22 | 6555.8512 | -0.00059645 | 0.041585 | 0.95901 | 0
[6 empty] | 23 | 2953.2534 | 0.15157 | 0.52814 | 0.32029 | 0
[6 empty] | 23 | 1235.5712 | -0.33176 | -0.33581 | -0.33243 | 0
[6 empty] | 23 | 3079.4139 | 0.59723 | 0.091405 | 0.31136 | 0
[6 empty] | 23 | 2127.9469 | 0.43034 | 0.21853 | 0.35112 | 0
[6 empty] | 23 | 1417.2799 | 0.33338 | 0.33335 | 0.33327 | 0
[6 empty] | 23 | 4399.9987 | 3.4329e-17 | -1 | -3.6641e-18 | 0
[6 empty] | 23 | 1480.9454 | -0.31865 | -0.38701 | -0.29434 | 0
[6 empty] | 23 | 1235.7758 | -0.33181 | -0.33577 | -0.33242 | 0
[6 empty] | 23 | 6999.9801 | -3.001e-16 | 1 | -1.4454e-15 | 0
[6 empty] | 23 | 26499.128 | 2.9038 | -1.6132 | -2.2906 | 0
[6 empty] | 23 | 3257.2376 | 0.61129 | 0.069678 | 0.31904 | 0
[6 empty] | 23 | 3256.9169 | 0.61132 | 0.069994 | 0.31868 | 0
[6 empty] | 23 | 3088.3211 | 0.59828 | 0.091086 | 0.31063 | 0
[6 empty] | 23 | 3084.3121 | 0.5978 | 0.091262 | 0.31094 | 0
[6 empty] | 23 | 3079.7154 | 0.59694 | 0.091413 | 0.31164 | 0
[6 empty] | 23 | 3079.3391 | 0.59722 | 0.091403 | 0.31138 | 0
[6 empty] | 23 | 3077.6972 | 0.59691 | 0.091653 | 0.31144 | 0
[6 empty] | 23 | 3077.8991 | 0.59696 | 0.09166 | 0.31138 | 0
[6 empty] | 23 | 3074.6942 | 0.59647 | 0.09216 | 0.31137 | 0
[6 empty] | 23 | 3074.5707 | 0.59646 | 0.092155 | 0.31139 | 0
[6 empty] | 23 | 2073.4554 | 0.40789 | 0.22671 | 0.3654 | 0
[6 empty] | 23 | 2128.3686 | 0.43073 | 0.21848 | 0.35079 | 0
[6 empty] | 23 | 1424.0984 | 0.33451 | 0.33225 | 0.33324 | 0
[6 empty] | 23 | 1419.7815 | 0.33315 | 0.33371 | 0.33315 | 0
[6 empty] | 23 | 1418.9883 | 0.33301 | 0.33363 | 0.33336 | 0
[6 empty] | 23 | 1418.5295 | 0.33303 | 0.33343 | 0.33354 | 0
[6 empty] | 23 | 1421.4271 | 0.33407 | 0.33262 | 0.33331 | 0
[6 empty] | 23 | 1418.7982 | 0.3334 | 0.33303 | 0.33357 | 0
[6 empty] | 23 | 1417.906 | 0.33316 | 0.33349 | 0.33335 | 0
[6 empty] | 23 | 1417.5263 | 0.33319 | 0.33336 | 0.33345 | 0
[6 empty] | 23 | 1417.4091 | 0.33341 | 0.33334 | 0.33326 | 0
[6 empty] | 23 | 1417.259 | 0.33338 | 0.33335 | 0.33327 | 0
[6 empty] | 23 | 1416.9371 | 0.33329 | 0.33334 | 0.33337 | 0
[6 empty] | 23 | 1416.9355 | 0.33329 | 0.33334 | 0.33337 | 0
[6 empty] | 23 | 1416.9982 | 0.33333 | 0.33333 | 0.33333 | 0
[6 empty] | 23 | 6507.9341 | 0.00064548 | 0.042663 | 0.95669 | 0
[6 empty] | 23 | 3817.2576 | 0.068314 | -0.21088 | -0.85743 | 0
[6 empty] | 23 | 3824.3424 | 0.068429 | -0.21039 | -0.85804 | 0
[6 empty] | 23 | 4399.9987 | 8.1151e-17 | -1 | 4.6232e-16 | 0
[6 empty] | 23 | 6999.9801 | 1.238e-16 | 1 | 9.6578e-17 | 0
[6 empty] | 23 | 2490.0658 | 0.056786 | -0.31734 | -0.73944 | 0
[6 empty] | 23 | 2499.1305 | 0.05904 | -0.31684 | -0.7422 | 0
[6 empty] | 23 | 2498.9504 | 0.059037 | -0.31687 | -0.74217 | 0
[6 empty] | 23 | 2499.0969 | 0.05904 | -0.31687 | -0.74217 | 0
[6 empty] | 23 | 2499.5783 | 0.05905 | -0.31687 | -0.74218 | 0
[6 empty] | 23 | 2501.1686 | 0.059379 | -0.31698 | -0.7424 | 0
[6 empty] | 23 | 6999.9801 | 1.5426e-16 | 1 | 4.4465e-17 | 0
[6 empty] | 23 | 4399.9987 | 1.3476e-16 | -1 | 9.7382e-17 | 0
[6 empty] | 23 | 6999.9801 | 2.0029e-16 | 1 | 1.8732e-16 | 0
[6 empty] | 23 | 4399.9987 | 2.2083e-16 | -1 | 4.269e-16 | 0
[6 empty] | 23 | 4399.9987 | 3.8362e-16 | -1 | 7.0331e-16 | 0
[6 empty] | 23 | 5129.471 | 0.44853 | -0.18537 | 0.73684 | 0
[6 empty] | 23 | 5129.2936 | 0.44851 | -0.18537 | 0.73685 | 0
[6 empty] | 23 | 5126.6285 | 0.44827 | -0.18476 | 0.73649 | 0
[6 empty] | 23 | 5120.2361 | 0.44872 | -0.18402 | 0.73531 | 0
[6 empty] | 23 | 6507.4214 | 0.00058211 | 0.042782 | 0.95664 | 0
[6 empty] | 23 | 6507.7561 | 0.00060427 | 0.042723 | 0.95667 | 0
[6 empty] | 23 | 2010.9794 | -0.2508 | -0.2219 | -0.5273 | 0
[6 empty] | 23 | 20029.5697 | -2.2335 | 1.1815 | 2.052 | 0
[6 empty] | 23 | 20047.6336 | -2.2362 | 1.1826 | 2.0536 | 0
[6 empty] | 23 | 20058.497 | -2.2378 | 1.1832 | 2.0546 | 0
[6 empty] | 23 | 20078.7498 | -2.2405 | 1.1844 | 2.056 | 0
[6 empty] | 23 | 20141.2485 | -2.2479 | 1.1863 | 2.0616 | 0
[6 empty] | 23 | 20975.9286 | -2.3484 | 1.2191 | 2.1293 | 0
[6 empty] | 23 | 20799.0677 | -2.3289 | 1.2162 | 2.1128 | 0
[6 empty] | 23 | 19446.7925 | -2.4621 | 0.67508 | 0.78698 | 0
[6 empty] | 23 | 1840.8444 | -0.30701 | -0.22481 | -0.46819 | 0
[6 empty] | 23 | 1838.0856 | -0.3077 | -0.22492 | -0.46738 | 0
[6 empty] | 23 | 1837.9889 | -0.30774 | -0.22493 | -0.46733 | 0
[6 empty] | 23 | 1838.2136 | -0.30793 | -0.22488 | -0.4672 | 0
[6 empty] | 23 | 1209.4669 | -0.27197 | -0.40157 | -0.32646 | 0
[6 empty] | 23 | 1209.4617 | -0.27199 | -0.40155 | -0.32646 | 0
[6 empty] | 23 | 1479.8746 | -0.31846 | -0.3871 | -0.29445 | 0
[6 empty] | 23 | 1480.2353 | -0.31859 | -0.387 | -0.29441 | 0
[6 empty] | 23 | 1256.7856 | -0.33151 | -0.34107 | -0.32742 | 0
[6 empty] | 23 | 1256.7885 | -0.33151 | -0.34107 | -0.32742 | 0
[6 empty] | 23 | 1214.687 | -0.32399 | -0.34364 | -0.33237 | 0
[6 empty] | 23 | 1214.8519 | -0.32415 | -0.34348 | -0.33237 | 0
[6 empty] | 23 | 1215.2525 | -0.32436 | -0.34323 | -0.33241 | 0
[6 empty] | 23 | 1911.127 | -0.45989 | -0.20813 | -0.33197 | 0
[6 empty] | 23 | 1900.3494 | -0.45856 | -0.20862 | -0.33282 | 0
[6 empty] | 23 | 1900.3292 | -0.45856 | -0.20862 | -0.33282 | 0
[6 empty] | 23 | 6999.9801 | -6.8058e-16 | 1 | -4.3752e-16 | 0
[6 empty] | 23 | 4399.9987 | -6.7872e-16 | -1 | -3.3051e-16 | 0
[6 empty] | 23 | 6999.9801 | -2.1649e-15 | 1 | -1.7047e-15 | 0
[6 empty] | 23 | 4399.9987 | -2.4493e-16 | -1 | -2.0608e-16 | 0
[6 empty] | 23 | 13422.5291 | -0.9571 | -0.92091 | 0.87802 | 0
[6 empty] | 23 | 13441.027 | -0.95839 | -0.92081 | 0.87919 | 0
[6 empty] | 23 | 2814.1736 | -0.24097 | -0.15554 | -0.60348 | 0
[6 empty] | 23 | 2809.0274 | -0.24118 | -0.15589 | -0.60293 | 0
[6 empty] | 23 | 2803.6106 | -0.24136 | -0.15623 | -0.60241 | 0
[6 empty] | 23 | 4399.9987 | -4.7068e-13 | -1 | -2.4542e-13 | 0
[6 empty] | 23 | 1988.6647 | -0.2187 | -0.23445 | -0.54685 | 0
[6 empty] | 23 | 1988.7151 | -0.2187 | -0.23444 | -0.54686 | 0
[6 empty] | 23 | 1987.5088 | -0.21902 | -0.23449 | -0.54649 | 0
[6 empty] | 24 | 4399.9998 | 1.7444e-16 | -1 | -5.7021e-17 | 0
[6 empty] | 24 | 7000.0024 | 3.4446e-17 | 1 | 5.4324e-17 | 0
[6 empty] | 24 | 1487.4321 | -0.29029 | -0.44185 | -0.26786 | 0
[6 empty] | 24 | 1189.3061 | -0.24786 | -0.4545 | -0.29764 | 0
[6 empty] | 24 | 1176.4009 | -0.24948 | -0.45126 | -0.29925 | 0
[6 empty] | 24 | 1239.4212 | -0.32003 | -0.38122 | -0.29874 | 0
[6 empty] | 24 | 14832.1278 | -0.96231 | -0.92714 | 0.88945 | 0
[6 empty] | 24 | 2724.5549 | -0.24151 | -0.15532 | -0.60317 | 0
[6 empty] | 24 | 21737.1833 | 2.9023 | -1.6042 | -2.298 | 0
[6 empty] | 24 | 4141.2269 | 0.4384 | -0.16144 | 0.72304 | 0
[6 empty] | 24 | 4140.9583 | 0.43842 | -0.16143 | 0.72301 | 0
[6 empty] | 24 | 4138.1489 | 0.43875 | -0.16098 | 0.72222 | 0
[6 empty] | 24 | 2696.4186 | 0.59745 | 0.089667 | 0.31289 | 0
[6 empty] | 24 | 2694.4809 | 0.59783 | 0.089966 | 0.3122 | 0
[6 empty] | 24 | 2694.5206 | 0.59784 | 0.089966 | 0.3122 | 0
[6 empty] | 24 | 2694.9931 | 0.59805 | 0.08999 | 0.31196 | 0
[6 empty] | 24 | 2693.6423 | 0.5979 | 0.090267 | 0.31183 | 0
[6 empty] | 24 | 2693.6242 | 0.59791 | 0.090266 | 0.31183 | 0
[6 empty] | 24 | 2689.1688 | 0.59702 | 0.091057 | 0.31192 | 0
[6 empty] | 24 | 2018.1864 | 0.42934 | 0.21868 | 0.35199 | 0
[6 empty] | 24 | 1423.1551 | 0.33358 | 0.33215 | 0.33426 | 0
[6 empty] | 24 | 1418.2335 | 0.33313 | 0.33349 | 0.33338 | 0
[6 empty] | 24 | 1417.9719 | 0.33314 | 0.3334 | 0.33346 | 0
[6 empty] | 24 | 1417.5782 | 0.33319 | 0.33337 | 0.33344 | 0
[6 empty] | 24 | 1417.2773 | 0.33331 | 0.33328 | 0.33341 | 0
[6 empty] | 24 | 1416.9709 | 0.33329 | 0.33334 | 0.33337 | 0
[6 empty] | 24 | 1416.8998 | 0.3333 | 0.33336 | 0.33334 | 0
[6 empty] | 24 | 1416.88 | 0.33332 | 0.33336 | 0.33332 | 0
[6 empty] | 24 | 1416.9189 | 0.33334 | 0.33335 | 0.33331 | 0
[6 empty] | 24 | 1416.9627 | 0.33336 | 0.33334 | 0.3333 | 0
[6 empty] | 24 | 1416.9927 | 0.33337 | 0.33333 | 0.3333 | 0
[6 empty] | 24 | 6156.6703 | 0.00072146 | 0.056985 | 0.94229 | 0
[6 empty] | 24 | 3325.1485 | 0.066763 | -0.21128 | -0.85549 | 0
[6 empty] | 24 | 3321.4557 | 0.066701 | -0.2115 | -0.8552 | 0
[6 empty] | 24 | 7000.0024 | 1.3276e-15 | 1 | 2.4471e-15 | 0
[6 empty] | 24 | 4399.9998 | 8.0674e-16 | -1 | 1.4614e-15 | 0
[6 empty] | 24 | 2076.5155 | 0.056014 | -0.31682 | -0.7392 | 0
[6 empty] | 24 | 2081.9537 | 0.05733 | -0.31624 | -0.74109 | 0
[6 empty] | 24 | 2081.7382 | 0.057613 | -0.3165 | -0.74112 | 0
[6 empty] | 24 | 2082.9999 | 0.057938 | -0.31639 | -0.74155 | 0
[6 empty] | 24 | 2082.8506 | 0.057935 | -0.31642 | -0.74152 | 0
[6 empty] | 24 | 2083.0305 | 0.05794 | -0.31642 | -0.74152 | 0
[6 empty] | 24 | 2089.3897 | 0.058958 | -0.31692 | -0.74203 | 0
[6 empty] | 24 | 2091.8922 | 0.059308 | -0.31708 | -0.74223 | 0
[6 empty] | 24 | 1912.9087 | 0.0069822 | -0.32979 | -0.67719 | 0
[6 empty] | 24 | 4399.9998 | 1.981e-16 | -1 | 8.0252e-17 | 0
[6 empty] | 24 | 3133.7865 | 0.16012 | 0.51994 | 0.31994 | 0
[6 empty] | 24 | 4399.9998 | 2.6061e-17 | -1 | 7.3494e-17 | 0
[6 empty] | 24 | 4399.9998 | 2.7201e-16 | -1 | 1.1109e-16 | 0
[6 empty] | 24 | 7000.0024 | 4.765e-17 | 1 | -1.1195e-16 | 0
[6 empty] | 24 | 6155.8961 | 0.00038575 | 0.057497 | 0.94212 | 0
[6 empty] | 24 | 1960.5968 | 0.021367 | -0.32489 | -0.69647 | 0
[6 empty] | 24 | 1908.4811 | -0.21853 | -0.23445 | -0.54702 | 0
[6 empty] | 24 | 1907.9512 | -0.21877 | -0.23445 | -0.54678 | 0
[6 empty] | 24 | 1907.3344 | -0.21898 | -0.23447 | -0.54655 | 0
[6 empty] | 24 | 1970.9141 | -0.25074 | -0.22181 | -0.52745 | 0
[6 empty] | 24 | 23881.6274 | -2.3052 | 1.1852 | 2.12 | 0
[6 empty] | 24 | 22996.5517 | -2.2214 | 1.1683 | 2.0531 | 0
[6 empty] | 24 | 23071.8175 | -2.2314 | 1.1739 | 2.0576 | 0
[6 empty] | 24 | 23126.5876 | -2.2383 | 1.1766 | 2.0618 | 0
[6 empty] | 24 | 23154.4505 | -2.2416 | 1.178 | 2.0636 | 0
[6 empty] | 24 | 23165.4387 | -2.2428 | 1.1785 | 2.0643 | 0
[6 empty] | 24 | 23346.1655 | -2.2617 | 1.184 | 2.0777 | 0
[6 empty] | 24 | 1841.459 | -0.30768 | -0.22443 | -0.46789 | 0
[6 empty] | 24 | 1835.7734 | -0.30771 | -0.22494 | -0.46735 | 0
[6 empty] | 24 | 1835.8691 | -0.30773 | -0.22493 | -0.46734 | 0
[6 empty] | 24 | 1835.9445 | -0.30775 | -0.22492 | -0.46734 | 0
[6 empty] | 24 | 1491.5668 | -0.28988 | -0.44269 | -0.26743 | 0
[6 empty] | 24 | 1487.9041 | -0.28994 | -0.44228 | -0.26778 | 0
[6 empty] | 24 | 1467.9429 | -0.29276 | -0.43694 | -0.2703 | 0
[6 empty] | 24 | 1188.2735 | -0.24793 | -0.45431 | -0.29776 | 0
[6 empty] | 24 | 1185.2317 | -0.24829 | -0.45356 | -0.29814 | 0
[6 empty] | 24 | 2029.4854 | -0.45805 | -0.2088 | -0.33316 | 0
[6 empty] | 24 | 2029.4334 | -0.45805 | -0.20881 | -0.33315 | 0
[6 empty] | 24 | 1328.056 | -0.31984 | -0.39032 | -0.28984 | 0
[6 empty] | 24 | 1320.0325 | -0.32023 | -0.38904 | -0.29072 | 0
[6 empty] | 24 | 1015.3277 | -0.26619 | -0.40767 | -0.32614 | 0
[6 empty] | 24 | 1306.241 | -0.32147 | -0.38616 | -0.29237 | 0
[6 empty] | 24 | 1006.5055 | -0.26705 | -0.40518 | -0.32777 | 0
[6 empty] | 24 | 1287.9413 | -0.32157 | -0.3842 | -0.29422 | 0
[6 empty] | 24 | 1003.2765 | -0.27035 | -0.40536 | -0.32429 | 0
[6 empty] | 24 | 990.8315 | -0.26954 | -0.40109 | -0.32937 | 0
[6 empty] | 24 | 990.4098 | -0.26966 | -0.401 | -0.32934 | 0
[6 empty] | 24 | 990.574 | -0.27064 | -0.40141 | -0.32795 | 0
[6 empty] | 24 | 1246.2552 | -0.32068 | -0.38113 | -0.29819 | 0
[6 empty] | 24 | 1243.3834 | -0.3204 | -0.38118 | -0.29842 | 0
[6 empty] | 24 | 995.3863 | -0.27154 | -0.40328 | -0.32518 | 0
[6 empty] | 24 | 1237.3182 | -0.31992 | -0.38111 | -0.29897 | 0
[6 empty] | 24 | 983.4538 | -0.2716 | -0.39929 | -0.32912 | 0
[6 empty] | 24 | 972.5377 | -0.27462 | -0.39629 | -0.32909 | 0
[6 empty] | 24 | 962.2589 | -0.27829 | -0.39436 | -0.32736 | 0
[6 empty] | 24 | 963.8786 | -0.27882 | -0.3951 | -0.32608 | 0
[6 empty] | 24 | 962.6754 | -0.27901 | -0.39476 | -0.32623 | 0
[6 empty] | 24 | 958.7269 | -0.27957 | -0.39359 | -0.32684 | 0
[6 empty] | 24 | 958.7992 | -0.27963 | -0.39364 | -0.32673 | 0
[6 empty] | 24 | 958.5937 | -0.27965 | -0.39358 | -0.32677 | 0
[6 empty] | 24 | 1098.647 | -0.3313 | -0.34131 | -0.32739 | 0
[6 empty] | 24 | 1098.5677 | -0.33128 | -0.34132 | -0.32739 | 0
[6 empty] | 24 | 1087.0303 | -0.33166 | -0.33601 | -0.33233 | 0
[6 empty] | 24 | 1086.9078 | -0.33164 | -0.33603 | -0.33234 | 0
[6 empty] | 24 | 1048.7275 | -0.32393 | -0.34377 | -0.33229 | 0
[6 empty] | 24 | 1048.7501 | -0.32394 | -0.34377 | -0.33229 | 0
[6 empty] | 24 | 1048.9086 | -0.32398 | -0.34373 | -0.33229 | 0
[6 empty] | 24 | 4399.9998 | -6.6736e-16 | -1 | -1.284e-15 | 0
[6 empty] | 24 | 6181.2317 | -0.00097092 | 0.056681 | 0.94429 | 0
[6 empty] | 24 | 6159.8202 | -1.3755e-05 | 0.05753 | 0.94248 | 0
[6 empty] | 24 | 7000.0024 | -3.0355e-16 | 1 | -1.1841e-15 | 0
[6 empty] | 24 | 7000.0024 | -5.2028e-17 | 1 | 1.1554e-16 | 0
[6 empty] | 24 | 14740.4355 | -0.9588 | -0.9226 | 0.8814 | 0
[6 empty] | 24 | 2717.0605 | -0.24094 | -0.15615 | -0.60292 | 0
[6 empty] | 24 | 2720.6725 | -0.24121 | -0.15572 | -0.60307 | 0
[6 empty] | 24 | 9216.0522 | -0.69609 | -0.70234 | 0.39844 | 0

## 5. General remarks
5. General remarks
Topic | Remark
Historical values | Historical values are provided for information purposes only. No analysis will be done using this information.
Production capacity in winter | Production capacity represents the active power that can effectively be injected into the grid. Slight deviations from installed capacity are therefore possible. The forecasted production capacity at the beginning of the winter is used in the simulations.