## Contents
Adequacy and Flexibility study 2026-2036 - assumptions workbook
This data is provided in the framework of the Adequacy and Flexibility study covering the years from 2026 to 2036. This study was published on 27th of June 2025.
The assumptions were subject to a public consultation in November 2024 (see BOX 1-1 of the study report)
This Excel file contains the data related to the scenario framework of the study including economic and flexibility aspects. For further details on the data and assumptions, please refer to the study report.
Online published study report:
Adequacy studies (elia.be)
Input data for market and flexibility simulations
1. Generation
1.1. Invidividually modelled thermal generation
1.2. Renewable energy sources and pofiled thermal units
2. Demand
2.1. Total electricity demand
2.2. Road transport demand
2.3. Building heat demand
2.4. Industrial demand
3. Flexibility
3.1. Storage
3.2. Industry flexibility
3.3. End-user flexibility
4. Economic and technical variables
4.1. Fuel and CO2 prices
4.2. Investment costs
4.3. Outages
4.4. Flexibility characteristics
5. Flow-based domains
5.1. Main assumptions for flow-based domains
6. Other countries
6.1. Data for other countries

## 1.1. Ind. mod. thermal prod.
1.1. Individually modelled thermal generation | [9 empty] | Color Legend
Sources | [9 empty] | Units that are not available for the market or closed
- This section concerns large thermal production units that are all individually modelled in the simulations. - This information is based on official information known when delivering the study. - Note that exact expected commissioning and decommissioning dates are taken into account. | [9 empty] | Units that are available and submitted to the EVA
Units that are avaiable and not submitted to the EVA
Units that are available and not submitted to EVA (confirmed nuclear extension)
Units that are subject to sensitivities (additional nuclear extension)
Units that are available and not submitted to EVA (new CCGT)
Situation at end of the given year - considered as available for the EVA/market
Owner | Production unit name | Type | CHP | Fuel type | Net generation capacity [MW] | Efficiency [%] | VOM [€/MWh] | In-service year | Considered in the Economic Viability Assessment (EVA) | 2024 | 2025 (not in the study) | 2026 | 2027 | 2028 | 2029 | 2030 | 2031 | 2032 | 2033 | 2034 | 2035 | 2036 | Comments
Engie - Electrabel | TEREOS SYRAL GT | CCGT-GT | x | Gas | 43 | 45% | 1.3 | 1998 | No | yes | yes | yes | yes | yes | yes | yes | yes | yes | yes | yes | yes | yes
Engie - Electrabel | TEREOS SYRAL ST | CCGT-ST | x | Gas | 5 | 45% | 1.3 | 1998 | No | yes | yes | yes | yes | yes | yes | yes | yes | yes | yes | yes | yes | yes
Engie - Electrabel | AALTER TJ | TJ |  | Oil | 18 | 26% | 4 | 1967 | Yes | yes | yes | yes | yes | yes | yes | yes | yes | yes | yes | yes | yes | yes
Engie - Electrabel | AMERCOEUR 1 GT | CCGT-GT |  | Gas | 289 | 58% | 1.3 | 2009 | Yes | yes | yes | yes | yes | yes | yes | yes | yes | yes | yes | yes | yes | yes
Engie - Electrabel | AMERCOEUR 1 ST | CCGT-ST |  | Gas | 162 | 58% | 1.3 | 2009 | Yes | yes | yes | yes | yes | yes | yes | yes | yes | yes | yes | yes | yes | yes
Luminus | ANGLEUR TG 31 | OCGT |  | Gas | 25 | 30% | 3.1 | 1978 | Yes | yes | yes | yes | yes | yes | yes | yes | yes | yes | yes | yes | yes | yes
Luminus | ANGLEUR TG 32 | OCGT |  | Gas | 25 | 30% | 3.1 | 1978 | Yes | yes | yes | yes | yes | yes | yes | yes | yes | yes | yes | yes | yes | yes
Luminus | ANGLEUR TG 41 | OCGT |  | Gas | 64 | 42% | 3.1 | 2012 | Yes | yes | yes | yes | yes | yes | yes | yes | yes | yes | yes | yes | yes | yes
Luminus | ANGLEUR TG 42 | OCGT |  | Gas | 64 | 42% | 3.1 | 2012 | Yes | yes | yes | yes | yes | yes | yes | yes | yes | yes | yes | yes | yes | yes
Engie - Electrabel | AWIRS 4 | CL |  | Biomass | 75 | 38% | 3.6 | 1967 | - | no | no | no | no | no | no | no | no | no | no | no | no | no | Decommissioning: 01/09/2020 - https://economie.fgov.be/sites/default/files/Files/Energy/Mise-arret-definitive-unite-Awirs-4.pdf
Engie - Electrabel | BEERSE TJ | TJ |  | Oil | 32 | 26% | 4 | 1968 | Yes | yes | yes | yes | yes | yes | yes | yes | yes | yes | yes | yes | yes | yes
Indaver | BEVEREN 2 INDAVER | IS |  | Waste | 21 | 36% | 3.6 | 1997 | No | yes | yes | yes | yes | yes | yes | yes | yes | yes | yes | yes | yes | yes
Indaver | BEVEREN 3 INDAVER | IS |  | Waste | 24 | 36% | 3.6 | 2017 | No | yes | yes | yes | yes | yes | yes | yes | yes | yes | yes | yes | yes | yes
IneosPhenol | BEVEREN INEOS PHENOL CHEM | OCGT | x | Gas | 25.1 | 41% | 3.1 | 1994 | No | yes | yes | yes | yes | yes | yes | yes | yes | yes | yes | yes | yes | yes
Indaver | BEVEREN SLECO | IS |  | Waste | 41 | 36% | 3.6 | 1997 | No | yes | yes | yes | yes | yes | yes | yes | yes | yes | yes | yes | yes | yes
Biopower | BIOMASSA OOSTENDE | IS |  | Biomass | 18 | 36% | 3.6 | 2009 | No | yes | yes | yes | yes | yes | yes | yes | yes | yes | yes | yes | yes | yes
Biostoom | BIOSTOOM OOSTENDE | IS |  | Waste | 19.4 | 36% | 3.6 | 2009 | No | yes | yes | yes | yes | yes | yes | yes | yes | yes | yes | yes | yes | yes
Borealis | BOREALIS KALLO COGEN GT-ST | CCGT | x | Gas | 32 | 45% | 1.3 | 2024 | No | yes | yes | yes | yes | yes | yes | yes | yes | yes | yes | yes | yes | yes | Commissioning date expected - mid-2024 (01/07/2024 considered) https://www.spglobal.com/commodityinsights/en/market-insights/latest-news/petrochemicals/090122-pdh-project-in-belgium-delayed-to-mid-2024-as-borealis-retenders-construction-contracts
Engie - Electrabel | CIERREUX TJ | TJ |  | Oil | 18 | 26% | 4 | 2006 | Yes | yes | yes | yes | yes | yes | yes | yes | yes | yes | yes | yes | yes | yes
Engie - Electrabel | DOEL 1 | NU |  | Nuclear | 445 | 33% | 10.8 | 1975 | No | yes | no | sens. | sens. | sens. | sens. | sens. | sens. | sens. | sens. | sens. | sens. | sens. | Decommissioning: 15/02/2025. Sensitivities performed on nuclear extension.
Engie - Electrabel | DOEL 2 | NU |  | Nuclear | 445 | 33% | 10.8 | 1975 | No | yes | no | sens. | sens. | sens. | sens. | sens. | sens. | sens. | sens. | sens. | sens. | sens. | Decommissioning: 01/12/2025 - Sensitivities performed on nuclear extension.
Engie - Electrabel | DOEL 3 | NU |  | Nuclear | 1006 | 33% | 10.8 | 1982 | No | no | no | no | no | no | no | no | no | no | no | no | no | no | Decommissioning: 01/10/2022 - https://economie.fgov.be/fr/themes/energie/sources-denergie/nucleaire/base-legale-de-la-sortie-du
Engie - Electrabel | DOEL 4 | NU |  | Nuclear | 1026 | 33% | 10.8 | 1985 | No | yes | yes* | yes* | yes* | yes | yes | yes | yes | yes | yes | yes | sens. | sens. | 20 years extension considered. Sensitivities performed on further extension. Lifetime extension - Considered operational from winter 2025-26 with only availability during winter until summer 2028 included (*). Updated installed capacity - based on information published on Nordpool - https://umm.nordpoolgroup.com/#/messages?publicationDate=all&eventDate=all&units=22WDOELX40000793&units=22WTIHANG000242R
Engie - Electrabel | DROGENBOS GT1 | CCGT-GT |  | Gas | 150 | 52% | 1.3 | 1994 | Yes | yes | yes | yes | yes | yes | yes | yes | yes | yes | yes | yes | yes | yes
Engie - Electrabel | DROGENBOS GT2 | CCGT-GT |  | Gas | 150 | 52% | 1.3 | 1994 | Yes | yes | yes | yes | yes | yes | yes | yes | yes | yes | yes | yes | yes | yes
Engie - Electrabel | DROGENBOS ST | CCGT-ST |  | Gas | 160 | 52% | 1.3 | 1994 | Yes | yes | yes | yes | yes | yes | yes | yes | yes | yes | yes | yes | yes | yes
Luminus | EDF LUMINUS SERAING NEW | CCGT |  | Gas | 885 | 61% | 1.3 | 2025 | No | no | yes | yes | yes | yes | yes | yes | yes | yes | yes | yes | yes | yes | Contracted in the CRM Y-4 auction for Delivery Period 2025-26 for a duration of 15 years - https://www.elia.be/en/grid-data/adequacy/crm-auction-results
Luminus | EDF LUMINUS SERAING ST | CCGT-ST |  | Gas | 170 | 52% | 1.3 | 1994 | No | no | no | no | no | no | no | no | no | no | no | no | no | no | Art. 4bis - Decommissioning date: 18/04/2024 - https://economie.fgov.be/sites/default/files/Files/Energy/tijdelijke-buitenwerkingstelling-stoomturbinesteg-centrale-seraing.pdf
Luminus | EDF LUMINUS SERAING TG1 | OCGT |  | Gas | 150 | 34.4% | 3.1 | 1994 | Yes | yes | yes | yes | yes | yes | yes | yes | yes | yes | yes | yes | yes | yes
Luminus | EDF LUMINUS SERAING TG2 | OCGT |  | Gas | 150 | 34.4% | 3.1 | 1994 | Yes | yes | yes | yes | yes | yes | yes | yes | yes | yes | yes | yes | yes | yes
Euro-silo | EURO-SILO | CCGT | x | Gas | 12.9 | 45% | 1.3 | 2013 | No | yes | yes | yes | yes | yes | yes | yes | yes | yes | yes | yes | yes | yes
Indaver | E-WOOD | IS |  | Waste | 22 | 36% | 3.6 | 2022 | No | yes | yes | yes | yes | yes | yes | yes | yes | yes | yes | yes | yes | yes | E-wood production unit came in operation in December 2022.
Engie - Electrabel | FLÉMALLE NEW | CCGT |  | Gas | 890 | 61% | 1.3 | 2025 | No | no | yes | yes | yes | yes | yes | yes | yes | yes | yes | yes | yes | yes | Contracted in the CRM Y-4 auction for Delivery Period 2025-26 for a duration of 15 years - https://www.elia.be/en/grid-data/adequacy/crm-auction-results
Engie - Electrabel | FLUXYS ZEEBRUGGE | OCGT | x | Gas | 40 | 41% | 3.1 | 1996 | No | yes | no | no | no | no | no | no | no | no | no | no | no | no | Art 4. bis - Decommissioning: 01/04/2025 - https://economie.fgov.be/fr/themes/energie/securite-dapprovisionnement/electricite/mecanismes-de-capacite/reserve-strategique/notifications-de-mise-larret
Green Power | GREENPOWER OOSTENDE | IS | x | Waste | 20 | 36% | 3.6 | 2010 | No | yes | yes | yes | yes | yes | yes | yes | yes | yes | yes | yes | yes | yes
Luminus | HAM 31 | OCGT |  | Gas | 58 | 42% | 3.1 | 2008 | Yes | yes | yes | yes | yes | yes | yes | yes | yes | yes | yes | yes | yes | yes
Luminus | HAM 32 | OCGT |  | Gas | 58 | 42% | 3.1 | 2008 | Yes | yes | yes | yes | yes | yes | yes | yes | yes | yes | yes | yes | yes | yes
Luminus | HAM GENT-GT | CCGT | x | Gas | 39 | 45% | 3.1 | 1997 | Yes | yes | yes | yes | yes | yes | yes | yes | yes | yes | yes | yes | yes | yes
Engie - Electrabel | HERDERSBRUG GT1 | CCGT-GT |  | Gas | 157 | 51% | 1.3 | 1998 | Yes | yes | yes | yes | yes | yes | yes | yes | yes | yes | yes | yes | yes | yes
Engie - Electrabel | HERDERSBRUG GT2 | CCGT-GT |  | Gas | 156.3 | 51% | 1.3 | 1998 | Yes | yes | yes | yes | yes | yes | yes | yes | yes | yes | yes | yes | yes | yes
Engie - Electrabel | HERDERSBRUG ST | CCGT-ST |  | Gas | 167 | 51% | 1.3 | 1998 | Yes | yes | yes | yes | yes | yes | yes | yes | yes | yes | yes | yes | yes | yes
INEOS | INESCO GT1 | CCGT-GT | x | Gas | 44.8 | 58% | 1.3 | 2006 | No | yes | yes | yes | yes | yes | yes | yes | yes | yes | yes | yes | yes | yes
INEOS | INESCO GT2 | CCGT-GT | x | Gas | 44.8 | 58% | 1.3 | 2006 | No | yes | yes | yes | yes | yes | yes | yes | yes | yes | yes | yes | yes | yes
INEOS | INESCO ST | CCGT-ST | x | Gas | 48.5 | 58% | 1.3 | 2006 | No | yes | yes | yes | yes | yes | yes | yes | yes | yes | yes | yes | yes | yes
INTRADEL | INTRADEL | IS |  | Waste | 32 | 36% | 3.6 | 2008 | No | yes | yes | yes | yes | yes | yes | yes | yes | yes | yes | yes | yes | yes
IPALLE | IPALLE THUMAIDE | IS |  | Waste | 34 | 36% | 3.6 | 1986 | No | yes | yes | yes | yes | yes | yes | yes | yes | yes | yes | yes | yes | yes
Engie - Electrabel | ISVAG | IS |  | Waste | 12 | 36% | 3.6 | 1989 | No | yes | yes | yes | yes | yes | yes | yes | yes | yes | yes | yes | yes | yes
Lampiris | IVBO | IS |  | Waste | 16 | 36% | 3.6 | 2012 | No | yes | yes | yes | yes | yes | yes | yes | yes | yes | yes | yes | yes | yes
Luminus | IZEGEM | CCGT | x | Gas | 20 | 45% | 1.3 | 2015 | Yes | yes | yes | yes | yes | yes | yes | yes | yes | yes | yes | yes | yes | yes
Inovyn | JEMEPPE-SUR-SAMBRE GT1 | CCGT-GT | x | Gas | 48 | 45% | 1.3 | 2000 | No | yes | yes | yes | yes | yes | yes | yes | yes | yes | yes | yes | yes | yes
Inovyn | JEMEPPE-SUR-SAMBRE GT2 | CCGT-GT | x | Gas | 48 | 45% | 1.3 | 2000 | No | yes | yes | yes | yes | yes | yes | yes | yes | yes | yes | yes | yes | yes
Inovyn | JEMEPPE-SUR-SAMBRE ST | CCGT-ST | x | Gas | 10 | 45% | 1.3 | 2000 | No | yes | yes | yes | yes | yes | yes | yes | yes | yes | yes | yes | yes | yes
Engie - Electrabel | KNIPPEGROEN STEG | CL |  | Gas | 305 | 42% | 3.6 | 2010 | No | yes | yes | yes | yes | yes | yes | yes | yes | yes | yes | yes | yes | yes
Lillo Energy | LILLO DEGUSSA GT1 | CCGT-GT | x | Gas | 43 | 45% | 1.3 | 1999 | No | yes | yes | yes | yes | yes | yes | yes | yes | yes | yes | yes | yes | yes
Lillo Energy | LILLO DEGUSSA GT2 | CCGT-GT | x | Gas | 32 | 45% | 1.3 | 2009 | No | yes | yes | yes | yes | yes | yes | yes | yes | yes | yes | yes | yes | yes
Lillo Energy | LILLO DEGUSSA ST | CCGT-ST | x | Gas | 10 | 45% | 1.3 | 2009 | No | yes | yes | yes | yes | yes | yes | yes | yes | yes | yes | yes | yes | yes
Direct Energie | MARCINELLE ENERGIE TGV | CCGT |  | Gas | 413 | 52% | 1.3 | 2011 | Yes | yes | yes | yes | yes | yes | yes | yes | yes | yes | yes | yes | yes | yes
Engie - Electrabel | MONSANTO LILLO WKK EBL | OCGT | x | Gas | 43 | 41% | 3.1 | 2000 | Yes | yes | yes | yes | yes | yes | yes | yes | yes | yes | yes | yes | yes | yes
Engie - Electrabel | NOORDSCHOTE TJ | TJ |  | Oil | 18 | 26% | 4 | 1971 | Yes | yes | yes | yes | yes | yes | yes | yes | yes | yes | yes | yes | yes | yes
Engie - Electrabel | OORDEREN BAYER | OCGT | x | Gas | 43 | 41% | 3.1 | 2000 | No | yes | yes | yes | yes | yes | yes | yes | yes | yes | yes | yes | yes | yes
Luminus | RINGVAART STEG | CCGT |  | Gas | 385 | 55% | 1.3 | 1997 | Yes | yes | yes | yes | yes | yes | yes | yes | yes | yes | yes | yes | yes | yes
Engie - Electrabel | RODENHUIZE 4 | CL |  | Biomass | 205 | 38% | 3.6 | 2009 | No | no* | no* | no* | no* | no* | no* | no* | no* | no* | no* | no* | no* | no* | As of 24.02.23 Rodenhuize 4 will be used as a backup unit to Zelzate Knippegroen for burning steel gas when Knippegroen is unavailable - https://umm.nordpoolgroup.com/#/messages/73aa666e-c3ff-4224-a1e5-6ad751abf122/1 In addition, the unit is considered to be able to run at Pmin (65 MW) simultaneously with Knippegroen in case of scarcity situation (*).
Engie - Electrabel | SAINT-GHISLAIN STEG | CCGT |  | Gas | 385 | 51% | 1.3 | 2000 | Yes | yes | yes | yes | yes | yes | yes | yes | yes | yes | yes | yes | yes | yes | Capacity increases from 378 MW to 385 MW based on NordPool - https://umm.nordpoolgroup.com/#/messages?publicationDate=all&eventDate=custom&areas=10YBE----------2&units=22WSAINT-000221B&status=active&eventDateStart=1970-01-01&eventDateStop=2124-09-02
Engie - Electrabel | SAPPI LANAKEN GT | OCGT | x | Gas | 43 | 41% | 3.1 | 1997 | No | no | no | no | no | no | no | no | no | no | no | no | no | no | Art 4. bis - Decommissioning: 20/02/2024 - https://economie.fgov.be/fr/themes/energie/securite-dapprovisionnement/electricite/mecanismes-de-capacite/reserve-strategique/notifications-de-mise-larret
Centre de Tri | SCHAERBEEK SIOMAB 1 | IS |  | Waste | 15 | 36% | 3.6 | 1985 | No | yes | yes | yes | yes | yes | yes | yes | yes | yes | yes | yes | yes | yes
Centre de Tri | SCHAERBEEK SIOMAB 2 | IS |  | Waste | 15 | 36% | 3.6 | 1985 | No | yes | yes | yes | yes | yes | yes | yes | yes | yes | yes | yes | yes | yes
Centre de Tri | SCHAERBEEK SIOMAB 3 | IS |  | Waste | 15 | 36% | 3.6 | 1985 | No | yes | yes | yes | yes | yes | yes | yes | yes | yes | yes | yes | yes | yes
EXXONMOBIL | SCHELDELAAN EXXONMOBIL | CCGT | x | Gas | 140 | 45% | 1.3 | 2008 | No | yes | yes | yes | yes | yes | yes | yes | yes | yes | yes | yes | yes | yes
STORA | STORA LANGERBRUGGE CHP 1 | CL | x | Biomass | 10 | 38% | 3.6 | 2006 | No | yes | yes | yes | yes | yes | yes | yes | yes | yes | yes | yes | yes | yes
STORA | STORA LANGERBRUGGE CHP 2 | CL | x | Biomass | 40 | 38% | 3.6 | 2010 | No | yes | yes | yes | yes | yes | yes | yes | yes | yes | yes | yes | yes | yes
TAMINCO | TAMINCO GENT CHP | OCGT | x | Gas | 6.3 | 41% | 3.1 | 2009 | No | yes | yes | yes | yes | yes | yes | yes | yes | yes | yes | yes | yes | yes
Engie - Electrabel | TIHANGE 1N | NU |  | Nuclear | 481 | 33% | 10.8 | 1975 | No | yes | no | sens. | sens. | sens. | sens. | sens. | sens. | sens. | sens. | sens. | sens. | sens. | Decommissioning: 01/10/2025 - Sensitivities performed on nuclear extension.
Engie - Electrabel | TIHANGE 1S | NU |  | Nuclear | 481 | 33% | 10.8 | 1975 | No | yes | no | sens. | sens. | sens. | sens. | sens. | sens. | sens. | sens. | sens. | sens. | sens. | Decommissioning: 01/10/2025 - Sensitivities performed on nuclear extension.
Engie - Electrabel | TIHANGE 2 | NU |  | Nuclear | 1008 | 33% | 10.8 | 1983 | No | no | no | no | no | no | no | no | no | no | no | no | no | no | Decommissioning: 01/02/2023 - https://economie.fgov.be/fr/themes/energie/sources-denergie/nucleaire/base-legale-de-la-sortie-du
Engie - Electrabel | TIHANGE 3 | NU |  | Nuclear | 1030 | 33% | 10.8 | 1985 | No | yes | yes* | yes* | yes* | yes | yes | yes | yes | yes | yes | yes | sens. | sens. | 20 years extension considered. Sensitivities performed on further extension. Lifetime extension - Considered operational from winter 2025-26 with only availability during winter until summer 2028 included (*). Updated installed capacity - based on information published on Nordpool - https://umm.nordpoolgroup.com/#/messages?publicationDate=all&eventDate=all&units=22WDOELX40000793&units=22WTIHANG000242R
T-Power | T-POWER | CCGT |  | Gas | 425 | 58% | 1.3 | 2011 | Yes | yes | yes | yes | yes | yes | yes | yes | yes | yes | yes | yes | yes | yes
Engie - Electrabel | TURBOJET VOLTA | TJ |  | Oil | 18 | 26% | 4 | 1971 | No | no | no | no | no | no | no | no | no | no | no | no | no | no | Art. 4bis - Decommissioning date: 26/08/2023 - https://economie.fgov.be/sites/default/files/Files/Energy/22-54-EBL-FOD-N-Mahieu-fermeture-TJ-VOLTA-Art4-%20GHS-signed.pdf
Engie - Electrabel | VILVOORDE GT | CCGT-GT |  | Gas | 264 | 37% | 3.1 | 2001 | Yes | no | yes | yes | yes | yes | yes | yes | yes | yes | yes | yes | yes | yes | Available as from the 1st of November 2025 - https://umm.nordpoolgroup.com/#/messages/937ab00f-4cd1-4aca-9c2d-0ef05594fd28/2 Efficiency as OCGT https://flux50.com/media/2962/Rudi%20Hermans%2020190117.pdf
Engie - Electrabel | VILVOORDE ST | CCGT-ST |  | Gas | 105 | 55% | 1.3 | 2001 | No | no | no | no | no | no | no | no | no | no | no | no | no | no | Based on information published on REMIT, decommissioning 01/04/2023
TOTAL | WILMARSDONK TOTAL GT1 | OCGT | x | Gas | 43 | 41% | 3.1 | 2000 | No | yes | yes | yes | yes | yes | yes | yes | yes | yes | yes | yes | yes | yes
TOTAL | WILMARSDONK TOTAL GT2 | OCGT | x | Gas | 43 | 41% | 3.1 | 2000 | No | yes | yes | yes | yes | yes | yes | yes | yes | yes | yes | yes | yes | yes
TOTAL | WILMARSDONK TOTAL GT3 | OCGT | x | Gas | 43 | 41% | 3.1 | 2000 | No | yes | yes | yes | yes | yes | yes | yes | yes | yes | yes | yes | yes | yes
Zandvliet Power NV | ZANDVLIET POWER | CCGT | x | Gas | 419 | 57% | 1.3 | 2024 | Yes | yes | yes | yes | yes | yes | yes | yes | yes | yes | yes | yes | yes | yes | Repowering to 419 MW as of November 2024
Engie - Electrabel | ZEDELGEM TJ | TJ |  | Oil | 18 | 26% | 4 | 1968 | Yes | yes | yes | yes | yes | yes | yes | yes | yes | yes | yes | yes | yes | yes
Engie - Electrabel | ZEEBRUGGE TJ | TJ |  | Oil | 18 | 26% | 4 | 1968 | Yes | yes | yes | yes | yes | yes | yes | yes | yes | yes | yes | yes | yes | yes
Engie - Electrabel | ZELZATE TJ | TJ |  | Oil | 18 | 26% | 4 | 2003 | Yes | yes | yes | yes | yes | yes | yes | yes | yes | yes | yes | yes | yes | yes
Engie - Electrabel | ZWIJNDRECHT LANXESS GT | CCGT-GT | x | Gas | 43 | 45% | 3.1 | 2009 | No | yes | yes | yes | yes | yes | yes | yes | yes | yes | yes | yes | yes | yes
Engie - Electrabel | ZWIJNDRECHT LANXESS ST | CCGT-ST | x | Gas | 15 | 45% | 1.3 | 2009 | No | no | no | no | no | no | no | no | no | no | no | no | no | no | Art 4. bis - Decommissioning: 01/09/2023 - https://economie.fgov.be/fr/themes/energie/securite-dapprovisionnement/electricite/mecanismes-de-capacite/reserve-strategique/notifications-de-mise-larret
Legend Unit-Type
CCGT | Combined Cycle
CCGT-GT | Combined Cycle - Gas Turbine
CCGT-ST | Combined Cycle - Steam Turbine
CL | Classic
GT | Gas Turbine
ST | Steam Turbine
IS | Incineration Station
NU | Nuclear
TJ | TurboJet
CHP | Cogeneration Unit

## 1.2. Renewable & profiled
1.2. Evolution of renewable energy sources and profiled thermal units
This section concerns renewable energy sources (e.g. wind and solar photovoltaics) as well as decentralised thermal generation (i.e. smaller CHP units, biomass and waste units). Please refer to the online published study report for more information on the methodology and assumptions.
Generation capacity at the end of the mentioned year [MW]
Generation type |  | 2024 | 2025 | 2026 | 2027 | 2028 | 2029 | 2030 | 2031 | 2032 | 2033 | 2034 | 2035 | 2036
| Wind | 5693.04 | 6123.8667 | 6554.6933 | 6985.52 | 7416.3467 | 7847.1733 | 8978 | 12090.4933 | 12402.9867 | 12715.48 | 13027.9733 | 13340.4667 | 13652.96
| Wind onshore | 3432.04 | 3862.8667 | 4293.6933 | 4724.52 | 5155.3467 | 5586.1733 | 6017 | 6329.4933 | 6641.9867 | 6954.48 | 7266.9733 | 7579.4667 | 7891.96
| Wind offshore | 2261 | 2261 | 2261 | 2261 | 2261 | 2261 | 2261 | 2961 | 4360 | 4360 | 4360 | 4360 | 5760
| Photovoltaics | 11046.0211 | 12154.8221 | 13028.8577 | 13902.8933 | 14776.9288 | 15650.9644 | 16525 | 17399.0356 | 18273.0712 | 19147.1067 | 20021.1423 | 20895.1779 | 21769.2135
| Hydro RoR | 136 | 141 | 147 | 153 | 159 | 164 | 170 | 170 | 170 | 170 | 170 | 170 | 170
| Gas CHP - profiled | 1435 | 1494 | 1519 | 1531 | 1544 | 1554 | 1567 | 1567 | 1567 | 1567 | 1567 | 1567 | 1567
| Biomass - profiled | 521 | 521 | 536 | 543 | 550 | 557 | 564 | 564 | 564 | 564 | 564 | 564 | 564
| Waste - profiled | 30 | 30 | 30 | 30 | 30 | 30 | 30 | 30 | 30 | 30 | 30 | 30 | 30
See below for more information on the assumptions behind the projection of each category.
| Solar PV | [13 empty] | Solar [MWp] Capacity assumed at the end of the mentioned year
[16 empty] | [MWp] | 2010 | 2011 | 2012 | 2013 | 2014 | 2015 | 2016 | 2017 | 2018 | 2019 | 2020 | 2021 | 2022 | 2023 | 2024 | 2025 | 2026 | 2027 | 2028 | 2029 | 2030 | 2031 | 2032 | 2033 | 2034 | 2035 | 2036
[15 empty] | Historic (IEA) | Belgium | 1007 | 1979 | 2647 | 2902 | 3014 | 3131 | 3330 | 3620 | 4000 | 4640 | 5570 | 6580 | 7468
[15 empty] | AdeqFlex'23 | Belgium | [12 empty] | 7468
[15 empty] | AdeqFlex'25 - CC | Belgium | [11 empty] | 6580 | 7468 | 9701 | 11046 | 12154 | 13028 | 13902 | 14776 | 15651 | 16525 | 17399 | 18273 | 19147 | 20021
[15 empty] | AdeqFlex'25 - CT | [12 empty] | 6580 | 7468 | 9701 | 11046 | 12154 | 13028 | 13902 | 14776 | 15651 | 16525 | 17399 | 18273 | 19147 | 20021 | 20895 | 21769
[15 empty] | AdeqFlex'25 - PP | [12 empty] | 6580 | 7468 | 9701 | 11046 | 12625 | 14336 | 16177 | 18149 | 20251 | 22484 | 24717 | 26950 | 29183 | 31416 | 33649 | 35882
| Onshore Wind | [13 empty] | Onshore Wind [MW] Capacity assumed at the end of the mentioned year
[16 empty] | [MW] | 2010 | 2011 | 2012 | 2013 | 2014 | 2015 | 2016 | 2017 | 2018 | 2019 | 2020 | 2021 | 2022 | 2023 | 2024 | 2025 | 2026 | 2027 | 2028 | 2029 | 2030 | 2031 | 2032 | 2033 | 2034 | 2035 | 2036
[15 empty] | Historic (IEA) | Belgium | 716 | 873 | 989 | 1072 | 1236 | 1464 | 1658 | 1915 | 2130 | 2320 | 2471 | 2726 | 3058 | 3260
[15 empty] | AdeqFlex'23 | Belgium | [13 empty] | 3268 | 3598 | 3928 | 4258 | 4588 | 4918 | 5248 | 5578 | 5908 | 6238 | 6568 | 6898
[15 empty] | AdeqFlex'25 - CC | Belgium | [13 empty] | 3260 | 3432 | 3863 | 4294 | 4725 | 5155 | 5586 | 6017 | 6330 | 6642 | 6955 | 7267 | 7580 | 7892
[15 empty] | AdeqFlex'25 - CT | Belgium | [14 empty] | 3432 | 3591 | 3738 | 3872 | 3994 | 4102 | 4198 | 4282 | 4352 | 4412 | 4472 | 4532 | 4592
[15 empty] | AdeqFlex'25 - PP | Belgium | [13 empty] | 3260 | 3432 | 3863 | 4294 | 4725 | 5155 | 5586 | 6017 | 6330 | 6642 | 6955 | 7267 | 7580 | 7892
| Offshore Wind | [13 empty] | Offshore Wind [MW] Capacity assumed at the end of the mentioned year
[16 empty] | [MW] | 2010 | 2011 | 2012 | 2013 | 2014 | 2015 | 2016 | 2017 | 2018 | 2019 | 2020 | 2021 | 2022 | 2023 | 2024 | 2025 | 2026 | 2027 | 2028 | 2029 | 2030 | 2031 | 2032 | 2033 | 2034 | 2035 | 2036
[15 empty] | Historic | Belgium | 200 | 200 | 400 | 400 | 700 | 700 | 700 | 900 | 1100 | 1570 | 2261 | 2261 | 2261
[15 empty] | AdeqFlex'23 | Belgium | [12 empty] | 2261 | 2261 | 2261 | 2261 | 2261 | 2261 | 2261 | 2961 | 5760 | 5760 | 5760 | 5760 | 5760
[15 empty] | AdeqFlex'25 - CC Adequacy | Belgium | [12 empty] | 2261 | 2261 | 2261 | 2261 | 2261 | 2261 | 2261 | 2261 | 2261 | 2961 | 4360 | 4360 | 4360 | 4360 | 4360 - 5760
[15 empty] | AdeqFlex'25 - CC | Belgium | [12 empty] | 2261 | 2261 | 2261 | 2261 | 2261 | 2261 | 2261 | 2261 | 2261 | 2961 | 4360 | 4360 | 4360 | 4360 | 5760
[15 empty] | AdeqFlex'25 - CT | Belgium | [12 empty] | 2261 | 2261 | 2261 | 2261 | 2261 | 2261 | 2261 | 2261 | 2261 | 2961 | 4360 | 4360 | 4360 | 4360 | 4360
[15 empty] | AdeqFlex'25 - PP | Belgium | [12 empty] | 2261 | 2261 | 2261 | 2261 | 2261 | 2261 | 2261 | 2261 | 2261 | 2961 | 4360 | 4360 | 4360 | 4360 | 5760
| Run-of-river hydroelectricity | [13 empty] | [MW] Capacity assumed at the end of the mentioned year
[16 empty] | [MW] | 2010 | 2011 | 2012 | 2013 | 2014 | 2015 | 2016 | 2017 | 2018 | 2019 | 2020 | 2021 | 2022 | 2023 | 2024 | 2025 | 2026 | 2027 | 2028 | 2029 | 2030 | 2031 | 2032 | 2033 | 2034 | 2035 | 2036
[15 empty] | Historic (Renouvelle) | Belgium | 112 | 110 | 110 | 112 | 114 | 106 | 107 | 109 | 108 | 107 | 116 | 121 | 124
[15 empty] | AdeqFlex'23 | Belgium | [13 empty] | 129 | 133 | 137 | 140 | 143 | 145 | 148 | 151 | 154 | 157 | 160 | 163
[15 empty] | AdeqFlex'25 | Belgium | [13 empty] | 130 | 136 | 141 | 147 | 153 | 159 | 164 | 170 | 170 | 170 | 170 | 170 | 170 | 170
| Decentralised Biomass, Waste, CHP | [13 empty] | [MW] Capacity assumed at the end of the mentioned year
[16 empty] | [MW] | 2010 | 2011 | 2012 | 2013 | 2014 | 2015 | 2016 | 2017 | 2018 | 2019 | 2020 | 2021 | 2022 | 2023 | 2024 | 2025 | 2026 | 2027 | 2028 | 2029 | 2030 | 2031 | 2032 | 2033 | 2034 | 2035 | 2036
[15 empty] | AdeqFlex'25 | Waste | [13 empty] | 30 | 30 | 30 | 30 | 30 | 30 | 30 | 30 | 30 | 30 | 30 | 30 | 30 | 30
[15 empty] | AdeqFlex'25 | Biomass | [13 empty] | 518 | 521 | 521 | 536 | 543 | 550 | 557 | 564 | 564 | 564 | 564 | 564 | 564 | 564
[15 empty] | AdeqFlex'25 | Decentralised CHP | [13 empty] | 1417 | 1435 | 1494 | 1519 | 1531 | 1544 | 1554 | 1567 | 1567 | 1567 | 1567 | 1567 | 1567 | 1567
[15 empty] | AdeqFlex'25 | Biomass & Waste | [13 empty] | 548 | 551 | 551 | 566 | 573 | 580 | 587 | 594 | 594 | 594 | 594 | 594 | 594 | 594
NGA : quid CC Adequacy line ?? what range to put for 2036 ?

## 2.1. Tot. elec. demand
2.1. Total electricity consumption
The total electricity demand for Belgium is constructed with several building blocks.
The different building blocks included in the projection of total electricity demand are the following:
1) Existing usages: electricity demand of today (linked to how it is used today) and the assumed evolution
2) Additional consumption related to EV and HP
3) New large-scale loads - electrification of industry
4) Additional data centres
5) Demand destruction - Industry at risk
6) Residential and tertiary recovery
7) Losses (DSO + TSO)
Please refer to the online published study report for more information.
|  | Historical normalised total demand | Existing usages | Additional EV consumption |  |  | Additional HP consumption |  |  | New large-scale loads - electrification of industry |  | Additional data centers |  | Demand destruction - Industry at risk |  | Recovery - Residential and Tertiary |  |  | Additional losses (TSO + DSO) |  |  | Total electricity demand
Status | Year | Historical | All | CC | CT | PP | CC | CT | PP | CT | CC & PP | CT | CC & PP | CT | CC & PP | CT | CC | PP | CT | CC | PP | Constrained Transition | Current Commitments & Ambitions | Prosumer Power
historical | 2010 | 88.5413
historical | 2011 | 88.1864
historical | 2012 | 84.2995
historical | 2013 | 85.2471
historical | 2014 | 89.8079
historical | 2015 | 88.4684
historical | 2016 | 86.3523
historical | 2017 | 87.6964
historical | 2018 | 88.0679
historical | 2019 | 85.5563
historical | 2020 | 82.2007
historical | 2021 | 84.3617
historical | 2022 | 82.8839
historical | 2023 | 80.1509
historical | 2024 | 82.1 | [19 empty] | 82.08 | 82.08 | 82.08
| 2025 |  | 82.0825 | 0.90111 | 0.77676 | 1.1614 | 0.17339 | 0.16622 | 0.19135 | 0.3 | 0.4 | 0.5 | 0.5 | -0.5 | 0 | 0.02 | 0.01 | 0.02 | 0.15515 | 0.17381 | 0.19152 | 83.4806 | 84.2408 | 84.5468
| 2026 |  | 82.2 | 2.0179 | 1.6271 | 2.5108 | 0.36315 | 0.34238 | 0.42591 | 1.2 | 1.8 | 0.8 | 0.7 | -0.5 | 0 | 0.02 | 0.06 | 0.08 | 0.24045 | 0.28322 | 0.31809 | 85.9099 | 87.4243 | 88.0348
| 2027 |  | 82.31 | 3.3063 | 2.6097 | 4.0482 | 0.57087 | 0.52868 | 0.71481 | 2 | 3.3 | 1.1 | 1.1 | -0.5 | 0 | 0.02 | 0.29 | 0.41 | 0.2908 | 0.38278 | 0.43914 | 88.3391 | 91.2599 | 92.3222
| 2028 |  | 82.3 | 4.6253 | 3.7082 | 5.6999 | 0.79342 | 0.72528 | 1.0648 | 3.1 | 6.2 | 1.1 | 1.5 | -0.5 | 0 | 0.02 | 0.45 | 0.63 | 0.34681 | 0.48301 | 0.56804 | 90.7803 | 96.3517 | 98.0627
| 2029 |  | 82.32 | 6.0697 | 4.8263 | 7.4586 | 1.032 | 0.93235 | 1.4779 | 3.1 | 8.9 | 1.1 | 1.9 | -0.5 | 0 | 0.02 | 0.45 | 0.63 | 0.40097 | 0.59281 | 0.70766 | 92.0796 | 101.2645 | 103.5942
| 2030 |  | 82.33 | 7.474 | 5.9465 | 9.1757 | 1.2954 | 1.1501 | 2.0039 | 4.4 | 10.5 | 1.5 | 2.6 | -0.5 | 0 | 0.02 | 0.45 | 0.63 | 0.60793 | 0.82334 | 0.97615 | 95.4345 | 105.4728 | 108.3158
| 2031 |  | 82.5 | 8.642 | 6.9436 | 10.663 | 1.5734 | 1.3786 | 2.5953 | 6.4 | 11.4 | 1.8 | 3.1 | -0.5 | 0 | 0.02 | 0.45 | 0.63 | 0.74186 | 0.97763 | 1.1773 | 99.2641 | 108.643 | 112.2656
| 2032 |  | 82.66 | 9.6829 | 7.7635 | 12.07 | 1.8672 | 1.6182 | 3.2561 | 6.8 | 12.5 | 2.1 | 3.6 | -0.5 | 0 | 0.02 | 0.45 | 0.63 | 0.86835 | 1.1332 | 1.378 | 101.31 | 111.8933 | 116.194
| 2033 |  | 82.83 | 10.7586 | 8.6079 | 13.4452 | 2.1757 | 1.8689 | 3.9938 | 8.1 | 13.5 | 2.5 | 4.1 | -0.5 | 0 | 0.02 | 0.45 | 0.63 | 1.1103 | 1.4047 | 1.6945 | 104.5171 | 115.219 | 120.3935
| 2034 |  | 83 | 11.8486 | 9.4966 | 14.7169 | 2.5031 | 2.131 | 4.7912 | 9.2 | 16.5 | 2.8 | 4.7 | -0.5 | 0 | 0.02 | 0.45 | 0.63 | 1.1831 | 1.5276 | 1.8706 | 107.3107 | 120.5293 | 126.4086
| 2035 |  | 83.16 | 12.8655 | 10.3577 | 15.8966 | 2.8375 | 2.3954 | 5.6537 | 10.4 | 17.7 | 3.2 | 5.2 | -0.5 | 0 | 0.02 | 0.45 | 0.63 | 1.2542 | 1.6269 | 2.0101 | 110.2673 | 123.8399 | 130.4505
| 2036 |  | 83.33 | 14.0189 | 11.1794 | 17.0725 | 3.2019 | 2.7064 | 6.4345 | 11.3 | 19.9 | 3.5 | 5.7 | -0.5 | 0 | 0.02 | 0.45 | 0.63 | 1.3257 | 1.7345 | 2.1459 | 112.8414 | 128.3354 | 135.413
CC: CURRENT COMMITMENTS & AMBITIONS SCENARIO
CT: CONSTRAINED TRANSITION SCENARIO
PP: PROSUMER POWER SCENARIO

## 2.2. Road transport demand
2.2 Electrification of the transport sector
This section concerns the assumed total electricity demand of the transport sector
Passenger cars
Passenger cars (BEV = Battery Electric Vehicle; PHEV = Plug-In Hybrid Electric Vehicle)
|  | Unit | Value
| Sales - company | thousand units/y | 260
| Sales - private | thousand units/y | 180
Stock at end of year [Thousands]
| Passenger car stock [Thousands] | 2021 | 2022 | 2023 | 2024 | 2025 | 2026 | 2027 | 2028 | 2029 | 2030 | 2031 | 2032 | 2033 | 2034 | 2035 | 2036
CC | passenger car - company - BEV | 35 | 66 | 147 | 256.7111 | 397.6451 | 584.6788 | 787.8917 | 979.7405 | 1166.4538 | 1330.9003 | 1427.6563 | 1486.7162 | 1544.5539 | 1594.2322 | 1615.8739 | 1627.5356
| passenger car - company - PHEV | 109 | 153 | 225 | 285.0681 | 335.3147 | 339.446 | 318.1251 | 283.7655 | 236.3673 | 188.9691 | 141.5709 | 94.1727 | 47.9967 | 9.98 | 0 | 0
| passenger car - private - BEV | 15 | 22 | 34 | 50.7719 | 68.0817 | 96.1128 | 136.156 | 189.9158 | 270.736 | 373.3958 | 492.3612 | 628.6104 | 787.9489 | 957.1825 | 1134.2584 | 1310.2672
| passenger car - private - PHEV | 10 | 25 | 53 | 58.6879 | 81.8115 | 102.5085 | 112.4197 | 123.4084 | 128.5222 | 130.4764 | 129.5412 | 129.26 | 127.9857 | 125.7967 | 121.821 | 117.8453
| Total | 169 | 266 | 459 | 651.239 | 882.853 | 1122.7461 | 1354.5926 | 1576.8302 | 1802.0794 | 2023.7417 | 2191.1297 | 2338.7593 | 2508.4851 | 2687.1915 | 2871.9533 | 3055.6481
| Share of total stock | 2.9% | 4.5% | 7.8% | 10.8% | 14.66% | 18.66% | 22.53% | 26.24% | 30% | 33.71% | 36.51% | 38.99% | 41.84% | 44.84% | 47.94% | 51.02%
CT | passenger car - company - BEV | 35 | 66 | 147 | 256.7111 | 392.4296 | 546.8668 | 724.0024 | 909.1534 | 1083.7134 | 1249.0692 | 1369.1202 | 1434.5616 | 1493.6215 | 1552.0448 | 1601.7232 | 1625.0961
| passenger car - company - PHEV | 109 | 153 | 225 | 285.0681 | 335.3147 | 352.4846 | 344.2023 | 322.8814 | 288.5219 | 241.1237 | 193.7255 | 146.3273 | 98.9291 | 52.1674 | 14.1507 | 2.4395
| passenger car - private - BEV | 15 | 22 | 34 | 50.7719 | 65.1259 | 87.2689 | 118.3783 | 163.2032 | 226.4476 | 298.6102 | 379.689 | 469.6842 | 569.5744 | 679.849 | 799.9219 | 927.4928
| passenger car - private - PHEV | 10 | 25 | 53 | 58.6879 | 75.8998 | 93.641 | 106.0647 | 117.0534 | 124.7006 | 129.1883 | 130.7865 | 130.5053 | 129.1714 | 126.8628 | 122.7675 | 118.6722
| Total | 169 | 266 | 459 | 651.239 | 868.7701 | 1080.2613 | 1292.6477 | 1512.2914 | 1723.3835 | 1917.9913 | 2073.3212 | 2181.0784 | 2291.2964 | 2410.9241 | 2538.5633 | 2673.7005
| Share of total stock | 2.9% | 4.5% | 7.8% | 10.8% | 14.43% | 17.96% | 21.5% | 25.17% | 28.7% | 31.95% | 34.55% | 36.37% | 38.22% | 40.23% | 42.38% | 44.65%
PP | passenger car - company - BEV | 35 | 66 | 147 | 256.7111 | 436.761 | 636.8334 | 850.344 | 1051.992 | 1236.7288 | 1389.2144 | 1474.5954 | 1532.8442 | 1582.5225 | 1604.2122 | 1615.8739 | 1627.5356
| passenger car - company - PHEV | 109 | 153 | 225 | 285.0681 | 322.276 | 318.5841 | 284.2246 | 236.8264 | 189.4282 | 142.03 | 94.6318 | 48.0448 | 10.0281 | 0 | 0 | 0
| passenger car - private - BEV | 15 | 22 | 34 | 50.7719 | 82.8208 | 137.0041 | 222.7714 | 349.0567 | 505.7472 | 683.9838 | 862.2025 | 1040.4034 | 1218.5867 | 1396.7531 | 1573.828 | 1749.2715
| passenger car - private - PHEV | 10 | 25 | 53 | 58.6879 | 78.9615 | 94.9085 | 104.2497 | 111.6083 | 115.6113 | 112.5184 | 109.2403 | 105.823 | 102.3229 | 98.9102 | 95.4975 | 92.0848
| Total | 169 | 266 | 459 | 651.239 | 920.8193 | 1187.33 | 1461.5897 | 1749.4834 | 2047.5155 | 2327.7466 | 2540.6701 | 2727.1154 | 2913.4601 | 3099.8755 | 3285.1994 | 3468.8918
| Share of total stock | 2.9% | 4.5% | 7.8% | 10.8% | 15.29% | 19.74% | 24.32% | 29.13% | 34.1% | 38.79% | 42.35% | 45.47% | 48.6% | 51.72% | 54.83% | 57.91%
| Consumption parameters | Unit | 2022 | 2023 | 2024 | 2025 | 2026 | 2027 | 2028 | 2029 | 2030 | 2031 | 2032 | 2033 | 2034 | 2035 | 2036
| Usage - company | km/year | 22750.4363 | 22750.4363 | 22750.4363 | 22750.4363 | 22750.4363 | 22750.4363 | 22750.4363 | 22750.4363 | 22750.4363 | 22750.4363 | 22750.4363 | 22750.4363 | 22750.4363 | 22750.4363 | 22750.4363
| Usage - private | km/year | 12350 | 12350 | 12350 | 12350 | 12350 | 12350 | 12350 | 12350 | 12350 | 12350 | 12350 | 12350 | 12350 | 12350 | 12350
| Consumption - BEV | kWh/100km | 19 | 19 | 18.905 | 18.81 | 18.715 | 18.62 | 18.525 | 18.43 | 18.335 | 18.24 | 18.145 | 18.05 | 17.955 | 17.86 | 17.765
| Consumption - PHEV company | kWh/100km | 3 | 3 | 2.985 | 2.97 | 2.955 | 2.94 | 2.925 | 2.91 | 2.895 | 2.88 | 2.865 | 2.85 | 2.835 | 2.82 | 2.805
| Consumption - PHEV private | kWh/100km | 9.5 | 9.5 | 9.4525 | 9.405 | 9.3575 | 9.31 | 9.2625 | 9.215 | 9.1675 | 9.12 | 9.0725 | 9.025 | 8.9775 | 8.93 | 8.8825
LDV Freight (Vans) | bar: Stock at end of year [Thousands] 2021 to Stock at end of year [Thousands] 2028; Stock at end of year [Thousands] 2031; Stock at end of year [Thousands] 2035
|  | Unit | Value
| Sales - vans | Stock at end of year [Thousands] 2021: thousand units/y; Stock at end of year [Thousands] 2022: 72
Stock at end of year [Thousands]
| Vans stock [Thousands] | 2021 | 2022 | 2023 | 2024 | 2025 | 2026 | 2027 | 2028 | 2029 | 2030 | 2031 | 2032 | 2033 | 2034 | 2035 | 2036
CC | vans - BEV | 2.5 | 4.3 | 6.89 | 9.055 | 34.1243 | 69.8049 | 119.7118 | 173.0445 | 227.6822 | 280.8997 | 332.0979 | 381.1949 | 428.0207 | 472.5513 | 522.524 | 575.9263
| vans - PHEV | 0 | 0 | 0.134 | 0.358 | 1.2703 | 2.1707 | 3.0233 | 3.8287 | 4.5894 | 4.3886 | 4.148 | 3.9181 | 3.7013 | 3.4968 | 3.2889 | 3.0793
| Total | 2.5 | 4.3 | 7.024 | 9.413 | 35.3946 | 71.9756 | 122.7351 | 176.8732 | 232.2716 | 285.2882 | 336.2459 | 385.113 | 431.722 | 476.0482 | 525.813 | 579.0056
| Share of total stock | 0.2889% | 0.4882% | 0.7939% | 1.049% | 3.833% | 7.59% | 12.61% | 17.72% | 22.67% | 27.15% | 31.23% | 34.97% | 38.4% | 41.63% | 45.6% | 49.67%
CT | vans - BEV | 2.5 | 4.3 | 6.89 | 9.055 | 16.8892 | 28.8434 | 44.9516 | 65.1573 | 89.4895 | 117.6365 | 149.371 | 184.4664 | 222.701 | 263.8542 | 306.1221 | 352.6929
| vans - PHEV | 0 | 0 | 0.134 | 0.358 | 0.35105 | 0.33222 | 0.3138 | 0.29639 | 0.27997 | 0.26448 | 0.24986 | 0.23606 | 0.22304 | 0.21074 | 0.19824 | 0.18582
| Total | 2.5 | 4.3 | 7.024 | 9.413 | 17.2402 | 29.1756 | 45.2654 | 65.4537 | 89.7695 | 117.9009 | 149.6209 | 184.7025 | 222.924 | 264.0649 | 306.3203 | 352.8787
| Share of total stock | 0.2889% | 0.4882% | 0.7939% | 1.049% | 4.897% | 9.663% | 14.9% | 20.56% | 26.58% | 32.44% | 37.77% | 42.61% | 46.98% | 51.03% | 54.71% | 58.32%
PP | vans - BEV | 2.5 | 4.3 | 6.89 | 9.055 | 44.8683 | 91.2928 | 144.7811 | 205.2762 | 272.8058 | 341.881 | 408.3173 | 471.7224 | 531.7251 | 587.9831 | 637.3358 | 686.4429
| vans - PHEV | 0 | 0 | 0.134 | 0.358 | 0.35105 | 0.33222 | 0.3138 | 0.29636 | 0.27989 | 0.26433 | 0.24964 | 0.23579 | 0.22272 | 0.2104 | 0.19786 | 0.18518
| Total | 2.5 | 4.3 | 7.024 | 9.413 | 45.2194 | 91.6251 | 145.0949 | 205.5726 | 273.0857 | 342.1453 | 408.5669 | 471.9581 | 531.9478 | 588.1935 | 637.5337 | 686.6281
| Share of total stock | 0.2889% | 0.4882% | 0.7939% | 1.049% | 1.867% | 3.077% | 4.657% | 6.577% | 8.821% | 11.34% | 14.1% | 17.07% | 20.21% | 23.55% | 27.49% | 31.74%
|  | Unit | 2022 | 2023 | 2024 | 2025 | 2026 | 2027 | 2028 | 2029 | 2030 | 2031 | 2032 | 2033 | 2034 | 2035 | 2036
| Usage | km/year | 16800 | 16800 | 16800 | 16800 | 16800 | 16800 | 16800 | 16800 | 16800 | 16800 | 16800 | 16800 | 16800 | 16800 | 16800
| Efficiency - BEV | kWh/100km | 30 | 30 | 29.85 | 29.7 | 29.55 | 29.4 | 29.25 | 29.1 | 28.95 | 28.8 | 28.65 | 28.5 | 28.35 | 28.2 | 28.05
| Efficiency - PHEV | kWh/100km | 15 | 15 | 14.925 | 14.85 | 14.775 | 14.7 | 14.625 | 14.55 | 14.475 | 14.4 | 14.325 | 14.25 | 14.175 | 14.1 | 14.025
-0.06
HDV freight (Trucks) | bar: Stock at end of year [Thousands] 2021 to Stock at end of year [Thousands] 2028; Stock at end of year [Thousands] 2031; Stock at end of year [Thousands] 2035
|  | Unit | Value
| Sales - trucks | Stock at end of year [Thousands] 2021: thousand units/y; Stock at end of year [Thousands] 2022: 9.3
Stock at end of year [Thousands]
| Trucks stock [Thousands] | 2021 | 2022 | 2023 | 2024 | 2025 | 2026 | 2027 | 2028 | 2029 | 2030 | 2031 | 2032 | 2033 | 2034 | 2035 | 2036
CC | Trucks - BEV | 0 | 0 | 0 | 0.241 | 0.42663 | 0.70533 | 1.636 | 3.3114 | 6.57 | 10.2914 | 14.2868 | 18.4592 | 22.7945 | 27.7953 | 32.9883 | 40.9845
| Share of total stock [%] | 0% | 0% | 0% | 0.1634% | 0.2879% | 0.4739% | 1.095% | 2.206% | 4.358% | 6.797% | 9.395% | 12.09% | 14.86% | 18.05% | 21.33% | 26.4%
CT | Trucks - BEV | 0 | 0 | 0 | 0.241 | 0.42663 | 0.70533 | 1.3562 | 2.7519 | 4.5262 | 6.6778 | 9.2044 | 12.1023 | 15.3574 | 18.9127 | 22.5612 | 26.8098
| Share of total stock [%] | 0 | 0 | 0 | 0.0016336 | 0.2879% | 0.4739% | 0.9073% | 1.833% | 3.002% | 4.41% | 6.053% | 7.925% | 10.01% | 12.28% | 14.59% | 17.27%
PP | Trucks - BEV | 0 | 0 | 0 | 0.241 | 0.70639 | 2.1042 | 4.4337 | 7.6944 | 12.3519 | 17.9384 | 24.4517 | 31.8881 | 39.7671 | 48.0319 | 56.4574 | 65.3491
| Share of total stock [%] | 0 | 0 | 0 | 0.0016336 | 0.4767% | 1.414% | 2.966% | 5.126% | 8.193% | 11.85% | 16.08% | 20.88% | 25.93% | 31.19% | 36.51% | 42.1%
|  | Unit | 2022 | 2023 | 2024 | 2025 | 2026 | 2027 | 2028 | 2029 | 2030 | 2031 | 2032 | 2033 | 2034 | 2035 | 2036
| Usage (km/year) | km/year | 58700 | 58700 | 58700 | 58700 | 58700 | 58700 | 58700 | 58700 | 58700 | 58700 | 58700 | 58700 | 58700 | 58700 | 58700
| Efficiency (kWh/100km) | kWh/100km | 120 | 120 | 119.4 | 118.8 | 118.2 | 117.6 | 117 | 116.4 | 115.8 | 115.2 | 114.6 | 114 | 113.4 | 112.8 | 112.2
-0.06
Buses | bar: Stock at end of year [Thousands] 2021 to Stock at end of year [Thousands] 2028; Stock at end of year [Thousands] 2031; Stock at end of year [Thousands] 2035
Key Drivers
Pledges & ambitions by public bus companies are the key driver for this segment
EU: urban buses to be zero-emission as from 2035
FL: De Lijn to reach 100% BEV by 2035 - alligned with Fluvius
BXL: MIVB to reach 100% BEV by 2035
TEC: towars 100% BEV, but no clear target date
Sources used
| BE -stock | Stock at end of year [Thousands] 2021: 2.C.1. Parc des véhicules au 31 décembre de l&#39;année correspondante.xls (live.com)
| FL | Stock at end of year [Thousands] 2021: E-bussen: De Lijn gaat volop voor groen - De Lijn
| BXL& WL | Stock at end of year [Thousands] 2021: Un nouveau pas à la STIB vers une décarbonisation complète des bus d’ici 2035, au TEC cela prendra un peu plus de temps - RTBF Actus
| EU | Stock at end of year [Thousands] 2021: Agreement on strong EU targets to reduce CO2 emissions (europa.eu)
| same for all scenarios | Stock at end of year [Thousands] 2021: Stock at end of year [Thousands]
| Bus stock - BEV+PHEV [Thousands] | 2021 | 2022 | 2023 | 2024 | 2025 | 2026 | 2027 | 2028 | 2029 | 2030 | 2031 | 2032 | 2033 | 2034 | 2035 | 2036
| Public buses | 0.1 | 0.3 | 0.6 | 0.9 | 1.5 | 1.9 | 2.3 | 2.6 | 3 | 3.4 | 4 | 4.5 | 5.1 | 5.6 | 6 | 6.2
| Private buses | 0 | 0 | 0 | 0 | 0 | 0.2 | 0.3 | 0.5 | 0.6 | 0.8 | 0.9 | 1.1 | 1.2 | 1.4 | 1.5 | 1.7
| Total | 0.1 | 0.3 | 0.6 | 0.9 | 1.5 | 2.1 | 2.6 | 3.1 | 3.6 | 4.2 | 4.9 | 5.6 | 6.3 | 7 | 7.5 | 7.9
| Share of total stock [%] | 0.014691 | 1.876% | 3.606% | 5.46% | 9.318% | 12.46% | 15.67% | 18.89% | 22.1% | 25.31% | 29.62% | 33.93% | 38.23% | 42.54% | 45.63% | 47.78%
|  | Unit | 2022 | 2023 | 2024 | 2025 | 2026 | 2027 | 2028 | 2029 | 2030 | 2031 | 2032 | 2033 | 2034 | 2035 | 2036
| Usage (km/year) - public bus | km/year | 80000 | 80000 | 80000 | 80000 | 80000 | 80000 | 80000 | 80000 | 80000 | 80000 | 80000 | 80000 | 80000 | 80000 | 80000
| Usage (km/year) - private bus | km/year | 28000 | 28000 | 28000 | 28000 | 28000 | 28000 | 28000 | 28000 | 28000 | 28000 | 28000 | 28000 | 28000 | 28000 | 28000
| Efficiency - BEV (kWh/100km) | kWh/100km | 125 | 125 | 124.375 | 123.75 | 123.125 | 122.5 | 121.875 | 121.25 | 120.625 | 120 | 119.375 | 118.75 | 118.125 | 117.5 | 116.875
CC: CURRENT COMMITMENTS & AMBITIONS SCENARIO
CT: CONSTRAINED TRANSITION SCENARIO
PP: PROSUMER POWER SCENARIO

## 2.3. Building heat demand
2.3. Electrification of the heating sector
AA=Air-Air; AW=Air-Water; GW=Ground-Water
Residential
| Building evolution | Unit | Value | Comment
| New buildings | thousand/y | 41 | Alligned with Fluvius, this is a reduction compared to historical avg (55k/y)
| Renovation rate avg 2024-2033 | % | 1%
Stock at end of year [Thousands]
| Hydronic HP stock [Thousands] | 2021 | 2022 | 2023 | 2024 | 2025 | 2026 | 2027 | 2028 | 2029 | 2030 | 2031 | 2032 | 2033 | 2034 | 2035 | 2036
CC | HP Air-Water | 79.2313 | 102.2529 | 144.0687 | 165.8617 | 200.3931 | 236.7143 | 274.8703 | 314.9069 | 356.8708 | 400.8088 | 446.7685 | 494.798 | 544.9454 | 597.2596 | 651.1997 | 706.6078
| HP Ground-Water | 27.5321 | 33.5745 | 38.9671 | 44.0238 | 51.554 | 59.2448 | 67.1071 | 75.1521 | 83.3913 | 91.8611 | 100.5483 | 109.4646 | 118.6219 | 128.0323 | 137.7079 | 147.7279
| Total | 106.7634 | 135.8274 | 183.0358 | 209.8855 | 251.9472 | 295.959 | 341.9773 | 390.059 | 440.2621 | 492.6699 | 547.3168 | 604.2625 | 663.5673 | 725.2918 | 788.9075 | 854.3357
CT | HP Air-Water | 79.2313 | 102.2529 | 144.0687 | 165.8617 | 198.3201 | 231.9523 | 266.7835 | 302.8386 | 340.1436 | 378.7241 | 418.6065 | 459.8172 | 502.383 | 546.3306 | 591.0688 | 642.1637
| HP Ground-Water | 27.5321 | 33.5745 | 38.9671 | 44.0238 | 51.2408 | 58.5714 | 66.0192 | 73.5878 | 81.281 | 89.1025 | 97.0561 | 105.1458 | 113.3754 | 121.7488 | 130.27 | 139.4867
| Total | 106.7634 | 135.8274 | 183.0358 | 209.8855 | 249.5609 | 290.5238 | 332.8027 | 376.4264 | 421.4246 | 467.8265 | 515.6626 | 564.9631 | 615.7584 | 668.0795 | 721.3388 | 781.6504
PP | HP Air-Water | 79.2313 | 102.2529 | 144.0687 | 165.8617 | 200.6737 | 239.9615 | 285.2278 | 338.2845 | 398.8462 | 479.3802 | 568.5187 | 667.2412 | 776.9574 | 894.3905 | 1020.7772 | 1133.9755
| HP Ground-Water | 27.5321 | 33.5745 | 38.9671 | 44.0238 | 51.5582 | 59.2937 | 69.3669 | 82.7867 | 100.4211 | 123.2886 | 147.6768 | 173.5993 | 201.0699 | 230.1008 | 260.7059 | 292.2939
| Total | 106.7634 | 135.8274 | 183.0358 | 209.8855 | 252.2319 | 299.2553 | 354.5947 | 421.0712 | 499.2672 | 602.6688 | 716.1956 | 840.8405 | 978.0273 | 1124.4913 | 1281.4831 | 1426.2694
Stock at end of year [Thousands]
| Aerothermal HP stock [Thousands] | 2021 | 2022 | 2023 | 2024 | 2025 | 2026 | 2027 | 2028 | 2029 | 2030 | 2031 | 2032 | 2033 | 2034 | 2035 | 2036
CC | HP Air-Air primary | 136.4875 | 158.0734 | 181.3126 | 206.2334 | 212.9559 | 220.5799 | 229.1039 | 238.5261 | 248.8448 | 260.0583 | 272.1648 | 285.1627 | 299.0502 | 313.8257 | 328.0219 | 344.336
| HP Air-Air secondary* | 545.9499 | 632.2937 | 725.2506 | 824.9335 | 836.5777 | 849.3822 | 863.3683 | 878.5578 | 894.9725 | 912.6349 | 931.5673 | 951.7927 | 973.334 | 996.2145 | 1016.597 | 1037.8405
| Total | 682.4374 | 790.3671 | 906.5632 | 1031.1668 | 1049.5336 | 1069.9621 | 1092.4722 | 1117.0839 | 1143.8173 | 1172.6932 | 1203.7322 | 1236.9554 | 1272.3842 | 1310.0402 | 1344.6189 | 1382.1765
CT | HP Air-Air primary | 136.4875 | 158.0734 | 181.3126 | 206.2334 | 212.2975 | 218.5489 | 224.991 | 231.6271 | 238.4604 | 245.4946 | 252.7328 | 260.1788 | 267.8362 | 275.7085 | 282.2647 | 295.2371
| HP Air-Air secondary* | 545.9499 | 632.2937 | 725.2506 | 824.9335 | 836.0497 | 847.647 | 859.7168 | 872.2505 | 885.2391 | 898.6738 | 912.5455 | 926.845 | 941.5632 | 956.6911 | 968.6565 | 983.5517
| Total | 682.4374 | 790.3671 | 906.5632 | 1031.1668 | 1048.3471 | 1066.1959 | 1084.7078 | 1103.8776 | 1123.6995 | 1144.1684 | 1165.2783 | 1187.0238 | 1209.3994 | 1232.3996 | 1250.9213 | 1278.7888
PP | HP Air-Air primary | 136.4875 | 158.0734 | 181.3126 | 206.2334 | 214.2593 | 225.5551 | 240.8679 | 260.9556 | 286.9305 | 319.7478 | 360.342 | 408.8275 | 466.6002 | 530.3704 | 600.0385 | 655.2888
| HP Air-Air secondary* | 545.9499 | 632.2937 | 725.2506 | 824.9335 | 836.7028 | 849.6512 | 863.8155 | 879.2332 | 895.9423 | 907.4361 | 920.417 | 938.5966 | 963.3501 | 991.3681 | 1016.4029 | 1026.9572
| Total | 682.4374 | 790.3671 | 906.5632 | 1031.1668 | 1050.9621 | 1075.2063 | 1104.6834 | 1140.1888 | 1182.8727 | 1227.1839 | 1280.759 | 1347.4241 | 1429.9503 | 1521.7385 | 1616.4414 | 1682.246
* Included in this category are Air-Air reversible heat pumps which have seen a sharp increase in recent years. These units are typically installed as an AC (cooling) unit but also have the capability to deliver heat, albeit in general limited to a part of the building and/or as a secondary form of heating
After consultation with ATTB, FRIXIS, Fluvius, UGeent and contacts within the heat pump sector, it was decided to categorise these A-A (reversible) units for 80% in the 'secondary'category as they will have different characteristics when it comes to yearly and hourly electricity demand
| Consumption parameters | Stock at end of year [Thousands] 2021: Unit; Stock at end of year [Thousands] 2022: Value; Stock at end of year [Thousands] 2023: Comment
| Thermal space Heating demand - new build | Stock at end of year [Thousands] 2021: kWh/y; Stock at end of year [Thousands] 2022: 4400; Stock at end of year [Thousands] 2023: Fluvius
| Thermal space Heating demand - renovated building | Stock at end of year [Thousands] 2021: kWh/y; Stock at end of year [Thousands] 2022: 8000; Stock at end of year [Thousands] 2023: Fluvius
| Heat supplied by secondary heater | Stock at end of year [Thousands] 2021: % of annual thermal heat; Stock at end of year [Thousands] 2022: 20%; Stock at end of year [Thousands] 2023: Alligned with Fluvius
| Average Hot water demand | Stock at end of year [Thousands] 2021: kWh/y; Stock at end of year [Thousands] 2022: 1800; Stock at end of year [Thousands] 2023: Fluvius
Tertiary | bar: Stock at end of year [Thousands] 2021 to Stock at end of year [Thousands] 2028; Stock at end of year [Thousands] 2031; Stock at end of year [Thousands] 2035
| Building evolution | Stock at end of year [Thousands] 2021: Unit; Stock at end of year [Thousands] 2022: Value
| New buildings | Stock at end of year [Thousands] 2021: thousand/y; Stock at end of year [Thousands] 2022: 6.2
Renovation rate avg 2022-2035 | bar: Stock at end of year [Thousands] 2021 to Stock at end of year [Thousands] 2022
Stock at end of year [Thousands]
| Hydronic HP stock [Thousands] | 2021 | 2022 | 2023 | 2024 | 2025 | 2026 | 2027 | 2028 | 2029 | 2030 | 2031 | 2032 | 2033 | 2034 | 2035 | 2036
CC | HP Air-Water | 2.1837 | 3.1621 | 4.3463 | 4.9709 | 11.4804 | 18.5831 | 26.4059 | 34.7147 | 43.5564 | 53.6723 | 64.2185 | 75.2061 | 86.6104 | 98.6614 | 111.2249 | 124.9832
| HP Ground-Water | 0.93191 | 1.1539 | 1.7519 | 1.9732 | 3.442 | 5.1058 | 6.832 | 8.6271 | 10.4897 | 12.5685 | 14.7 | 16.9874 | 19.3227 | 22.0072 | 24.7585 | 27.5983
| Total | 3.1156 | 4.316 | 6.0982 | 6.9441 | 14.9223 | 23.6889 | 33.2379 | 43.3418 | 54.046 | 66.2408 | 78.9186 | 92.1935 | 105.9331 | 120.6686 | 135.9834 | 152.5816
CT | HP Air-Water | 2.1837 | 3.1621 | 4.3463 | 4.9709 | 11.4767 | 18.4223 | 25.8171 | 33.67 | 41.9903 | 50.7871 | 60.0694 | 69.8462 | 80.1267 | 90.9198 | 102.2927 | 113.9891
| HP Ground-Water | 0.93191 | 1.1539 | 1.7519 | 1.9732 | 3.4923 | 5.0807 | 6.7412 | 8.4768 | 10.2902 | 12.1842 | 14.1616 | 16.2252 | 18.3779 | 20.6224 | 22.9493 | 25.288
| Total | 3.1156 | 4.316 | 6.0982 | 6.9441 | 14.9689 | 23.503 | 32.5583 | 42.1469 | 52.2805 | 62.9713 | 74.231 | 86.0714 | 98.5046 | 111.5422 | 125.242 | 139.277
PP | HP Air-Water | 2.1837 | 3.1621 | 4.3463 | 4.9709 | 12.6925 | 22.1726 | 33.3513 | 45.9871 | 59.989 | 76.1122 | 93.4396 | 111.8933 | 131.3953 | 152.0811 | 174.5931 | 196.9556
| HP Ground-Water | 0.93191 | 1.1539 | 1.7519 | 1.9732 | 3.6263 | 5.4881 | 7.5423 | 9.7865 | 12.2103 | 14.9721 | 17.8839 | 20.9359 | 24.1182 | 27.7694 | 31.6589 | 35.4142
| Total | 3.1156 | 4.316 | 6.0982 | 6.9441 | 16.3188 | 27.6606 | 40.8935 | 55.7736 | 72.1993 | 91.0843 | 111.3235 | 132.8292 | 155.5134 | 179.8505 | 206.2521 | 232.3698
Stock at end of year [Thousands]
| Aerothermal HP stock [Thousands] | 2021 | 2022 | 2023 | 2024 | 2025 | 2026 | 2027 | 2028 | 2029 | 2030 | 2031 | 2032 | 2033 | 2034 | 2035 | 2036
CC | HP Air-Air primary | 9.0171 | 12.0312 | 13.8 | 15.5415 | 16.5639 | 17.7299 | 19.1857 | 20.8048 | 22.6487 | 24.9139 | 27.3395 | 29.9374 | 32.6834 | 35.651 | 38.6528 | 42.3803
| HP Air-Air secondary* | 36.0685 | 48.1247 | 55.1998 | 62.1661 | 65.1581 | 68.7214 | 72.7638 | 77.2055 | 82.0747 | 86.9022 | 91.8118 | 96.803 | 101.9175 | 106.6079 | 110.5641 | 113.586
| Total | 45.0856 | 60.1559 | 68.9998 | 77.7076 | 81.722 | 86.4513 | 91.9495 | 98.0104 | 104.7234 | 111.8161 | 119.1513 | 126.7404 | 134.6009 | 142.2589 | 149.2168 | 155.9663
CT | HP Air-Air primary | 9.0171 | 12.0312 | 13.8 | 15.5415 | 16.6904 | 18.015 | 19.5139 | 21.1853 | 23.0276 | 25.0391 | 27.2182 | 29.5633 | 32.0726 | 34.7446 | 37.4567 | 40.3943
| HP Air-Air secondary* | 36.0685 | 48.1247 | 55.1998 | 62.1661 | 63.7259 | 65.3839 | 67.138 | 68.9857 | 70.9248 | 72.9529 | 75.0679 | 77.2674 | 79.5491 | 81.9109 | 83.4578 | 85.3826
| Total | 45.0856 | 60.1559 | 68.9998 | 77.7076 | 80.4162 | 83.399 | 86.6519 | 90.171 | 93.9524 | 97.992 | 102.2861 | 106.8306 | 111.6217 | 116.6555 | 120.9145 | 125.7769
PP | HP Air-Air primary | 9.0171 | 12.0312 | 13.8 | 15.5415 | 16.8958 | 18.7122 | 20.9986 | 23.6603 | 26.6614 | 30.2651 | 34.1694 | 38.3383 | 42.7358 | 47.3613 | 52.3164 | 57.1039
| HP Air-Air secondary* | 36.0685 | 48.1247 | 55.1998 | 62.1661 | 64.5454 | 67.3688 | 70.6388 | 74.2693 | 78.2503 | 82.3729 | 86.8031 | 91.5308 | 96.546 | 101.0539 | 105.0816 | 108.5259
| Total | 45.0856 | 60.1559 | 68.9998 | 77.7076 | 81.4411 | 86.081 | 91.6374 | 97.9297 | 104.9117 | 112.638 | 120.9725 | 129.8691 | 139.2818 | 148.4152 | 157.3979 | 165.6298
* Included in this category are Air-Air reversible heat pumps which have seen a sharp increase in recent years. These units are typically installed as an AC (cooling) unit but also have the capability to deliver heat, albeit in general limited to a part of the building and/or as a secondary form of heating
After consultation with ATTB, FRIXIS, Fluvius, UGeent and contacts within the heat pump sector, it was decided to categorise these A-A (reversible) units for 80% in the 'secondary'category as they will have different characteristics when it comes to yearly and hourly electricity demand
| Consumption parameters | Stock at end of year [Thousands] 2021: Unit; Stock at end of year [Thousands] 2022: Value
| Average Heating demand - new build | Stock at end of year [Thousands] 2021: kWh/y; Stock at end of year [Thousands] 2022: 17000
| Average Heating demand - renovated building | Stock at end of year [Thousands] 2021: kWh/y; Stock at end of year [Thousands] 2022: 25500
| Average Hot water demand | Stock at end of year [Thousands] 2021: kWh/y; Stock at end of year [Thousands] 2022: 3600
CC: CURRENT COMMITMENTS & AMBITIONS SCENARIO
CT: CONSTRAINED TRANSITION SCENARIO
PP: PROSUMER POWER SCENARIO

## 2.4 Industrial demand
2.4. Industrial demand
2.4.1. Additional electrification in industry & data centers
The assumed changes for Elia customers are informed by the Elia's Load Management Exercise (LME), conducted yearly with Elia's industrial customers.
These were then aligned into scenarios, while accounting for delays or non realisation for certain electrification projects.
Desktop studies were performed with DSO's for the electrification of DSO's clients.
Flexibility
It must be noted that a significant share of this additional electricity demand is flexible
Therefore, not all of this demand will result in additional peak demand and will likely be able to deliver flexibility services
Flexibility assumptions are presented in the tab "3.2 DSR industry"
Additional electrification in industry per subsector vs. 2024
TWh
|  |  | 2024 | 2025 | 2026 | 2027 | 2028 | 2029 | 2030 | 2031 | 2032 | 2033 | 2034 | 2035 | 2036
CC | Data centres |  | 0 | 0.5 | 0.7 | 1.1 | 1.4 | 1.9 | 2.6 | 3.1 | 3.6 | 4.1 | 4.7 | 5.2 | 5.7
| Chemical |  | 0 | 0 | 0.6 | 1.1 | 2.8 | 3.7 | 4.5 | 4.7 | 4.8 | 5.27 | 5.8 | 6.1 | 6.2
| Steel | 2.4. Industrial demand | 0 | 0.1 | 0.4 | 0.6 | 1.2 | 2.6 | 2.8 | 2.8 | 2.8 | 2.8 | 3.1 | 3.4 | 3.7
| Food |  | 0 | 0.1 | 0.2 | 0.3 | 0.5 | 0.6 | 0.8 | 0.9 | 1.1 | 1.2 | 1.38 | 1.5 | 1.7
| Non-Metallic |  | 0 | 0.1 | 0.1 | 0.2 | 0.3 | 0.3 | 0.5 | 0.6 | 0.7 | 0.9 | 1.4 | 1.5 | 1.7
| Refineries |  | 0 | 0 | 0.1 | 0.1 | 0.1 | 0.1 | 0.1 | 0.1 | 0.1 | 0.15 | 1.22 | 1.3 | 2.5
| Non-ferrous metals |  | 0 | 0 | 0.1 | 0.2 | 0.3 | 0.3 | 0.3 | 0.4 | 0.4 | 0.43 | 0.52 | 0.5 | 0.5
| Agriculture |  | 0 | 0 | 0 | 0.1 | 0.1 | 0.1 | 0.2 | 0.2 | 0.3 | 0.44 | 0.53 | 0.6 | 0.7
| Other |  | 0 | 0.1 | 0.3 | 0.6 | 0.8 | 1 | 1 | 1.4 | 1.9 | 2.05 | 2.22 | 2.4 | 2.5
| Electrolysers |  | 0 | 0 | 0 | 0.1 | 0.2 | 0.2 | 0.3 | 0.3 | 0.4 | 0.3 | 0.3 | 0.4 | 0.4
| TOTAL |  | 0 | 0.9 | 2.5 | 4.4 | 7.7 | 10.8 | 13.1 | 14.5 | 16.1 | 17.64 | 21.17 | 22.9 | 25.6
TWh
|  |  | 2024 | 2025 | 2026 | 2027 | 2028 | 2029 | 2030 | 2031 | 2032 | 2033 | 2034 | 2035 | 2036
PP | Data centres |  | 0 | 0.5 | 0.7 | 1.1 | 1.4 | 1.9 | 2.6 | 3.1 | 3.6 | 4.1 | 4.7 | 5.2 | 5.7
| Chemical |  | 0 | -0.01 | 0.63 | 1.1 | 2.82 | 3.7 | 4.51 | 4.8 | 4.87 | 5.3 | 5.84 | 6.2 | 6.2
| Steel |  | 0 | 0.1 | 0.4 | 0.6 | 1.2 | 2.7 | 2.8 | 2.8 | 2.8 | 2.8 | 3.1 | 3.4 | 3.7
| Food |  | 0 | 0.1 | 0.23 | 0.33 | 0.56 | 0.6 | 0.78 | 0.9 | 1.07 | 1.2 | 1.39 | 1.49 | 1.68
| Non-Metallic |  | 0 | 0.1 | 0.1 | 0.2 | 0.3 | 0.3 | 0.5 | 0.6 | 0.7 | 0.9 | 1.4 | 1.5 | 1.7
| Refineries |  | 0 | 0 | 0.05 | 0.05 | 0.09 | 0.1 | 0.13 | 0.1 | 0.11 | 0.2 | 1.24 | 1.34 | 2.52
| Non-ferrous metals |  | 0 | 0 | 0.11 | 0.21 | 0.32 | 0.32 | 0.33 | 0.4 | 0.42 | 0.43 | 0.53 | 0.53 | 0.52
| Agriculture |  | 0 | 0 | 0.01 | 0.12 | 0.13 | 0.13 | 0.24 | 0.24 | 0.33 | 0.4 | 0.54 | 0.64 | 0.73
| Other |  | 0 | 0.1 | 0.25 | 0.55 | 0.79 | 1 | 1.03 | 1.4 | 1.91 | 2.1 | 2.24 | 2.44 | 2.52
| Electrolysers |  | 0 | 0 | 0 | 0.1 | 0.2 | 0.3 | 0.3 | 0.4 | 0.4 | 0.4 | 0.4 | 0.4 | 0.5
| TOTAL |  | 0 | 0.89 | 2.48 | 4.36 | 7.81 | 11.05 | 13.22 | 14.74 | 16.21 | 17.83 | 21.38 | 23.14 | 25.77
TWh
|  |  | 2024 | 2025 | 2026 | 2027 | 2028 | 2029 | 2030 | 2031 | 2032 | 2033 | 2034 | 2035 | 2036
CT | Data centres |  | 0 | 0.5 | 0.7 | 1.1 | 1.1 | 1.1 | 1.5 | 1.8 | 2.1 | 2.5 | 2.8 | 3.2 | 3.5
| Chemical |  | 0 | -0.01 | 0.5 | 1 | 1.6 | 1.6 | 2.52 | 3.15 | 3.42 | 4.1 | 4.55 | 5.1 | 5.6
| Steel |  | 0 | 0.1 | 0.3 | 0.4 | 0.5 | 0.5 | 0.5 | 1.3 | 1.3 | 1.3 | 1.4 | 1.4 | 1.5
| Food |  | 0 | 0 | 0.1 | 0.2 | 0.3 | 0.3 | 0.46 | 0.52 | 0.55 | 0.8 | 1.03 | 1.2 | 1.2
| Non-Metallic |  | 0 | 0.1 | 0.1 | 0.2 | 0.2 | 0.2 | 0.4 | 0.5 | 0.5 | 0.6 | 0.7 | 0.7 | 0.8
| Refineries |  | 0 | 0 | 0 | 0 | 0 | 0 | 0 | -0.01 | -0.01 | 0 | 0 | 0 | 0.2
| Non-ferrous metals |  | 0 | 0 | 0.1 | 0.1 | 0.1 | 0.1 | 0.1 | 0.2 | 0.2 | 0.2 | 0.2 | 0.3 | 0.3
| Agriculture |  | 0 | 0 | 0 | 0 | 0 | -0.01 | -0.01 | 0.07 | 0.16 | 0.2 | 0.31 | 0.4 | 0.4
| Other |  | 0 | 0.1 | 0.2 | 0 | 0.3 | 0.3 | 0.37 | 0.44 | 0.51 | 0.7 | 0.83 | 1 | 1
| Electrolysers |  | 0 | 0 | 0 | 0.1 | 0.1 | 0.1 | 0.1 | 0.2 | 0.2 | 0.2 | 0.2 | 0.3 | 0.3
| TOTAL |  | 0 | 0.79 | 2 | 3.1 | 4.2 | 4.19 | 5.94 | 8.17 | 8.93 | 10.6 | 12.02 | 13.6 | 14.8
Additional electrification in industry per process vs. 2024
TWh
|  |  | 2024 | 2025 | 2026 | 2027 | 2028 | 2029 | 2030 | 2031 | 2032 | 2033 | 2034 | 2035 | 2036
CC | Datacenter |  |  | 0.5 | 0.7 | 1.1 | 1.5 | 1.9 | 2.6 | 3.1 | 3.6 | 4.1 | 4.7 | 5.2 | 5.7
| EAF |  |  | 0 | 0 | 0 | 0.4 | 1.9 | 1.9 | 1.9 | 1.9 | 1.9 | 2.1 | 2.2 | 2.3
| E-boiler |  |  | 0.2 | 0.7 | 1.2 | 1.7 | 2.2 | 2.7 | 3.1 | 3.4 | 4.1 | 4.8 | 5.1 | 5.5
| CCSU |  |  | 0 | 0 | 0 | 0 | 0 | 0.1 | 0.1 | 0.1 | 0.2 | 1.4 | 1.6 | 2.9
| E-oven |  |  | 0.1 | 0.3 | 0.4 | 0.5 | 0.6 | 0.7 | 0.8 | 0.9 | 1.1 | 1.3 | 1.6 | 1.9
| HP |  |  | 0 | 0 | 0.1 | 0.1 | 0.2 | 0.3 | 0.4 | 0.5 | 0.5 | 0.6 | 0.7 | 0.8
| Electrolysers |  |  | 0 | 0 | 0.1 | 0.2 | 0.2 | 0.3 | 0.3 | 0.4 | 0.3 | 0.3 | 0.4 | 0.4
| Other |  |  | 0.1 | 0.8 | 1.5 | 3.3 | 3.8 | 4.5 | 4.8 | 5.3 | 5.4 | 6 | 6.1 | 6.1
| TOTAL |  |  | 0.9 | 2.5 | 4.4 | 7.7 | 10.8 | 13.1 | 14.5 | 16.1 | 17.6 | 21.2 | 22.9 | 25.6
TWh
|  |  | 2024 | 2025 | 2026 | 2027 | 2028 | 2029 | 2030 | 2031 | 2032 | 2033 | 2034 | 2035 | 2036
CT | Datacenter |  |  | 0.5 | 0.8 | 1.1 | 1.1 | 1.1 | 1.5 | 1.8 | 2.1 | 2.5 | 2.8 | 3.2 | 3.5
| EAF |  |  | 0 | 0 | 0 | 0 | 0 | 0 | 0.8 | 0.7 | 0.7 | 0.8 | 0.8 | 0.7
| E-boiler |  |  | 0.1 | 0.3 | 0.7 | 1 | 1 | 1 | 1.2 | 1.4 | 2.3 | 3.2 | 3.8 | 4.3
| CCSU |  |  | 0 | 0 | 0 | 0 | 0 | 0 | 0 | 0 | 0 | 0 | 0 | 0
| E-oven |  |  | 0.1 | 0.2 | 0.3 | 0.4 | 0.5 | 0.6 | 0.7 | 0.7 | 0.9 | 1 | 1.2 | 1.4
| HP |  |  | 0 | 0 | 0.1 | 0.1 | 0.1 | 0.2 | 0.3 | 0.4 | 0.5 | 0.5 | 0.6 | 0.7
| Electrolysers |  |  | 0 | 0 | 0.1 | 0.1 | 0.1 | 0.1 | 0.2 | 0.2 | 0.2 | 0.2 | 0.3 | 0.3
| Other |  |  | 0.1 | 0.7 | 0.8 | 1.5 | 1.4 | 2.5 | 3.2 | 3.4 | 3.5 | 3.5 | 3.7 | 3.9
| TOTAL |  |  | 0.8 | 2 | 3.1 | 4.2 | 4.2 | 5.9 | 8.2 | 8.9 | 10.6 | 12 | 13.6 | 14.8
TWh
|  |  | 2024 | 2025 | 2026 | 2027 | 2028 | 2029 | 2030 | 2031 | 2032 | 2033 | 2034 | 2035 | 2036
PP | Datacenter |  | 0 | 0.5 | 0.7 | 1.1 | 1.5 | 1.9 | 2.6 | 3.1 | 3.6 | 4.1 | 4.7 | 5.2 | 5.7
| EAF |  | 0 | 0 | 0 | 0 | 0.4 | 1.9 | 1.9 | 1.9 | 1.9 | 1.9 | 2.1 | 2.2 | 2.3
| E-boiler |  | 0 | 0.2 | 0.7 | 1.2 | 1.8 | 2.3 | 2.8 | 3.2 | 3.5 | 4.2 | 4.9 | 5.3 | 5.6
| CCSU |  | 0 | 0 | 0 | 0 | 0 | 0 | 0.1 | 0.1 | 0.1 | 0.2 | 1.4 | 1.6 | 2.9
| E-oven |  | 0 | 0.1 | 0.3 | 0.4 | 0.5 | 0.6 | 0.7 | 0.8 | 0.9 | 1.1 | 1.3 | 1.6 | 1.9
| HP |  | 0 | 0 | 0 | 0.1 | 0.1 | 0.2 | 0.3 | 0.4 | 0.5 | 0.5 | 0.6 | 0.7 | 0.8
| Electrolysers |  | 0 | 0 | 0 | 0.1 | 0.2 | 0.3 | 0.3 | 0.4 | 0.4 | 0.4 | 0.4 | 0.4 | 0.5
| Other |  | 0 | 0.1 | 0.8 | 1.5 | 3.3 | 3.8 | 4.5 | 4.8 | 5.3 | 5.4 | 6 | 6.1 | 6.1
| TOTAL |  | 0 | 0.9 | 2.5 | 4.4 | 7.8 | 11 | 13.2 | 14.7 | 16.2 | 17.8 | 21.4 | 23.1 | 25.8
CC: CURRENT COMMITMENTS & AMBITIONS SCENARIO
CT: CONSTRAINED TRANSITION SCENARIO
PP: PROSUMER POWER SCENARIO

## 3.1 Storage
3.1 Pumped-storage, large scale storage and small scale home storage
In this section, pumped-storage, large scale batteries and small scale storage (home batteries) assumptions are detailed
3.1.1 Pumped-storage
The current installed capacity of pumped-storage in Belgium is based on the REMIT information regarding increased capacity of Coo and 144 MW of Platte-Taille. The reservoir volume integrates the extension work in Coo (increasing the volume from 5213 to 5600 MWh). The turbining capacity in Coo is expected to reach 1161 MW with the installation of new turbines by end of 2026. Pumped-storage units are typically also used to provide ancillary services. Accordingly, in order to account for the provision of 'black-start' services, the total storage capacity available for economic dispatch in this analysis was decreased by 500 MWh.
Turbining capacity at the end of the mentioned year [MW]
[6 empty] | 2024 | 2025 | 2026 | 2027 | 2028 | 2029 | 2030 | 2031 | 2032 | 2033 | 2034 | 2035 | 2036
| Turbining capacity | Total capacity |  |  |  | 1233 | 1281 | 1305 | 1305 | 1305 | 1305 | 1305 | 1305 | 1305 | 1305 | 1305 | 1305 | 1305
|  | Coo 1-6 |  |  |  | 1089 | 1137 | 1161 | 1161 | 1161 | 1161 | 1161 | 1161 | 1161 | 1161 | 1161 | 1161 | 1161
|  | Platte Taille 1-4 |  |  |  | 144 | 144 | 144 | 144 | 144 | 144 | 144 | 144 | 144 | 144 | 144 | 144 | 144
Reservoir volume at the end of the mentioned year [MWh]
[6 empty] | 2024 | 2025 | 2026 | 2027 | 2028 | 2029 | 2030 | 2031 | 2032 | 2033 | 2034 | 2035 | 2036
| Reservoir volume | Available storage for economic dispatch |  |  |  | 5800 | 5800 | 5800 | 5800 | 5800 | 5800 | 5800 | 5800 | 5800 | 5800 | 5800 | 5800 | 5800
|  | Storage reservoir |  |  |  | 6300 | 6300 | 6300 | 6300 | 6300 | 6300 | 6300 | 6300 | 6300 | 6300 | 6300 | 6300 | 6300
|  | Storage reservoir derating (black-start services) |  |  |  | 500 | 500 | 500 | 500 | 500 | 500 | 500 | 500 | 500 | 500 | 500 | 500 | 500
3.1.2. Large scale batteries
Large-scale batteries are batteries which are usually directly connected to a DSO or TSO grid. These operate in a similar way to pumped-storage, in the sense that they can produce electricity and store it at opportune moments. They are therefore modelled in a similar way as pumped-storage (storage/production moments are optimised by the economic dispatch model), assuming they are in-the-market. Large-scale batteries are subject to the following constraints: maximum power, maximum energy storage, state of charge, charging/discharging efficiency. Two categories of capacity are considered - In service capacity based on total expected existing capacity at the end of 2024 and capacity already contracted in a CRM auction volume, including the 2024 auction results. - Additional potential capacity based on o all the projects in the ‘realisation phase’; o percentages of the projects in ‘connection study’ and ‘feasibility study’ phase; o extra additional potential, considering an extrapolation of the installation rate. The additional potential capacity could come based on projects known today at Elia. These projects will be consid-ered in the scenario if it is proven that they are economically viable without support mechanism. This will be deter-mined via the Economic Viability Assessment. The percentages of the projects assumed (33% of the ‘connection study’ projects and 15% of the ‘feasibility study’ projects) are based on expert view from all projects known by Elia. It takes into account several parameters in order to reflect realistic evolutions. The energy content of large-scale batteries is based on the information available for each project individually.
Capacity and volume of large scale storage at the end of the mentioned year [MW] or [MWh]
|  |  | 2024 | 2025 | 2026 | 2027 | 2028 | 2029 | 2030 | 2031 | 2032 | 2033 | 2034 | 2035 | 2036
| Total potential capacity [MW] | Current Commitments & Prosumer Power | 252.1 | 481.1 | 1223.1 | 2424.6 | 2993.6 | 4155.2 | 4467.145 | 4759.29 | 5051.435 | 5275.4937 | 5499.5525 | 5723.6112 | 5947.67
| Capacity [MW] | Exisiting capacity | 252.1 | 452.1 | 452.1 | 976.1 | 1478.1 | 1478.1 | 1478.1 | 1478.1 | 1478.1 | 1478.1 | 1478.1 | 1478.1 | 1478.1
|  | Additional potential if economically viable | 0 | 29 | 771 | 1448.5 | 1515.5 | 2677.1 | 2989.045 | 3281.19 | 3573.335 | 3797.3937 | 4021.4525 | 4245.5112 | 4469.57
| Total potential volume [MWh] | Current Commitments & Prosumer Power | 704.2 | 1562.2 | 4456.2 | 9262.2 | 11398.2 | 16014.9 | 17710.5429 | 19326.9857 | 20943.4286 | 21436.2814 | 21929.1343 | 22421.9871 | 22914.84
| Volume [MWh] | Existing volume | 704.2 | 1504.2 | 1504.2 | 3502.2 | 5416.2 | 5416.2 | 5416.2 | 5416.2 | 5416.2 | 5416.2 | 5416.2 | 5416.2 | 5416.2
| Reservoir volume [MWh] | Additional potential if economically viable | 0 | 58 | 2952 | 5760 | 5982 | 10598.7 | 12294.3429 | 13910.7857 | 15527.2286 | 16020.0814 | 16512.9343 | 17005.7871 | 17498.64
Capacity and volume of large scale storage at the end of the mentioned year [MW]
|  |  | 2024 | 2025 | 2026 | 2027 | 2028 | 2029 | 2030 | 2031 | 2032 | 2033 | 2034 | 2035 | 2036
| Total potential capacity [MW] | Constrained Transition | 252.1 | 481.1 | 1223.1 | 2424.6 | 2993.6 | 3244.4 | 3495.2 | 3746 | 3996.8 | 4247.6 | 4498.4 | 4749.2 | 5000
| Capacity [MW] | Exisiting capacity | 252.1 | 452.1 | 452.1 | 976.1 | 1478.1 | 1478.1 | 1478.1 | 1478.1 | 1478.1 | 1478.1 | 1478.1 | 1478.1 | 1478.1
|  | Additional potential if economically viable | 0 | 29 | 771 | 1448.5 | 1515.5 | 1766.3 | 2017.1 | 2267.9 | 2518.7 | 2769.5 | 3020.3 | 3271.1 | 3521.9
| Total potential volume [MWh] | Constrained Transition | 704.2 | 1562.2 | 4456.2 | 9262.2 | 11398.2 | 12481.4 | 13484.6 | 14487.8 | 15491 | 16494.2 | 17497.4 | 18500.6 | 19503.8
| Volume [MWh] | Existing volume | 704.2 | 1504.2 | 1504.2 | 3502.2 | 5416.2 | 5416.2 | 5416.2 | 5416.2 | 5416.2 | 5416.2 | 5416.2 | 5416.2 | 5416.2
| Reservoir volume [MWh] | Additional potential if economically viable | 0 | 58 | 2952 | 5760 | 5982 | 7065.2 | 8068.4 | 9071.6 | 10074.8 | 11078 | 12081.2 | 13084.4 | 14087.6
3.1.3. Small scale home batteries
The small-scale batteries evolution for Flanders is aligned with regional assumptions, considering 200,000 units installed in 2030. For Wallonia and Brussels, as the installation of small-scale batteries is mostly driven by the installation of solar panels, an additional capacity equivalent to 0.3% of the total installed existing photovoltaic capacity is considered to be installed. The scenarios assume battery of 4.5 kW in average with a duration of 2 hours in average (9 kWh). Small-scale batteries are mainly considered as "out-of-market" in the short-term but is assumed to evolve in the future towards a higher share of "in-the-market" batteries.
Capacity and volume of storage at the end of the mentioned year[MW] or [MWh]
|  |  | 2021 | 2022 | 2023 | 2024 | 2025 | 2026 | 2027 | 2028 | 2029 | 2030 | 2031 | 2032 | 2033 | 2034 | 2035 | 2036
| Capacity [MW] | Historical | Capacity and volume of storage at the end of the mentioned year[MW] or [MWh] 2021: 88; Capacity and volume of storage at the end of the mentioned year[MW] or [MWh] 2022: 344; Capacity and volume of storage at the end of the mentioned year[MW] or [MWh] 2023: 524; Capacity and volume of storage at the end of the mentioned year[MW] or [MWh] 2024: 614
|  | Prosumer Power |  |  |  | 614 | 732 | 850 | 968 | 1086 | 1206 | 1373 | 1551 | 1740 | 1940 | 2151 | 2374 | 2607
|  | Current Commitment |  |  |  | 614 | 702 | 786 | 865 | 940 | 1009 | 1075 | 1141 | 1207 | 1275 | 1343 | 1411 | 1480
|  | Constrained Transition |  |  |  | 614 | 639 | 665 | 693 | 722 | 753 | 786 | 821 | 858 | 896 | 936 | 978 | 1021
| Volume [MWh] | Historical | Capacity and volume of storage at the end of the mentioned year[MW] or [MWh] 2021: 176; Capacity and volume of storage at the end of the mentioned year[MW] or [MWh] 2022: 688; Capacity and volume of storage at the end of the mentioned year[MW] or [MWh] 2023: 1048; Capacity and volume of storage at the end of the mentioned year[MW] or [MWh] 2024: 1228
|  | Prosumer Power |  |  |  | 1228 | 1464 | 1700 | 1936 | 2172 | 2412 | 2746 | 3102 | 3480 | 3880 | 4302 | 4748 | 5214
|  | Current Commitment |  |  |  | 1228 | 1404 | 1572 | 1730 | 1880 | 2018 | 2150 | 2282 | 2414 | 2550 | 2686 | 2822 | 2960
|  | Constrained Transition |  |  |  | 1228 | 1278 | 1330 | 1386 | 1444 | 1506 | 1572 | 1642 | 1716 | 1792 | 1872 | 1956 | 2042
CC: CURRENT COMMITMENTS & AMBITIONS SCENARIO
CT: CONSTRAINED TRANSITION SCENARIO
PP: PROSUMER POWER SCENARIO

## 3.2. DSR industry
3.2. Demand Side Response in industry
In this section, demand-side response in industry is detailed
Existing DSR/market response volume per year
Proposal for existing market response starts from N-SIDE study (see WG adequacy on the 27th of August)
New potential DSR follows methodology from AdeqFlex'23
Potential capacity at the end of the mentioned year [MW]
| 2023 | 2024 | 2025 | 2026 | 2027 | 2028 | 2029 | 2030 | 2031 | 2032 | 2033 | 2034 | 2035 | 2036
Total potential shedding capacity | 1732 | 1882 | 2032 | 2182 | 2332 | 2482 | 2632 | 2782 | 2932 | 3082 | 3232 | 3382 | 3532 | 3682
Existing DSR | 1732 | 1732 | 1732 | 1732 | 1732 | 1732 | 1732 | 1732 | 1732 | 1732 | 1732 | 1732 | 1732 | 1732
New potential DSR submitted to EVA - 25€/kW | 0 | 150 | 300 | 300 | 300 | 300 | 300 | 300 | 300 | 300 | 300 | 300 | 300 | 300
New potential DSR submitted to EVA - 50€/kW | 0 | 0 | 0 | 150 | 300 | 300 | 300 | 300 | 300 | 300 | 300 | 300 | 300 | 300
New potential DSR submitted to EVA - 75€/kW | 0 | 0 | 0 | 0 | 0 | 150 | 300 | 300 | 300 | 300 | 300 | 300 | 300 | 300
New potential DSR submitted to EVA - 100€/kW | 0 | 0 | 0 | 0 | 0 | 0 | 0 | 150 | 300 | 450 | 600 | 750 | 900 | 1050
Existing DSR - Details in shedding capacity | 1732* | 1732 | 1732 | 1732 | 1732 | 1732 | 1732 | 1732 | 1732 | 1732 | 1732 | 1732 | 1732 | 1732
Max use of 1 hour | 125 | 125 | 125 | 125 | 125 | 125 | 125 | 125 | 125 | 125 | 125 | 125 | 125 | 125
Max use of 2 hours | 436 | 436 | 436 | 436 | 436 | 436 | 436 | 436 | 436 | 436 | 436 | 436 | 436 | 436
Max use of 4 hours* | 611 | 611 | 611 | 611 | 611 | 611 | 611 | 611 | 611 | 611 | 611 | 611 | 611 | 611
Max use of 8 hours | 374 | 374 | 374 | 374 | 374 | 374 | 374 | 374 | 374 | 374 | 374 | 374 | 374 | 374
No limit | 186 | 186 | 186 | 186 | 186 | 186 | 186 | 186 | 186 | 186 | 186 | 186 | 186 | 186
* The volume for ancillary services is included in the "max use of 4 hours" category
Flexibility from new large-scale loads
The percentages assumed for flexibility are based on feedback from Elia's clients and litterature research.
Those percentages are applied on the installed power capacity, and allows to reduce demand in times of high prices
The high/low percentages are used for sensitivities around flexibility (high/low flex)
2026-36
| Low | Central | High
Scenarios
Share of flexible new large-scale loads | 15% | 45% | 70%
Electric ovens | 25% | 80% | 90%
Electric boiler | 25% | 75% | 100%
Heat pumps | 15% | 40% | 50%
Electric arc furnace (EAF-DRI) | 35% | 75% | 100%
Carbon capture and storage | 0% | 0% | 20%
data centers | 0% | 20% | 30%
Miscellanous and other processes | 0% | 5% | 10%
Electrolyser | 75% | 100% | 100%
Electrolysers
Trajectories aligned with Fluxys in the framework of TYNDP for 2035. Trajectories based on bottom-up review of planned projects
Installed capacity at the end of the mentioned year [MW]
| 2024 | 2025 | 2026 | 2027 | 2028 | 2029 | 2030 | 2031 | 2032 | 2033 | 2034 | 2035 | 2036
AdeqFlex'25 | 0 | 2.5 | 37.5 | 102.5 | 117.5 | 117.5 | 117.5 | 117.5 | 117.5 | 117.5 | 117.5 | 150 | 150
CC: CURRENT COMMITMENTS & AMBITIONS SCENARIO
CT: CONSTRAINED TRANSITION SCENARIO
PP: PROSUMER POWER SCENARIO
Note on F48: [Threaded comment] Your version of Excel allows you to read this threaded comment; however, any edits to it will get removed if the file is opened in a newer version of Excel. Learn more: https://go.microsoft.com/fwlink/?linkid=870924 Comment: To check

## 3.3. DSR end-user
3.3. Demand-Side Response end-user (residential and tertiary sector)
This sheet details the scenario information regarding the end-user flexibility in residential and tertiary sectors (electric vehicles, heat pumps and residential batteries). It shows the assupmtions regarding flexibility drivers, share of unlocked flexibility and profiles. More information on the way the way electric vehicles, heat pumps and residential batteries are modelled can be found in Appendix D, E and F.
3.3.1 Flexibility drivers
Flexibility drivers are a simple metric to approach how fast will flexibility penetrate the market.
Dynamic contracts are assumed to drive the growth of market flexibility (i.e.: dispatch an asset based on price signal).
Smart meters [Milion]
Smart meters are assumed to drive the growth of local flexibility (i.e.: dispatch an asset based on regional tariffs, or PV self-consumption).
The trajectory is aligned with the development plans of DSOs.
1000
|  | 2023 | 2024 | 2025 | 2026 | 2027 | 2028 | 2029 | 2030 | 2031 | 2032 | 2033 | 2034 | 2035 | 2036
Current commitments | Belgium | 2.1 | 3 | 3.6 | 4.2 | 4.8 | 5.4 | 6 | 6.3 | 6.4 | 6.5 | 6.5 | 6.5 | 6.6 | 6.6
| Flanders |  |  | 2.8 | 3.1 | 3.3 | 3.6 | 3.9 | 4.2 | 4.2 | 4.3 | 4.3 | 4.3 | 4.4 | 4.4
| Wallonia |  |  | 0.6 | 0.9 | 1.2 | 1.4 | 1.7 | 1.7 | 1.7 | 1.7 | 1.7 | 1.7 | 1.7 | 1.7
| Brussels |  |  | 0.2 | 0.2 | 0.3 | 0.3 | 0.4 | 0.4 | 0.5 | 0.5 | 0.5 | 0.5 | 0.5 | 0.5
Constrained Transition | Belgium | 2.1 | 3 | 3.4 | 3.8 | 4.2 | 4.6 | 5.1 | 5.5 | 5.9 | 6.3 | 6.4 | 6.4 | 6.5 | 6.5
| Flanders |  |  | 2.7 | 2.9 | 3.1 | 3.3 | 3.6 | 3.8 | 4 | 4.2 | 4.2 | 4.3 | 4.3 | 4.3
| Wallonia |  |  | 0.5 | 0.7 | 0.9 | 1 | 1.2 | 1.4 | 1.5 | 1.7 | 1.7 | 1.7 | 1.7 | 1.7
| Brussels |  |  | 0.2 | 0.2 | 0.2 | 0.3 | 0.3 | 0.4 | 0.4 | 0.4 | 0.5 | 0.5 | 0.5 | 0.5
Prosumer Power | Belgium | 2.1 | 3 | 3.6 | 4.2 | 4.8 | 5.4 | 6 | 6.3 | 6.4 | 6.5 | 6.5 | 6.5 | 6.6 | 6.6
| Flanders |  |  | 2.8 | 3.1 | 3.3 | 3.6 | 3.9 | 4.2 | 4.2 | 4.3 | 4.3 | 4.3 | 4.4 | 4.4
| Wallonia |  |  | 0.6 | 0.9 | 1.2 | 1.4 | 1.7 | 1.7 | 1.7 | 1.7 | 1.7 | 1.7 | 1.7 | 1.7
| Brussels |  |  | 0.2 | 0.2 | 0.3 | 0.3 | 0.4 | 0.4 | 0.5 | 0.5 | 0.5 | 0.5 | 0.5 | 0.5
Dynamic contracts [thousands]
Dynamic contracts are assumed to drive the growth of market flexibility (i.e.: dispatch an asset based on price signal).
|  | 2023 | 2024 | 2025 | 2026 | 2027 | 2028 | 2029 | 2030 | 2031 | 2032 | 2033 | 2034 | 2035 | 2036
Current commitments | Belgium | 2.6 | 11.3 | 22 | 30 | 50 | 90 | 170 | 280 | 450 | 620 | 780 | 910 | 1010 | 1080
Constrained Transition |  | 2.6 | 11.3 | 16 | 18 | 22 | 40 | 70 | 120 | 220 | 320 | 420 | 490 | 520 | 550
Prosumer Power |  | 2.6 | 11.3 | 40 | 80 | 130 | 230 | 370 | 530 | 730 | 930 | 1130 | 1310 | 1470 | 1610
3.3.2 Share unlocked flex
These shares are based on flexibvility drivers as simple approximation, then applying a factor
EV per operation mode [thousands]
Only passenger cars & LDVs, in BEV equivalent (PHEV counted as half a BEV)
For V2 technology, first commercial model as of 2026
Elia suggests to consider 1% of new sales as V2-ready model in the local & market category,
ramping up to 5% of new sales in 2030
Absolute numbers (in equivalent units) | *rounded to 10k units | 2025: EVs [thousands]
|  | 2023 | 2024 | 2025 | 2026 | 2027 | 2028 | 2029 | 2030 | 2031 | 2032 | 2033 | 2034 | 2035 | 2036
Current commitments | V0 - natural charging | 240 | 340 | 480 | 610 | 730 | 840 | 940 | 1010 | 1000 | 980 | 940 | 940 | 950 | 980
| V1H - local charging | 90 | 150 | 210 | 340 | 500 | 660 | 820 | 980 | 1130 | 1270 | 1430 | 1590 | 1760 | 1920
| V2H - vehicle-to-home | 0 | 0 | 0 | 0 | 0 | 10 | 10 | 10 | 20 | 20 | 30 | 40 | 50 | 60
| V1M - smart charging | 0 | 0 | 10 | 20 | 30 | 40 | 80 | 140 | 230 | 320 | 420 | 490 | 550 | 600
| V2M - vehicle-to-market | 0 | 0 | 0 | 0 | 0 | 0 | 0 | 0 | 10 | 10 | 20 | 20 | 30 | 30
Constrained Transition | V0 - natural charging | 240 | 340 | 480 | 570 | 670 | 760 | 840 | 900 | 940 | 950 | 920 | 950 | 980 | 1010
| V1H - local charging | 90 | 150 | 190 | 300 | 430 | 570 | 710 | 870 | 990 | 1080 | 1220 | 1320 | 1450 | 1600
| V2H - vehicle-to-home | 0 | 0 | 0 | 0 | 0 | 10 | 10 | 10 | 10 | 10 | 30 | 30 | 40 | 40
| V1M - smart charging | 0 | 0 | 10 | 10 | 10 | 20 | 30 | 60 | 110 | 170 | 220 | 260 | 290 | 310
| V2M - vehicle-to-market | 0 | 0 | 0 | 0 | 0 | 0 | 0 | 0 | 0 | 10 | 10 | 10 | 10 | 10
Prosumer Power | V0 - natural charging | 240 | 340 | 520 | 680 | 820 | 970 | 1100 | 1200 | 1190 | 1170 | 1120 | 1110 | 1100 | 1120
| V1H - local charging | 90 | 150 | 230 | 380 | 560 | 760 | 960 | 1170 | 1340 | 1520 | 1700 | 1880 | 2040 | 2200
| V2H - vehicle-to-home | 0 | 0 | 0 | 0 | 0 | 10 | 10 | 10 | 20 | 30 | 40 | 50 | 60 | 60
| V1M - smart charging | 0 | 0 | 10 | 20 | 30 | 50 | 90 | 170 | 270 | 380 | 500 | 580 | 640 | 690
| V2M - vehicle-to-market | 0 | 0 | 0 | 0 | 0 | 0 | 0 | 0 | 10 | 10 | 20 | 20 | 30 | 30
Current commitments - High Flex sensitivity | V0 - natural charging | 240 | 340 | 470 | 590 | 690 | 760 | 830 | 860 | 840 | 780 | 720 | 680 | 630 | 610
| V1H - local charging | 90 | 150 | 210 | 340 | 500 | 660 | 820 | 980 | 1130 | 1270 | 1440 | 1590 | 1760 | 1920
| V2H - vehicle-to-home | 0 | 0 | 0 | 0 | 0 | 0 | 10 | 10 | 20 | 20 | 30 | 40 | 50 | 50
| V1M - smart charging | 0 | 0 | 20 | 40 | 60 | 120 | 190 | 280 | 390 | 510 | 630 | 740 | 860 | 950
| V2M - vehicle-to-market | 0 | 0 | 0 | 0 | 0 | 0 | 0 | 10 | 10 | 20 | 30 | 30 | 40 | 40
Current commitments - Low Flex sensitivity | V0 - natural charging | 240 | 340 | 490 | 630 | 770 | 880 | 990 | 1070 | 1130 | 1180 | 1210 | 1260 | 1330 | 1380
| V1H - local charging | 90 | 150 | 200 | 330 | 480 | 640 | 820 | 1000 | 1150 | 1260 | 1430 | 1580 | 1740 | 1910
| V2H - vehicle-to-home | 0 | 0 | 0 | 0 | 0 | 0 | 10 | 10 | 20 | 20 | 30 | 40 | 50 | 50
| V1M - smart charging | 0 | 0 | 10 | 10 | 10 | 10 | 30 | 50 | 90 | 130 | 170 | 200 | 210 | 220
| V2M - vehicle-to-market | 0 | 0 | 0 | 0 | 0 | 0 | 0 | 0 | 0 | 10 | 10 | 10 | 10 | 10
% of the fleet |  | EVs [thousands] 2025: Evs [%]
Current commitments | V0 - natural charging | 73.5% | 69% | 69% | 63% | 58% | 54% | 51% | 47% | 42% | 38% | 33% | 31% | 28% | 27%
| V1H - local charging | 26% | 30% | 30% | 35% | 40% | 43% | 44% | 46% | 47% | 49% | 50% | 52% | 53% | 53%
| V2H - vehicle-to-home | 0% | 0% | 0% | 0% | 0% | 1% | 1% | 0% | 1% | 1% | 1% | 1% | 1% | 2%
| V1M - smart charging | 0.5% | 1% | 1% | 2% | 2% | 3% | 4% | 7% | 10% | 12% | 15% | 16% | 16% | 17%
V2M - vehicle-to-market | bar: 2023 to EVs [thousands] 2036
Constrained Transition | V0 - natural charging | 73.5% | 69% | 71% | 65% | 60% | 56% | 53% | 49% | 46% | 43% | 38% | 37% | 35% | 34%
| V1H - local charging | 26% | 30% | 28% | 34% | 39% | 42% | 45% | 47% | 48% | 49% | 51% | 51% | 52% | 54%
V2H - vehicle-to-home | bar: 2023 to EVs [thousands] 2036
| V1M - smart charging | 0.5% | 1% | 1% | 1% | 1% | 1% | 2% | 3% | 5% | 8% | 9% | 10% | 10% | 10%
V2M - vehicle-to-market | bar: 2023 to EVs [thousands] 2036
Prosumer Power | V0 - natural charging | 73.5% | 69% | 68% | 63% | 58% | 54% | 51% | 47% | 42% | 38% | 33% | 30% | 28% | 27%
| V1H - local charging | 26% | 30% | 30% | 35% | 40% | 42% | 44% | 46% | 47% | 49% | 50% | 52% | 53% | 54%
| V2H - vehicle-to-home | 0% | 0% | 0% | 0% | 0% | 1% | 0% | 0% | 1% | 1% | 1% | 1% | 2% | 1%
| V1M - smart charging | 0.5% | 1% | 1% | 2% | 2% | 3% | 4% | 7% | 10% | 12% | 15% | 16% | 17% | 17%
V2M - vehicle-to-market | bar: 2023 to EVs [thousands] 2036
Current commitments - High Flex sensitivity | V0 - natural charging | 73.5% | 69% | 67% | 61% | 55% | 49% | 45% | 40% | 35% | 30% | 25% | 22% | 19% | 17%
| V1H - local charging | 26% | 30% | 30% | 35% | 40% | 43% | 44% | 46% | 47% | 49% | 51% | 52% | 53% | 54%
V2H - vehicle-to-home | bar: 2023 to EVs [thousands] 2036
| V1M - smart charging | 0.5% | 1% | 3% | 4% | 5% | 8% | 10% | 13% | 16% | 20% | 22% | 24% | 26% | 27%
V2M - vehicle-to-market | bar: 2023 to EVs [thousands] 2036
Current commitments - Low Flex sensitivity | V0 - natural charging | 73.5% | 69% | 70% | 65% | 61% | 58% | 54% | 50% | 47% | 45% | 42% | 41% | 40% | 39%
| V1H - local charging | 26% | 30% | 29% | 34% | 38% | 42% | 44% | 47% | 48% | 48% | 50% | 51% | 52% | 54%
V2H - vehicle-to-home | bar: 2023 to EVs [thousands] 2036
| V1M - smart charging | 0.5% | 1% | 1% | 1% | 1% | 1% | 2% | 2% | 4% | 5% | 6% | 6% | 6% | 6%
V2M - vehicle-to-market | bar: 2023 to EVs [thousands] 2036
HP per operation mode
Counting only heating needs equivalent heat pumps
Secondary Air-air HP accounted for as 20% of an equivalent HP
*rounded to 10k units
HPs [thousands]
Absolute numbers (in equivalent units) |  |  | 2024 | 2025 | 2026 | 2027 | 2028 | 2029 | 2030 | 2031 | 2032 | 2033 | 2034 | 2035 | 2036
Current commitments | HP0 - natural heating | 490 | 550 | 570 | 600 | 640 | 680 | 710 | 740 | 760 | 780 | 800 | 830 | 890 | 950
| HP1H - local heating | 50 | 60 | 100 | 130 | 160 | 180 | 210 | 230 | 250 | 280 | 300 | 330 | 360 | 380
| HP1M - smart heating | 0 | 0 | 10 | 10 | 10 | 20 | 40 | 80 | 120 | 170 | 210 | 250 | 270 | 290
Constrained Transition | HP0 - natural heating | 490 | 550 | 570 | 610 | 640 | 680 | 710 | 740 | 770 | 800 | 830 | 860 | 920 | 980
| HP1H - local heating | 50 | 60 | 100 | 120 | 150 | 170 | 200 | 220 | 240 | 260 | 280 | 300 | 320 | 340
| HP1M - smart heating | 0 | 0 | 0 | 4.9 | 10 | 10 | 20 | 30 | 60 | 90 | 120 | 130 | 140 | 150
Prosumer Power | HP0 - natural heating | 490 | 550 | 570 | 600 | 650 | 690 | 750 | 830 | 910 | 1010 | 1120 | 1250 | 1410 | 1550
| HP1H - local heating | 50 | 60 | 100 | 130 | 160 | 200 | 230 | 270 | 320 | 370 | 430 | 490 | 560 | 610
| HP1M - smart heating | 0 | 0 | 10 | 20 | 40 | 60 | 100 | 140 | 200 | 250 | 310 | 360 | 400 | 440
Current commitments - High Flex sensitivity | HP0 - natural heating | 490 | 550 | 580 | 600 | 620 | 630 | 630 | 620 | 600 | 570 | 540 | 510 | 480 | 450
| HP1H - local heating | 50 | 60 | 90 | 120 | 150 | 190 | 220 | 260 | 310 | 360 | 420 | 490 | 560 | 640
| HP1M - smart heating | 0 | 0 | 10 | 20 | 40 | 70 | 110 | 160 | 220 | 290 | 350 | 410 | 470 | 530
Current commitments - Low Flex sensitivity | HP0 - natural heating | 490 | 550 | 600 | 650 | 710 | 760 | 820 | 880 | 930 | 980 | 1040 | 1110 | 1190 | 1270
| HP1H - local heating | 50 | 60 | 70 | 90 | 100 | 110 | 120 | 130 | 140 | 150 | 160 | 180 | 190 | 200
| HP1M - smart heating | 0 | 0 | 0 | 4.9 | 10 | 10 | 20 | 30 | 60 | 90 | 120 | 130 | 140 | 150
% of the fleet |  | 70: HPs [%]
Current commitments | HP0 - natural heating | 90.9% | 89.5% | 84% | 81% | 79% | 77% | 74% | 70% | 67% | 63% | 61% | 59% | 59% | 59%
| HP1H - local heating | 9% | 10% | 15% | 18% | 20% | 20% | 22% | 22% | 22% | 23% | 23% | 23% | 24% | 23%
| HP1M - smart heating | 0.1% | 0.5% | 1% | 1% | 1% | 2% | 4% | 8% | 11% | 14% | 16% | 18% | 18% | 18%
Constrained Transition | HP0 - natural heating | 90.9% | 89.5% | 85% | 83% | 80% | 79% | 76% | 75% | 72% | 70% | 67% | 67% | 67% | 67%
| HP1H - local heating | 9% | 10% | 15% | 16% | 19% | 20% | 22% | 22% | 22% | 23% | 23% | 23% | 23% | 23%
| HP1M - smart heating | 0.1% | 0.5% | 0% | 1% | 1% | 1% | 2% | 3% | 6% | 8% | 10% | 10% | 10% | 10%
Prosumer Power | HP0 - natural heating | 90.9% | 89.5% | 84% | 80% | 76% | 73% | 69% | 67% | 64% | 62% | 60% | 60% | 59% | 60%
| HP1H - local heating | 9% | 10% | 15% | 17% | 19% | 21% | 21% | 22% | 22% | 23% | 23% | 23% | 24% | 23%
| HP1M - smart heating | 0.1% | 0.5% | 1% | 3% | 5% | 6% | 9% | 11% | 14% | 15% | 17% | 17% | 17% | 17%
Current commitments - High Flex sensitivity | HP0 - natural heating | 90.9% | 89.5% | 85% | 81% | 77% | 71% | 66% | 60% | 53% | 47% | 41% | 36% | 32% | 28%
| HP1H - local heating | 9% | 10% | 13% | 16% | 19% | 21% | 23% | 25% | 27% | 30% | 32% | 35% | 37% | 40%
| HP1M - smart heating | 0.1% | 0.5% | 1% | 3% | 5% | 8% | 11% | 15% | 19% | 24% | 27% | 29% | 31% | 33%
Current commitments - Low Flex sensitivity | HP0 - natural heating | 90.9% | 89.5% | 90% | 87% | 87% | 86% | 85% | 85% | 82% | 80% | 79% | 78% | 78% | 78%
| HP1H - local heating | 9% | 10% | 10% | 12% | 12% | 13% | 13% | 13% | 12% | 12% | 12% | 13% | 13% | 12%
| HP1M - smart heating | 0.1% | 0.5% | 0% | 1% | 1% | 1% | 2% | 3% | 5% | 7% | 9% | 9% | 9% | 9%
BATTERIES per operation mode
*rounded to 1k units
Residential batteries [thousands]
Absolute numbers | Operation mode |  |  | 2025 | 2026 | 2027 | 2028 | 2029 | 2030 | 2031 | 2032 | 2033 | 2034 | 2035 | 2036
Current commitments | B2H - battery-to-home | 0 | 10.9218 | 136.0157 | 144.4127 | 147.5297 | 136.0776 | 98.0055 | 37.8327 | 0 | 0 | 0 | 0 | 0 | 0
| B2M - battery-to-market | 114.1918 | 125.6004 | 20.0906 | 30.2636 | 44.7046 | 72.7026 | 126.3085 | 201.0032 | 253.5018 | 268.3116 | 283.2653 | 298.363 | 313.6047 | 328.9904
Constrained Transition | B2H - battery-to-home | 2.68 | 10.9218 | 127.4477 | 131.9499 | 135.1844 | 132.1821 | 115.7079 | 84.5848 | 29.2512 | 0 | 0 | 0 | 0 | 0
| B2M - battery-to-market | 114.1918 | 125.6004 | 14.4766 | 15.765 | 18.7097 | 28.2795 | 51.7097 | 90.1772 | 153.2437 | 190.6163 | 199.1261 | 208.0244 | 217.3111 | 226.9863
Prosumer Power | B2H - battery-to-home | 2.68 | 10.9218 | 128.1516 | 121.2704 | 104.4183 | 56.9701 | 0 | 0 | 0 | 0 | 0 | 0 | 0 | 0
| B2M - battery-to-market | 114.1918 | 125.6004 | 34.5263 | 67.5456 | 110.6071 | 184.4231 | 268.0066 | 305.0501 | 344.5747 | 386.5804 | 431.0673 | 478.0352 | 527.4843 | 579.4144
Current commitments - High Flex sensitivity | B2H - battery-to-home | 2.68 | 10.9218 | 107.398 | 80.1694 | 43.287 | 0 | 0 | 0 | 0 | 0 | 0 | 0 | 0 | 0
| B2M - battery-to-market | 114.1918 | 125.6004 | 34.5263 | 67.5456 | 110.6071 | 160.4616 | 167.4175 | 174.762 | 182.4949 | 190.6163 | 199.1261 | 208.0244 | 217.3111 | 226.9863
Current commitments - Low Flex sensitivity | B2H - battery-to-home | 2.68 | 10.9218 | 127.4477 | 131.9499 | 135.1844 | 132.1821 | 115.7079 | 84.5848 | 29.2512 | 0 | 0 | 0 | 0 | 0
| B2M - battery-to-market | 114.1918 | 125.6004 | 14.4766 | 15.765 | 18.7097 | 28.2795 | 51.7097 | 90.1772 | 153.2437 | 190.6163 | 199.1261 | 208.0244 | 217.3111 | 226.9863
% of the fleet |  |  |  | Residential batteries [thousands] 2025: Residential batteries [%]
Current commitments | B2H - battery-to-home | 98% | 92% | 87% | 83% | 77% | 65% | 44% | 16% | 0% | 0% | 0% | 0% | 0% | 0%
| B2M - battery-to-market | 2.3% | 8% | 13% | 17% | 23% | 35% | 56% | 84% | 100% | 100% | 100% | 100% | 100% | 100%
Constrained Transition | B2H - battery-to-home | 98% | 92% | 90% | 89% | 88% | 82% | 69% | 48% | 16% | 0% | 0% | 0% | 0% | 0%
| B2M - battery-to-market | 2.3% | 8% | 10% | 11% | 12% | 18% | 31% | 52% | 84% | 100% | 100% | 100% | 100% | 100%
Prosumer Power | B2H - battery-to-home | 98% | 92% | 79% | 64% | 49% | 24% | 0% | 0% | 0% | 0% | 0% | 0% | 0% | 0%
| B2M - battery-to-market | 2.3% | 8% | 21% | 36% | 51% | 76% | 100% | 100% | 100% | 100% | 100% | 100% | 100% | 100%
Current commitments - High Flex sensitivity | B2H - battery-to-home | 98% | 92% | 76% | 54% | 28% | 0% | 0% | 0% | 0% | 0% | 0% | 0% | 0% | 0%
| B2M - battery-to-market | 2.3% | 8% | 24% | 46% | 72% | 100% | 100% | 100% | 100% | 100% | 100% | 100% | 100% | 100%
Current commitments - Low Flex sensitivity | B2H - battery-to-home | 98% | 92% | 90% | 89% | 88% | 82% | 69% | 48% | 16% | 0% | 0% | 0% | 0% | 0%
| B2M - battery-to-market | 2.3% | 8% | 10% | 11% | 12% | 18% | 31% | 52% | 84% | 100% | 100% | 100% | 100% | 100%
3.3.3 Profiles
This section give the hourly profile used for each asset, depending on its operating mode (natural, local flexibility or market flexibility). More info is available in appendix D for EV modelling
Concerning local flexibility profiles:
- Local flexibility profiles have been developped to minimise consumer bill. This considers the price of energy and the regional tariffs.
- The profiles are also built on solar production, as PV self-consumption could drive dispatch of the assets.
- As this means there could be different profiles for each day, for simplicity, illustrative profile for winter are presented here.
Note that the market flexibility profiles are output of the simulations (as described in the appendices of the study)
Profiles illustrated in the next sections are applicable across all scenarios.
3.3.3.1 Electric Vehicles (EV)
V0 - Natural charging
This profile assumes cars are charging as soon as they are plugged-in, whether at home, at work or at public charging stations.
Based on observations, Elia has developped work & public EV charging profile. These are based on metered data from 2023 and 2024, combined in different proportions, based on literature. More information on the measured data can be found in BOX 3-6 of the report.
These proportions evolve in the years following the penetration of private EV in the EV market.
Share of profiles
| 2025 | 2026 | 2027 | 2028 | 2029 | 2030 | 2031 | 2032 | 2033 | 2034 | 2035 | 2036
home | 53.1% | 54.6% | 56.2% | 57.7% | 59.2% | 60.8% | 62.3% | 63.8% | 65.4% | 66.9% | 68.5% | 70%
work | 27.7% | 26.5% | 25.4% | 24.2% | 23.1% | 21.9% | 20.8% | 19.6% | 18.5% | 17.3% | 16.2% | 15%
public | 19.2% | 18.8% | 18.5% | 18.1% | 17.7% | 17.3% | 16.9% | 16.5% | 16.2% | 15.8% | 15.4% | 15%
V0 - Natural charging
|  | home | work | Residential batteries [thousands] 2025: public; Residential batteries [thousands] 2026: aggregate - 2026; Residential batteries [thousands] 2027: aggregate - 2036
| 0 | 4.1% | 1.3% | Residential batteries [thousands] 2025: 2.2%; Residential batteries [thousands] 2026: 3%; Residential batteries [thousands] 2027: 3.4%
| 1 | 2.7% | 0.5% | Residential batteries [thousands] 2025: 1.2%; Residential batteries [thousands] 2026: 1.8%; Residential batteries [thousands] 2027: 2.1%
| 2 | 1.6% | 0.4% | Residential batteries [thousands] 2025: 1%; Residential batteries [thousands] 2026: 1.2%; Residential batteries [thousands] 2027: 1.3%
| 3 | 0.9% | 0.3% | Residential batteries [thousands] 2025: 0.8%; Residential batteries [thousands] 2026: 0.7%; Residential batteries [thousands] 2027: 0.8%
| 4 | 0.6% | 0.2% | Residential batteries [thousands] 2025: 0.8%; Residential batteries [thousands] 2026: 0.5%; Residential batteries [thousands] 2027: 0.6%
| 5 | 0.6% | 0.2% | Residential batteries [thousands] 2025: 0.9%; Residential batteries [thousands] 2026: 0.5%; Residential batteries [thousands] 2027: 0.6%
| 6 | 0.7% | 0.2% | Residential batteries [thousands] 2025: 0.9%; Residential batteries [thousands] 2026: 0.6%; Residential batteries [thousands] 2027: 0.7%
| 7 | 1.3% | 1.3% | Residential batteries [thousands] 2025: 1.8%; Residential batteries [thousands] 2026: 1.4%; Residential batteries [thousands] 2027: 1.4%
| 8 | 2.2% | 7.1% | Residential batteries [thousands] 2025: 5.3%; Residential batteries [thousands] 2026: 4.1%; Residential batteries [thousands] 2027: 3.4%
| 9 | 2.6% | 16.3% | Residential batteries [thousands] 2025: 8.9%; Residential batteries [thousands] 2026: 7.4%; Residential batteries [thousands] 2027: 5.6%
| 10 | 2.6% | 16% | Residential batteries [thousands] 2025: 9.3%; Residential batteries [thousands] 2026: 7.4%; Residential batteries [thousands] 2027: 5.6%
| 11 | 2.8% | 12.8% | Residential batteries [thousands] 2025: 7.9%; Residential batteries [thousands] 2026: 6.4%; Residential batteries [thousands] 2027: 5.1%
| 12 | 3% | 9.1% | Residential batteries [thousands] 2025: 7.3%; Residential batteries [thousands] 2026: 5.4%; Residential batteries [thousands] 2027: 4.6%
| 13 | 3% | 6.8% | Residential batteries [thousands] 2025: 6.4%; Residential batteries [thousands] 2026: 4.6%; Residential batteries [thousands] 2027: 4.1%
| 14 | 3.1% | 6.5% | Residential batteries [thousands] 2025: 6.6%; Residential batteries [thousands] 2026: 4.7%; Residential batteries [thousands] 2027: 4.1%
| 15 | 3.8% | 4.8% | Residential batteries [thousands] 2025: 6.6%; Residential batteries [thousands] 2026: 4.6%; Residential batteries [thousands] 2027: 4.4%
| 16 | 5.3% | 3.9% | Residential batteries [thousands] 2025: 6.1%; Residential batteries [thousands] 2026: 5.1%; Residential batteries [thousands] 2027: 5.2%
| 17 | 7.6% | 2.4% | Residential batteries [thousands] 2025: 5.1%; Residential batteries [thousands] 2026: 5.7%; Residential batteries [thousands] 2027: 6.4%
| 18 | 9.8% | 1.5% | Residential batteries [thousands] 2025: 3.7%; Residential batteries [thousands] 2026: 6.5%; Residential batteries [thousands] 2027: 7.6%
| 19 | 10.4% | 1.5% | Residential batteries [thousands] 2025: 3.3%; Residential batteries [thousands] 2026: 6.7%; Residential batteries [thousands] 2027: 8%
| 20 | 9.5% | 1.5% | Residential batteries [thousands] 2025: 3.2%; Residential batteries [thousands] 2026: 6.2%; Residential batteries [thousands] 2027: 7.3%
| 21 | 8.3% | 1.4% | Residential batteries [thousands] 2025: 3.2%; Residential batteries [thousands] 2026: 5.5%; Residential batteries [thousands] 2027: 6.5%
| 22 | 7.6% | 1.4% | Residential batteries [thousands] 2025: 3.9%; Residential batteries [thousands] 2026: 5.3%; Residential batteries [thousands] 2027: 6.1%
| 23 | 6.1% | 1.4% | Residential batteries [thousands] 2025: 2.9%; Residential batteries [thousands] 2026: 4.2%; Residential batteries [thousands] 2027: 4.9%
V1H, V2H - local flexibility
V1H represents a local profile for smart charging. This means charging of an EV incentivised by regional tariff or PV self-consumption
V2H (or Vehicle-to-home) is similar but has the possibility to inject power to reduce local houseload
|  | Home |  | Residential batteries [thousands] 2031: Work
|  | Capacity Tariff |  | Residential batteries [thousands] 2027: Time of Use; Residential batteries [thousands] 2031: both
| Sunny or cloudy? | Sunny |  | Residential batteries [thousands] 2025: Cloudy; Residential batteries [thousands] 2027: Sunny; Residential batteries [thousands] 2029: Cloudy; Residential batteries [thousands] 2031: both
| With or without PV? | With PV | Without PV | Residential batteries [thousands] 2025: With PV; Residential batteries [thousands] 2026: Without PV; Residential batteries [thousands] 2027: With PV; Residential batteries [thousands] 2028: Without PV; Residential batteries [thousands] 2029: With PV; Residential batteries [thousands] 2030: Without PV; Residential batteries [thousands] 2031: With PV
| 0 | 4.3% | 5.5% | Residential batteries [thousands] 2025: 4.3%; Residential batteries [thousands] 2026: 5.5%; Residential batteries [thousands] 2027: 4.3%; Residential batteries [thousands] 2028: 5.5%; Residential batteries [thousands] 2029: 4.3%; Residential batteries [thousands] 2030: 5.5%; Residential batteries [thousands] 2031: 1.03%
| 1 | 4.9% | 6.2% | Residential batteries [thousands] 2025: 4.9%; Residential batteries [thousands] 2026: 6.2%; Residential batteries [thousands] 2027: 4.9%; Residential batteries [thousands] 2028: 6.2%; Residential batteries [thousands] 2029: 4.9%; Residential batteries [thousands] 2030: 6.2%; Residential batteries [thousands] 2031: 0%
| 2 | 5.4% | 6.8% | Residential batteries [thousands] 2025: 5.4%; Residential batteries [thousands] 2026: 6.8%; Residential batteries [thousands] 2027: 5.4%; Residential batteries [thousands] 2028: 6.8%; Residential batteries [thousands] 2029: 5.4%; Residential batteries [thousands] 2030: 6.8%; Residential batteries [thousands] 2031: 0%
| 3 | 5.7% | 7.1% | Residential batteries [thousands] 2025: 5.7%; Residential batteries [thousands] 2026: 7.1%; Residential batteries [thousands] 2027: 5.7%; Residential batteries [thousands] 2028: 7.1%; Residential batteries [thousands] 2029: 5.7%; Residential batteries [thousands] 2030: 7.1%; Residential batteries [thousands] 2031: 0%
| 4 | 5.6% | 7.1% | Residential batteries [thousands] 2025: 5.6%; Residential batteries [thousands] 2026: 7.1%; Residential batteries [thousands] 2027: 5.6%; Residential batteries [thousands] 2028: 7.1%; Residential batteries [thousands] 2029: 5.6%; Residential batteries [thousands] 2030: 7.1%; Residential batteries [thousands] 2031: 0%
| 5 | 5.2% | 6.5% | Residential batteries [thousands] 2025: 5.2%; Residential batteries [thousands] 2026: 6.5%; Residential batteries [thousands] 2027: 5.2%; Residential batteries [thousands] 2028: 6.5%; Residential batteries [thousands] 2029: 5.2%; Residential batteries [thousands] 2030: 6.5%; Residential batteries [thousands] 2031: 0%
| 6 | 4.4% | 5.5% | Residential batteries [thousands] 2025: 4.4%; Residential batteries [thousands] 2026: 5.5%; Residential batteries [thousands] 2027: 4.4%; Residential batteries [thousands] 2028: 5.5%; Residential batteries [thousands] 2029: 4.4%; Residential batteries [thousands] 2030: 5.5%; Residential batteries [thousands] 2031: 0%
| 7 | 3.5% | 4.4% | Residential batteries [thousands] 2025: 3.5%; Residential batteries [thousands] 2026: 4.4%; Residential batteries [thousands] 2027: 3.5%; Residential batteries [thousands] 2028: 4.4%; Residential batteries [thousands] 2029: 3.5%; Residential batteries [thousands] 2030: 4.4%; Residential batteries [thousands] 2031: 1%
| 8 | 3% | 3.5% | Residential batteries [thousands] 2025: 3%; Residential batteries [thousands] 2026: 3.5%; Residential batteries [thousands] 2027: 3%; Residential batteries [thousands] 2028: 3.5%; Residential batteries [thousands] 2029: 3%; Residential batteries [thousands] 2030: 3.5%; Residential batteries [thousands] 2031: 5.29%
| 9 | 3.4% | 3.1% | Residential batteries [thousands] 2025: 3.4%; Residential batteries [thousands] 2026: 3.1%; Residential batteries [thousands] 2027: 3.4%; Residential batteries [thousands] 2028: 3.1%; Residential batteries [thousands] 2029: 3.4%; Residential batteries [thousands] 2030: 3.1%; Residential batteries [thousands] 2031: 8.66%
| 10 | 4.3% | 2.8% | Residential batteries [thousands] 2025: 4.3%; Residential batteries [thousands] 2026: 2.8%; Residential batteries [thousands] 2027: 4.3%; Residential batteries [thousands] 2028: 2.8%; Residential batteries [thousands] 2029: 4.3%; Residential batteries [thousands] 2030: 2.8%; Residential batteries [thousands] 2031: 10.1%
| 11 | 5.3% | 2.5% | Residential batteries [thousands] 2025: 5.3%; Residential batteries [thousands] 2026: 2.5%; Residential batteries [thousands] 2027: 5.3%; Residential batteries [thousands] 2028: 2.5%; Residential batteries [thousands] 2029: 5.3%; Residential batteries [thousands] 2030: 2.5%; Residential batteries [thousands] 2031: 10.61%
| 12 | 5.9% | 2.4% | Residential batteries [thousands] 2025: 5.9%; Residential batteries [thousands] 2026: 2.4%; Residential batteries [thousands] 2027: 5.9%; Residential batteries [thousands] 2028: 2.4%; Residential batteries [thousands] 2029: 5.9%; Residential batteries [thousands] 2030: 2.4%; Residential batteries [thousands] 2031: 10.53%
| 13 | 6% | 2.4% | Residential batteries [thousands] 2025: 6%; Residential batteries [thousands] 2026: 2.4%; Residential batteries [thousands] 2027: 6%; Residential batteries [thousands] 2028: 2.4%; Residential batteries [thousands] 2029: 6%; Residential batteries [thousands] 2030: 2.4%; Residential batteries [thousands] 2031: 10.48%
| 14 | 5.2% | 2.6% | Residential batteries [thousands] 2025: 5.2%; Residential batteries [thousands] 2026: 2.6%; Residential batteries [thousands] 2027: 5.2%; Residential batteries [thousands] 2028: 2.6%; Residential batteries [thousands] 2029: 5.2%; Residential batteries [thousands] 2030: 2.6%; Residential batteries [thousands] 2031: 10.37%
| 15 | 4.1% | 2.9% | Residential batteries [thousands] 2025: 4.1%; Residential batteries [thousands] 2026: 2.9%; Residential batteries [thousands] 2027: 4.1%; Residential batteries [thousands] 2028: 2.9%; Residential batteries [thousands] 2029: 4.1%; Residential batteries [thousands] 2030: 2.9%; Residential batteries [thousands] 2031: 9.37%
| 16 | 3.1% | 3% | Residential batteries [thousands] 2025: 3.1%; Residential batteries [thousands] 2026: 3%; Residential batteries [thousands] 2027: 3.1%; Residential batteries [thousands] 2028: 3%; Residential batteries [thousands] 2029: 3.1%; Residential batteries [thousands] 2030: 3%; Residential batteries [thousands] 2031: 8.06%
| 17 | 2.5% | 3% | Residential batteries [thousands] 2025: 2.5%; Residential batteries [thousands] 2026: 3%; Residential batteries [thousands] 2027: 2.5%; Residential batteries [thousands] 2028: 3%; Residential batteries [thousands] 2029: 2.5%; Residential batteries [thousands] 2030: 3%; Residential batteries [thousands] 2031: 6.25%
| 18 | 2.4% | 3% | Residential batteries [thousands] 2025: 2.4%; Residential batteries [thousands] 2026: 3%; Residential batteries [thousands] 2027: 2.4%; Residential batteries [thousands] 2028: 3%; Residential batteries [thousands] 2029: 2.4%; Residential batteries [thousands] 2030: 3%; Residential batteries [thousands] 2031: 2.09%
| 19 | 2.6% | 3.2% | Residential batteries [thousands] 2025: 2.6%; Residential batteries [thousands] 2026: 3.2%; Residential batteries [thousands] 2027: 2.6%; Residential batteries [thousands] 2028: 3.2%; Residential batteries [thousands] 2029: 2.6%; Residential batteries [thousands] 2030: 3.2%; Residential batteries [thousands] 2031: 2.07%
| 20 | 2.9% | 3.6% | Residential batteries [thousands] 2025: 2.9%; Residential batteries [thousands] 2026: 3.6%; Residential batteries [thousands] 2027: 2.9%; Residential batteries [thousands] 2028: 3.6%; Residential batteries [thousands] 2029: 2.9%; Residential batteries [thousands] 2030: 3.6%; Residential batteries [thousands] 2031: 1.03%
| 21 | 3.2% | 4% | Residential batteries [thousands] 2025: 3.2%; Residential batteries [thousands] 2026: 4%; Residential batteries [thousands] 2027: 3.2%; Residential batteries [thousands] 2028: 4%; Residential batteries [thousands] 2029: 3.2%; Residential batteries [thousands] 2030: 4%; Residential batteries [thousands] 2031: 1.03%
| 22 | 3.4% | 4.3% | Residential batteries [thousands] 2025: 3.4%; Residential batteries [thousands] 2026: 4.3%; Residential batteries [thousands] 2027: 3.4%; Residential batteries [thousands] 2028: 4.3%; Residential batteries [thousands] 2029: 3.4%; Residential batteries [thousands] 2030: 4.3%; Residential batteries [thousands] 2031: 1.02%
| 23 | 3.9% | 4.9% | Residential batteries [thousands] 2025: 3.9%; Residential batteries [thousands] 2026: 4.9%; Residential batteries [thousands] 2027: 3.9%; Residential batteries [thousands] 2028: 4.9%; Residential batteries [thousands] 2029: 3.9%; Residential batteries [thousands] 2030: 4.9%; Residential batteries [thousands] 2031: 1.03%
3.3.3.2 Heat Pumps (HP)
HP0 - Natural heating
This profile is based on metered data of heating consumption
HP0 - natural heating
2026-36
| 0 | 2.1%
| 1 | 2.3%
| 2 | 2.6%
| 3 | 3.1%
| 4 | 3.7%
| 5 | 4.7%
| 6 | 5.7%
| 7 | 5.9%
| 8 | 5.1%
| 9 | 4%
| 10 | 3.5%
| 11 | 3.4%
| 12 | 3.5%
| 13 | 3.6%
| 14 | 3.9%
| 15 | 4.7%
| 16 | 5.5%
| 17 | 5.8%
| 18 | 5.7%
| 19 | 5.6%
| 20 | 5.3%
| 21 | 4.5%
| 22 | 3.4%
| 23 | 2.4%
HP1H - local flexibility
HP1H represents a local profile for smart charging. This means charging of a HP incentivised by regional tariff or PV self-consumption
It is assumed that 10% of daily neergy needs can be shifted at other time of the day
HP1H
|  | Capacity Tariff |  | Residential batteries [thousands] 2025: Time of Use
|  | With PV | Without PV | Residential batteries [thousands] 2025: With PV; Residential batteries [thousands] 2026: Without PV
| 0 | 3.04% | 3.66% | Residential batteries [thousands] 2025: 2.84%; Residential batteries [thousands] 2026: 2.95%
| 1 | 3.17% | 3.78% | Residential batteries [thousands] 2025: 3.03%; Residential batteries [thousands] 2026: 3.26%
| 2 | 3.44% | 4.05% | Residential batteries [thousands] 2025: 3.4%; Residential batteries [thousands] 2026: 3.7%
| 3 | 3.81% | 4.42% | Residential batteries [thousands] 2025: 3.85%; Residential batteries [thousands] 2026: 4.19%
| 4 | 4.3% | 4.83% | Residential batteries [thousands] 2025: 4.42%; Residential batteries [thousands] 2026: 4.76%
| 5 | 4.7% | 5.12% | Residential batteries [thousands] 2025: 5.03%; Residential batteries [thousands] 2026: 5.34%
| 6 | 4.85% | 5.13% | Residential batteries [thousands] 2025: 5.47%; Residential batteries [thousands] 2026: 5.7%
| 7 | 4.76% | 4.9% | Residential batteries [thousands] 2025: 5.49%; Residential batteries [thousands] 2026: 5.59%
| 8 | 4.64% | 4.62% | Residential batteries [thousands] 2025: 5.18%; Residential batteries [thousands] 2026: 5.16%
| 9 | 4.65% | 4.41% | Residential batteries [thousands] 2025: 4.9%; Residential batteries [thousands] 2026: 4.74%
| 10 | 4.86% | 4.27% | Residential batteries [thousands] 2025: 4.89%; Residential batteries [thousands] 2026: 4.58%
| 11 | 5.08% | 4.19% | Residential batteries [thousands] 2025: 5.12%; Residential batteries [thousands] 2026: 4.66%
| 12 | 5.26% | 4.2% | Residential batteries [thousands] 2025: 5.31%; Residential batteries [thousands] 2026: 4.77%
| 13 | 5.25% | 4.29% | Residential batteries [thousands] 2025: 5.36%; Residential batteries [thousands] 2026: 4.9%
| 14 | 5.13% | 4.39% | Residential batteries [thousands] 2025: 5.33%; Residential batteries [thousands] 2026: 5.08%
| 15 | 4.94% | 4.37% | Residential batteries [thousands] 2025: 5.07%; Residential batteries [thousands] 2026: 5.05%
| 16 | 4.5% | 4.13% | Residential batteries [thousands] 2025: 4.58%; Residential batteries [thousands] 2026: 4.68%
| 17 | 3.87% | 3.73% | Residential batteries [thousands] 2025: 3.79%; Residential batteries [thousands] 2026: 3.88%
| 18 | 3.3% | 3.4% | Residential batteries [thousands] 2025: 3.23%; Residential batteries [thousands] 2026: 3.26%
| 19 | 3.11% | 3.35% | Residential batteries [thousands] 2025: 2.83%; Residential batteries [thousands] 2026: 2.83%
| 20 | 3.3% | 3.55% | Residential batteries [thousands] 2025: 2.75%; Residential batteries [thousands] 2026: 2.75%
| 21 | 3.45% | 3.74% | Residential batteries [thousands] 2025: 2.67%; Residential batteries [thousands] 2026: 2.67%
| 22 | 3.38% | 3.79% | Residential batteries [thousands] 2025: 2.74%; Residential batteries [thousands] 2026: 2.74%
| 23 | 3.21% | 3.69% | Residential batteries [thousands] 2025: 2.73%; Residential batteries [thousands] 2026: 2.77%
3.3.3.3 Residential Batteries
B2H - Batteries-to-home
B2H represents a smart dispatch of a battery based on regional tariff or PV self-consumption
B2H
|  | Capacity Tariff | Time of Use
|  | With PV | With PV
| 0 | -1.21% | -3.64%
| 1 | -0.95% | 0.41%
| 2 | -0.78% | 1.91%
| 3 | -0.7% | 2.64%
| 4 | -0.69% | 2.64%
| 5 | -0.76% | 1.94%
| 6 | -0.88% | 0.59%
| 7 | -0.84% | -1.19%
| 8 | -0.27% | -1.72%
| 9 | 0.96% | -0.47%
| 10 | 2.52% | 2.24%
| 11 | 3.89% | 5.12%
| 12 | 4.63% | 6.86%
| 13 | 4.61% | 7.28%
| 14 | 3.71% | 6.49%
| 15 | 2.21% | 4.45%
| 16 | 0.43% | 1.52%
| 17 | -1.05% | -1.92%
| 18 | -1.91% | -4.2%
| 19 | -2.16% | -5.22%
| 20 | -2.03% | -5.17%
| 21 | -1.88% | -4.95%
| 22 | -1.71% | -4.66%
| 23 | -1.48% | -3.64%
3.3.4 Availability of EVs (i.e. connection to a charger)
An electric vehicle can deliver flexibility only when connected to a charger
Based on 2023 and 2024 metered data, and the Adeqflex'23 parameters, these availability profiles were developed. They account for home charging as well as work charging
No flexibility is assumed from public charging
This parameter is the basis of the power constraint for market flexibility of electric vehicles (V1M and V2M)
EV availability (for V1M & V2M)
|  | aggregate - 2026 | aggregate - 2036
| 0 | 40.3% | 47.6%
| 1 | 40.3% | 47.6%
| 2 | 40.2% | 47.5%
| 3 | 40.1% | 47.3%
| 4 | 39.7% | 46.9%
| 5 | 38.6% | 45.5%
| 6 | 35% | 40.9%
| 7 | 29.5% | 33.6%
| 8 | 26.6% | 28.5%
| 9 | 25.5% | 24.5%
| 10 | 23.5% | 21.5%
| 11 | 21.6% | 19.2%
| 12 | 20.6% | 18.2%
| 13 | 20.2% | 18%
| 14 | 21.4% | 19.6%
| 15 | 23.3% | 22.2%
| 16 | 26.4% | 26.6%
| 17 | 28.5% | 30.9%
| 18 | 30.1% | 34.8%
| 19 | 33.5% | 39.6%
| 20 | 36.1% | 42.9%
| 21 | 37.9% | 45%
| 22 | 38.9% | 46.2%
| 23 | 39.4% | 46.7%
CC: CURRENT COMMITMENTS & AMBITIONS SCENARIO
CT: CONSTRAINED TRANSITION SCENARIO
PP: PROSUMER POWER SCENARIO

## 4.1. Fuel and CO2 prices
4.1. Fuel and CO2 prices
This section concerns assumptions on fuel and CO2 prices. For more information on the methodology and assumptions, please refer to the online published study report.
Fuel and CO2 prices per year
The methodology applied to establish the prices between 2026 & 2036 is the following: - Average for the year 2024 has been established based on historical data (see the relevant source) - For all commodities, forward prices from contract were taken for the available years before 2028 included on the 26/02/2025 (see the relevant source) - For the rest of the data, an interpolation was carried out between last computed price & the price forecasted by the WEO2024 in 2030, and between 2030. The scenario chosen is "Announced Pledges". - After 2030, values are interpolated between the WEO2024 forecast of 2030 & 2040 for fuel commodities. For CO2 prices, values are available for 2030, 2035 and 2040. - All prices are expressed in EUR24
Price in [€2024] | Years | [12 empty] | Sources |  |  | AREA | Comments
| 2024 | 2025 | 2026 | 2027 | 2028 | 2029 | 2030 | 2031 | 2032 | 2033 | 2034 | 2035 | 2036 | Historical average | Forward | Long term |  | Historical average (2024) | Forward (up to 2025) | Long term (until 2035)
Gas TTF [€/MWh] | 32.8242 | 35.2 | 29.6 | 26.2 | 22.8 | 19.4 | 19.1 | 18.9 | 18.6 | 18.4 | 18.1 | 17.8 | 17.6 | Dutch TTF Natural Gas Futures Historical Prices - Investing.com | Futures (eex.com) | World Energy Outlook 2024 – Analysis - IEA | EU |  | Consulted on the 26/02/2025 | Announced Pledges scenario taken from WEO
Coal ARA [€/MWh] | 14.5529 | 12.2 | 11.3 | 10.4 | 9.5 | 8.7 | 8.5 | 8.4 | 8.2 | 8 | 7.9 | 7.7 | 7.5 | Coal (API2) CIF ARA (ARGUS-McCloskey) Futures Quotes - CME Group | Coal (API2) CIF ARA (ARGUS-McCloskey) Futures Quotes - CME Group | World Energy Outlook 2024 – Analysis - IEA | EU |  | Consulted on the 26/02/2025 | Announced Pledges scenario taken from WEO
Oil [€/MWh] | 44.5291 | 37.4 | 36.7 | 38.5 | 40.3 | 42 | 41.5 | 40.9 | 40.4 | 39.9 | 39.4 | 38.8 | 38.3 | Crude Oil Overview - CME Group | Crude Oil Futures Quotes - CME Group | World Energy Outlook 2024 – Analysis - IEA | EU |  | Consulted on the 26/02/2025 | Announced Pledges scenario taken from WEO
CO2 EUA [€/tCO2] | 65.875 | 73.1 | 75.2 | 92.8 | 110.4 | 128.1 | 132.9 | 137.6 | 142.4 | 147.1 | 151.9 | 154.7 | 157.6 | EU Carbon Permits - Price - Chart - Historical Data - News (tradingeconomics.com) | Futures (eex.com) | World Energy Outlook 2024 – Analysis - IEA | EU |  | Consulted on the 26/02/2025 | Announced Pledges scenario taken from WEO
Legend: |  | Methodology:
Historical average
Forward prices |  |  | Historical average (for the year 2024)
WEO prices
Interpolation to WEO prices
Prices defined by forward contracts, as displayed on relevant source, consulted in February (26/02).
Interpolation between last forward price known & long-term price defined in WEO2024 for 2030 and 2040.
1
2
3
Add historical data? yearly avg? Would be interesting for stakeholders

## 4.2. Investment costs
4.2. Investment costs
This section gives an overview of assumptions related to fixed costs used in the EVA
The following tables present cost assumptions, and related sources, for FOM and CAPEX as well as the WACC and Hurdle Premium delivered by the Boudt study
All costs are adjusted for inflation compared to the public consultation and are here shown in € 'end of 2024'.
| 2022 | 2023 | 2024* | Source
General Inflation | 10.35% | 1.01% | 1.03% | Consumer Price Index - Inflation forecasts [03/06/2025] ¦ Federal Planning Bureau | *10/2023-10/2024
4.2.1 Investment costs and parameters for the different technologies
Technologies part of the structural block |  | Applies to | CAPEX [€/kW] |  | FOM [€/kW/years] | Construction period [years] | Investment economic lifetime [years] | Energy only market hurdle (real WACC + premium)
|  |  | 2025-2030 | 2031-2036 | 2025-2036 | 2025-2036 | 2025-2036 | 2025-2036
Existing (assumed no extension costs) | CCGT | Existing units <25 years | - |  | 37 | - | - | 7.2%
| OCGT |  | - |  | 28 | - | - | 7.2%
| CHP | All existing capacity | - |  | 35 | - | - | 7.2%
| Turbojets | All existing capacity | - |  | 36 | - | - | 7.2%
| Demand response | All existing capacity | - |  | 12 | - | - | Not considered
| Pumped Storage | All existing capacity | - |  | 31 | - | - | Not considered
Existing (assuming extension costs needed) | CCGT | Existing units >25 years | 120 (+) |  | 32 | <1 | 15 | 8.8%
| OCGT |  | 100 (+) |  | 30 | <1 | 15 | 8.8%
New | CCGT | >800 MW | 870 (+) |  | 32 | 3 | 20 | 9.8%
|  | 400 < 800 MW | 1050 (+) |  | 32 | 3 | 20 | 9.8%
|  | < 400 MW | 1300 (+) |  | 32 | 3 | 20 | 9.8%
|  | H2 fueled >800W | - | 1160 (+) | 39 | 3 | 20 | 9.8%
| OCGT | >100 MW | 680 (+) |  | 30 | 2 | 20 | 10.8%
|  | <100 MW | 1240 (+) |  | 30 | 2 | 20 | 10.8%
|  | H2 fueled >100W | - | 930 (+) | 34 | 2 | 20 | 10.8%
| CHP | New capacity < 100 MW | 1240 (+) |  | 36 | 2 | 20 | 9.8%
| Demand response | New capacity 0 < 300 MW | All cost included in FOM |  | 26 | <1 | 1 | 7.8%
|  | New capacity 300 < 600 MW |  |  | 52 | <1 | 1 | 7.8%
|  | New capacity 600 < 900 MW |  |  | 78 | <1 | 1 | 7.8%
|  | New capacity 900 < 1200 MW |  |  | 105 | <1 | 1 | 7.8%
| Batteries/Storage | Large scale batteries (1h) | 330 (-) | 330 (-) | 27 | 1 | 15 | 7.8%
|  | Large scale batteries (2h) | 560 (-) | 520 (-) | 27 | 1 | 15 | 7.8%
|  | Large scale batteries (4h) | 1040 (-) | 940 (-) | 27 | 1 | 15 | 7.8%
| Pumped Storage new unit | New unit | 2300 | 2300 | 20 | 4 | 25 | Not considered
Renewables
New | Wind onshore | New | 1330 | 1250 | 32 | 1 | 15 | 7.2%
| Wind offshore | New | 2300 | 2170 | 62 | 3 | 20 | 7.2%
| Utility Scale PV | New | 670 | 630 | 13 | 1 | 15 | 7.2%
| Biomass | New | 3030 | 2950 | 98 | 3 | 20 | Not considered
(+) A sensitivity with 20% increase in costs is performed. (-) A sensitivity with 20% decrease in costs is performed.
4.2.2 Sources used for fixed costs and other economics assumptions
Gas fired
CRM | 2024 | Document de consultation publique [CRE-1]
Elia | 2023 | Adequacy and Flexibility study for Belgium (2024-2034) [ELI-18]
ENTRAS | 2024 | Update on Cost of Capacity study [ELI-15]
NREL | 2024 | Annual technology Baseline [NRE-2]
Lazard | 2024 | 2024 Levelized Cost Of Energy [LAZ-1]
EIA | 2024 | Capital Cost and Performance Characteristics for Utility-Scale Electric Power Generating Technologies [EIA-1]
Gas Turbine World | 2024 | Gas Turbine World Handbook 2024 [GTW-1]
Battery storage
NREL | 2024 | Annual technology Baseline [NRE-2]
EIA | 2024 | Capital Cost and Performance Characteristics for Utility-Scale Electric Power Generating Technologies [EIA-1]
Elia | 2023 | Adequacy and Flexibility study for Belgium (2024-2034) [ELI-18]
RTE | 2024 | Bilan prévisionnel 2023 [RTE-3]
Pumped storage
NREL | 2023 | 2023 Electricity ATB Technologies and Data Overview [NRE-3]
Elia | 2023 | Adequacy and Flexibility study for Belgium (2024-2034) [ELI-18]
Wind, solar, biomass
NREL | 2023 | 2023 Electricity ATB Technologies and Data Overview [NRE-3]
EC | 2021 | EU Reference Scenario 2020 [EUC-15]
RTE | 2024 | Bilan prévisionnel 2023 [RTE-3]
IEA | 2020 | Projected Costs of Generating Electricity 2020 [IEA-8]
EnergyVille | 2023 | PATHS 2050 - Scenarios towards a carbon-neutral Belgium by 2050 [EVI-3]
Lazard | 2023 | 2023 Levelized Cost Of Energy+ [LAZ-2]
IEA (World Energy Outlook) | 2023 | Renewable Power Generation Costs in 2022 [IEA-9]
Demand Side Response
CRE | 2021 | Study on the functioning and price evolution of the Belgian wholesale electricity market [CRE-2]
Compass Lexecon | 2017 | Assessment on the impact of the Polish capacity mechanism on electricity markets [PLC-1]

## 4.3. Outages
4.3. Outages
This section concerns assumptions on outages. For more information on the methodology and assumptions, please refer to the online published study report.
4.3.1. Forced outage rates
Details around the calculation method can be found in the report and in appendix C.
Category | Number of FO per year | Average FO rate [%] | Average duration of FO rate [hours]
Nuclear | 1.2 | 10%* | 576 hours [around 24 days]
CCGT | 9.4 | 6.7% | 117 hours [ around 5 days]
OCGT | 3.3 | 8.1% | 217 hours [around 9 days]
TJ | 3.4 | 10.1% | 126 hours [around 5 days]
CHP, waste, biomass | 3 | 6.2% | 120 hours [around 5 days]
Pumped Storage | 7 | 7.2% | 177 hours [around 7 days]
Batteries | / | 2%
DC links | 1.8 | 6.1% | 212 hours [around 9 days]
*Nuclear FO rate of 10% as agreed with stakeholders during the public consultation of the CRM scenarios 2024
*Batteries FO rateis considered in the models by applying a derating factor on the installed capacity
4.3.2. Planned outages
The latest public information (REMIT) regarding the planned outages will be used
For years were no data are available in REMIT, the data from ENTSO-E will be used : https://eepublicdownloads.blob.core.windows.net/public-cdn-container/clean-documents/sdc-documents/ERAA/ERAA_2024/Common%20data.zip

## 4.4. Flex. charact.
4.4. Flexibility characteristics
This section concerns assumptions on short-term flexibility. For more information on the methodology and assumptions, please refer to the online published study report.
| Parameters | [8 empty] | Maximum upward flexibility |  |  | Maximim downward flexibility |  |  | Energy Limit | Clarification, justifications and remarks
Parameter | Minimum up time | Minimum down time | Hot start up time | Warm start up time | Cold start up time | Transition time from "hot" to "warm" | Transition time from "warm" to "cold" | Min Stable power | Ramp Rate | Ramping flexibility limit | Fast flexibility limit | Slow flexibility limit | Ramping flexibility limit | Fast flexibility limit | Slow flexibility limit
Definition | Duration that a unit needs to remain in "on" status after the start of an activation | Duration that a unit needs to remain in "off" status after the end of an activation | Duration between the activation signal and attaining minimum stable power in "hot", "warm" or "cold" conditions |  |  | Duration that a unit goes from "hot" to "warm" status after the end of an activation | Duration that a unit goes from "warm" to "cold" status after the end of an activation | Minimum power output level when in "on" status | Minimum power variation in a time period | Maximum share of the installed capacity which can participate in the categories upward ramping, fast and slow flex (without accounting other constraints, e.g. ramp rate) |  |  | Maximum share of the installed capacity which can participate in the categories downward ramping, fast and slow flex (without accounting other constraints, e.g. ramp rate) |  |  | expressed in number of hours during which the plant can product at its maximum capacity
Unit | hours | hours | hours | hours | hours | hours | hours | % Pmax | %Pmax/min | %Pmax | %Pmax | %Pmax | %Pmax | %Pmax | %Pmax | hours
Nuclear
Interconnections (AC & DC) | [9 empty] | ATC import -Pnom import |  |  | ATC export - Pnom export |  |  |  | Cross-border flexibility is constrained by the remaining import / export capacity after the day-ahead schedules. Additional constraints are implemented following :
*the availability of the cross-border energy service, particularly during high (> 300 €/MWh - reduced upward flexibility) / low price (< 0 €/MWh - reduced downward flexibility) periods
*constraints on balancing market liquidity on European balancing market platforms on aFRR and mFRR
*Ramping : 250 MW / 350 MW (= reserve sharing limits)
*Fast : 250 MW / 350 MW (= reserve sharing limits)
Renewable Generation
Wind offshore | [8 empty] | 100% |  |  |  | 65%Pnom | 65% Pnom | 65% Pom |  | Based on literature [1] and constrained based on day-ahead forecast errors (99th percentile of observed forecast errors).
Ramping flexibility limited to 400 MW and 925 MW of the installed offshore fleet (based on an installed capacity of 4.4 GW ) based on input stakeholders. This equals a share of 18% of current installed capacity ; and 21% of installed capacity (through the Princess Elisabeth Zone)
Wind onshore (only share CIPU) | [8 empty] | 100% |  |  |  |  | 90% Pnom | 90% Pnom |  | Based on literature [1] and further constrained based on day-ahead forecast errors (99th percentile of observed forecast errors).
Solar (only share CIPU) | [8 empty] | 100% |  |  |  |  | 90% Pnom | 90% Pnom |  | Based on analysis of day-ahead forecast errors (99th percentile of observed forecast errors).
Run-of-River Hydro
Biofuel (only share CIPU) | 8h | 8h | 3h | 5h | 7h | 12h | 72h | 40% | 3% |  |  |  | Pnom-Pmin (0% when "off") | Pnom-Pmin (0% when "off") | Pnom-Pmin (0% when "off") |  | Based on literature [2] and CHP recent steam turbine values
CCGT
new | 2h | 2h | 1h | 1.5h | 2h | 8h | 48h | 30% | 11% | Pmax-Pnom (0% when "off") | Pmax-Pnom (0% when "off") | Pmax-Pnom (100% when "off") | Pnom-Pmin (0% when "off") | Pnom-Pmin (0% when "off") | Pnom-Pmin (0% when "off") |  | Based on literature [3] and [4]
(to be commissioned)
recent | 3h | 3h | 1.5h | 2h | 3h | 8h | 48h | 40% | 6% | Pmax-Pnom (0% when "off") | Pmax-Pnom (0% when "off") | Pmax-Pnom (100% when "off") | Pnom-Pmin (0% when "off") | Pnom-Pmin (0% when "off") | Pnom-Pmin (0% when "off")
(commissioned after 2000)
old | 3h | 3h | 1.5h | 2,5h | 4h | 8h | 48h | 45% | 3% | Pmax-Pnom (0% when "off") | Pmax-Pnom (0% when "off") | Pmax-Pnom (100% when "off") | Pnom-Pmin (0% when "off") | Pnom-Pmin (0% when "off") | Pnom-Pmin (0% when "off")
(commissioned before 2000)
OCGT
new | 1h | 1h | 0.16h | 0.16h | 0.16h | 2h | 3h | 20% | 15% | Pmax-Pnom (0% when "off") | Pmax-Pnom (100% when "off") | Pmax-Pnom (100% when "off") | Pnom-Pmin (0% when "off") | Pnom-Pmin (0% when "off") | Pnom-Pmin (0% when "off") |  | Based on literature [3] and [4]
existing | 1h | 1h | 0.16h | 0.16h | 0.16h | 2h | 3h | 30% | 12% | Pmax-Pnom (0% when "off") | Pmax-Pnom (100% when "off") | Pmax-Pnom (100% when "off") | Pnom-Pmin (0% when "off") | Pnom-Pmin (0% when "off") | Pnom-Pmin (0% when "off")
CHP
CHP (GAS TURBINE) | 4h | 4h | 1h | 1h | 4h | 2 h | 3 h | 50% | 10% | Pmax-Pnom | Pmax-Pnom | Pmax-Pnom | Pnom-Pmin | Pnom-Pmin | Pnom-Pmin | 8 hours | Based on literature [3] and CHP recent steam turbine values (+ [5] for energy limit) + input COGEN
CHP (CCGT) | 3h | 3h | 1h | 2h | 3h | 8h | 48h | 40% | 6% | Pmax-Pnom | Pmax-Pnom | Pmax-Pnom | Pnom-Pmin | Pnom-Pmin | Pnom-Pmin
Small CHP | 4h | 4h | 1h | 1h | 4h | 2h | 3h | 50% | 10% |  |  |  | Pnom-Pmin | Pnom-Pmin | Pnom-Pmin
Large-scale storage
Pumped Storage | [8 empty] | 100% | Pmax- Pnom (0% when "off") | Pmax - Pnom | Pmax - Pnom | Pnom-Pmin (0% when "off") | Pnom - Pmin | Pnom - Pmin | 4,5 hours | *Aggregation of PHS-sites. *Based on literature review [6] and Elia's information *Pnom can be positive (power injections) or negative (power off-take) *Pmax is a positive value (maximum injection), Pmin is negative value (maximum offtake)
Large battery storage | [8 empty] | 100% | Pmax-Pnom | Pmax-Pnom | Pmax-Pnom | Pnom - Pmin | Pnom - Pmin | Pnom - Pmin | 1, 2 and 4 hours
Demand Side Response
Existing Upward DSR | [8 empty] | 100% | 10% (Pmax-Pnom) | 40% (Pmax-Pnom) | Pmax - Pnom |  |  |  | 1, 2 , 4, 8 hours - no limit | Based on current share in ancillary services and discussions with stakeholders *Pnom is negative (power off-take) *Pmin is negative (maximum offtake), while Pmax is zero (maximum injection)
Existing Downward DSR | [8 empty] | 100% |  |  |  | 50% (Pnom - Pmin) | 50% (Pnom - Pmin) | Pnom - Pmin
EV, HP and HB flexibility
1A. V1M Electric vehicles (uni-directional) | [8 empty] | 100% | 40% (Pmax-Pnom) | 40% (Pmax-Pnom) | 40% (Pmax-Pnom) | 40% (Pmax-Pnom) | 40% (Pmax-Pnom) | 40% (Pmax-Pnom) |  | Based on literature review [7;8] and Elia estimations *Pnom can be positive (power injections) or negative (power off-take) *Pmax has a positive value for HBs and V2M (maximum injection) *Pmax has a zero value for V1M and HPs (maximum injection) *Pmin is a negative value (maximum offtake) *Energy limit equals energy which can beactivated throughout the day *Pmax / Pmin are determined by limitations related to consumer comfort *The share of short-term flexible assets is set to 10% (in 2026) of the market flexible assets in adequacy simulations and assumed to increase to 40% towards 2036
1B. V2M Electric vehicles (bi-directional) | [8 empty] | 100% | 40% (Pmax-Pnom) | 40% (Pmax-Pnom) | 40% (Pmax-Pnom) | 40% (Pmax-Pnom) | 40% (Pmax-Pnom) | 40% (Pmax-Pnom)
2A. Heat Pumps - Sanitary Hot Water | [8 empty] | 100% | 40% (Pmax-Pnom) | 40% (Pmax-Pnom) | 40% (Pmax-Pnom) | 40% (Pmax-Pnom) | 40% (Pmax-Pnom) | 40% (Pmax-Pnom)
2B. Heat Pumps - Space Heating | [8 empty] | 100% | 40% (Pmax-Pnom) | 40% (Pmax-Pnom) | 40% (Pmax-Pnom) | 40% (Pmax-Pnom) | 40% (Pmax-Pnom) | 40% (Pmax-Pnom)
3. Home batteries | [8 empty] | 100% | 40% (Pmax-Pnom) | 40% (Pmax-Pnom) | 40% (Pmax-Pnom) | 40% (Pmax-Pnom) | 40% (Pmax-Pnom) | 40% (Pmax-Pnom) | 2 hours
Industrial flexibility
Electric arc furnace (EAF) | [8 empty] | 100% |  |  | Pmax - Pnom |  |  | Pnom - Pmin | no limit | Based on discussions with stakeholders and Elia's estimations *Pnom is negative (power off-take) *Pmin is negative (maximum offtake), while Pmax is zero (maximum injection) The flexible share of electric boilers and ovens have no energy limit (flexibility by a gas back-up alternative)
Electric boiler | [8 empty] | 100% | Pmax - Pnom | Pmax - Pnom | Pmax - Pnom | Pnom - Pmin | Pnom - Pmin | Pnom - Pmin | no limit
Electric oven | [8 empty] | 100% | Pmax - Pnom | Pmax - Pnom | Pmax - Pnom | Pnom - Pmin | Pnom - Pmin | Pnom - Pmin | no limit
Electrolyzers | [8 empty] | 20% | (20% Pmin - Pnom) (0% when "off") | (20% Pmin - Pnom) (0% when "off") | (20% Pmin - Pnom) (0% when "off") |  |  |  |  | Based on stakeholder input during consultation
Diesel + Turbojets | 0 h | 0.10 h | 0.05 h | 0.05 h | 0.05 h | 0 | 0 | 30% | 100% | Pmax-Pnom (0% when "off") | Pmax-Pnom (100% when "off") | Pmax-Pnom (100% when "off") | Pnom-Pmin (0% when "off") | Pnom-Pmin (0% when "off") | Pnom-Pmin (0% when "off") |  | Based on Internal Combustion Engines [9]
Terminology
Pmax | Maximum injected power of the unit (MW)
Pnom | Day-Ahead Scheduled power of the unit (MW), i.e. positive or negative value
Pmin | Minimum stable power (MW) i.e positive value / Maximum absorbed power of the unit (MW) i.e negative value
ATCexport | Maximum available export capacity (MW)
ATCimport | Maximum available import capacity (MW)
ramping flex | Capacity which can be regulated continuously up- or downward in a timeframe of one minute
fast flex | Capacity which can be regulated up- or downward in a time frame of 15 minutes
slow flew | Capacity which can be regulated up- or downward in a time frame of 5 hours
List of references
1 | Van de vyver et al. | Comparison of wind turbine power control strategies to provide power reserves | [9 empty] | https://ieeexplore.ieee.org/abstract/document/7514034
2 | Dotzauer et al. | How to measure flexibility – Performance indicators for demand driven power generation from biogas plants | [9 empty] | https://www.sciencedirect.com/science/article/pii/S0960148118312059#sec3
3 | ENTSO-E | MAF Data | [9 empty] | https://www.entsoe.eu/Documents/SDC%20documents/MAF/MAF_2018_Dataset.xlsx
4 | Agora | Flexibility in thermal power plants, with a focus on existing coal-fired power plants | [9 empty] | https://www.agora-energiewende.de/fileadmin2/Projekte/2017/Flexibility_in_thermal_plants/115_flexibility-report-WEB.pdf
5 | Danish Energy Agency | Flexibility in the Power System - Danish and European experiences | [9 empty] | https://ens.dk/sites/ens.dk/files/Globalcooperation/flexibility_in_the_power_system_v23-lri.pdf
6 | Deloitte | Assessing the economic conditions of Belgian pumped-hydroelectric storage: comparative review of profitability drivers in Europe and evaluation of the current situation | [9 empty] | https://www.creg.be/sites/default/files/assets/Consult/2018/1718/RA1718-Annex2.7.pdf
7 | Le Baut et al. | Characterization of flexibility resources and distribution networks | [9 empty] | http://smartnet-project.eu/wp-content/uploads/2017/05/D1.2_20170522_V1.1.pdf
8 | Brouwer et al. | Least-cost options for integrating intermittent renewables in low-carbon power systems | [9 empty] | https://www.sciencedirect.com/science/article/abs/pii/S0306261915012167
9 | Wartisla | Reciprocating engines as a source reciprocating engines as a source of flexibility in a power system | [9 empty] | https://www.cire.pl/pliki/2/2018/13___niewinski.pdf

## 5.1. Flow based domains
5.1. Flow-based domains
This section concerns assumptions on flow-based domains. For more information on the methodology and assumptions, please refer to the online published study report.
5.1.1. Main parameters
Market Parameters | 2025 | 2026 | 2027 | 2028 | 2029 | 2030 | 2031 | 2032 | 2033 | 2034 | 2035 | 2036 | Comments
Flow-based perimeter | Central Europe CCR
minMACZT | See table below | [11 empty] | Perfect model assumption https://acer.europa.eu/Official_documents/Acts_of_the_Agency/Publications%20Annexes/ACER%20Report%20on%20the%20result%20of%20monitoring%20the%20MACZT%20Generic/ACER%20Report%20on%20the%20result%20of%20monitoring%20the%20MACZT%20Derogations.pdf
Treatment of external flows | Advanced Hybrid Coupling (AHC) | [11 empty] | Perfect model assumption
CNEC selection | Only XB CNECS
5.1.2. MinMACZT trajectories
Country | 2025 | 2026 | 2027 | 2028 | 2029 | 2030 | 2031 | 2032 | 2033 | 2034 | 2035 | 2036 | Justification
Austria | 59.68 | 70 | 70 | 70 | 70 | 70 | 70 | 70 | 70 | 70 | 70 | 70 | Action plan 2021-2025
Belgium | 70 | 70 | 70 | 70 | 70 | 70 | 70 | 70 | 70 | 70 | 70 | 70
Netherlands | 62.6 | 70 | 70 | 70 | 70 | 70 | 70 | 70 | 70 | 70 | 70 | 70 | Action plan 2020-2025
Germany | 60.26 | 70 | 70 | 70 | 70 | 70 | 70 | 70 | 70 | 70 | 70 | 70 | Action plan 2020-2025
France | 70 | 70 | 70 | 70 | 70 | 70 | 70 | 70 | 70 | 70 | 70 | 70
Slovenia | 70 | 70 | 70 | 70 | 70 | 70 | 70 | 70 | 70 | 70 | 70 | 70
Croatia | 70 | 70 | 70 | 70 | 70 | 70 | 70 | 70 | 70 | 70 | 70 | 70 | Action plan 2022-2025
Romania | 62.6 | 70 | 70 | 70 | 70 | 70 | 70 | 70 | 70 | 70 | 70 | 70 | Action plan 2021-2025
Czechia | 70 | 70 | 70 | 70 | 70 | 70 | 70 | 70 | 70 | 70 | 70 | 70
Slovakia | 70 | 70 | 70 | 70 | 70 | 70 | 70 | 70 | 70 | 70 | 70 | 70
Poland | 63.2 | 70 | 70 | 70 | 70 | 70 | 70 | 70 | 70 | 70 | 70 | 70 | Action plan 2021-2025
Hungary | 70 | 70 | 70 | 70 | 70 | 70 | 70 | 70 | 70 | 70 | 70 | 70
Ireland | 70 | 70 | 70 | 70 | 70 | 70 | 70 | 70 | 70 | 70 | 70 | 70
Italy Nord | 70 | 70 | 70 | 70 | 70 | 70 | 70 | 70 | 70 | 70 | 70 | 70

## 6.1. Data countries
6.1. Data for other countries
The assumption for all European countries are based on :
- ERAA 2024 from ENTSO-E
- Bilateral exchanges with neighboring TSO's
- Completemented with latest policies/published studies
All data presented in this tab concern the Current Commitments and Ambitions scenario. Installed capacity assumed at the end of the mentioned year.
France
| Parameter | Units | 2025 | 2026 | 2027 | 2028 | 2029 | 2030 | 2031 | 2032 | 2033 | 2034 | 2035 | 2036 | Sources / Infos :
| Demand | TWh | 449 | 455 | 464 | 474 | 484 | 494.2 | 503.3 | 512.5 | 521.7 | 530.8 | 540 | 549.2 | RTE public consultation on Bilan Prévisionnel 2025 (BP2025) - Scenario A | https://www.concerte.fr/concertation/consultation-publique-sur-les-hypoth%C3%A8ses-du-bilan-pr%C3%A9visionnel-2025
| Onshore Wind | GW | 25 | 26 | 28 | 29 | 30 | 32 | 33 | 35 | 36 | 37 | 39 | 40 | RTE Bilan Prévisionnel 2023 (BP2023), in line with historical installation rate and in the range of BP2025 | Tableau de bord : éolien - Deuxième trimestre 2024 ¦ Données et études statistiques (developpement-durable.gouv.fr)
| Offshore Wind | GW | 2 | 3 | 3 | 3 | 3 | 3.5 | 4 | 4.7 | 6 | 9 | 13 | 17 | RTE public consultation on Bilan Prévisionnel 2025 (BP2025) - High range - scenario D | https://www.concerte.fr/concertation/consultation-publique-sur-les-hypoth%C3%A8ses-du-bilan-pr%C3%A9visionnel-2025
| Solar | GW | 26 | 29 | 33 | 37 | 41 | 45 | 50 | 54 | 59 | 63 | 68 | 72 | RTE Bilan Prévisionnel 2023 (BP2023), in line with historical installation rate and in the range of BP2025 | Tableau de bord : solaire photovoltaïque - Deuxième trimestre 2024 ¦ Données et études statistiques (developpement-durable.gouv.fr)
| Gas | GW | 7.2 | 7.2 | 7.2 | 7.2 | 7.2 | 7.2 | 8.2 | 9.2 | 9.2 | 10.2 | 10.2 | 10.2 | Gas capacity based on Bilan Prévisionnel 2023 (BP2023). As from 2029, additional capacity assumed if needed to ensure all countries respect their reliability standard.
| Coal | GW | 1.1 | 1.1 | 0 | 0 | 0 | 0 | 0 | 0 | 0 | 0 | 0 | 0 | Coal capacity based on central scenario from Bilan Prévisionnel 2023 (BP2023) and on latest EDF publication on Cordemais. | Avenir du site de Cordemais : EDF envisage d’arrêter le projet « Ecocombust » et confirme sa volonté de maintenir sur le site une activité industrielle ¦ EDF FR
| Nuclear | GW | 63 | 63 | 63 | 63 | 63 | 63 | 63 | 63 | 63 | 63 | 63 | 63 | Nuclear capacity based on the existing installed capacity and Flamanville 3 commissioning. In line with RTE's modelling in Bilan Prévisionnel.
Germany
| Parameter | Units | 2025 | 2026 | 2027 | 2028 | 2029 | 2030 | 2031 | 2032 | 2033 | 2034 | 2035 | 2036 | Sources / Infos :
| Demand | TWh | 521 | 542 | 560 | 585 | 609 | 640 | 672 | 703 | 734 | 766 | 797 | 829 | Scenario B NEP 2025 for the long term, calibrated based on observed 2024 data for short term (2yr delay)
| Onshore Wind | GW | 67 | 76 | 86 | 96 | 105 | 115 | 121 | 127 | 134 | 140 | 146 | 152 | Onshore wind based on ERAA24 interpolated towards 2030 target (confirmed in NECP Jun. 2024). After 2030, an extrapolation is done towards 2037 scenario B NEP 2025. | netzentwicklungsplan.de/sites/default/files/2024-07/Szenariorahmenentwurf_NEP2037_2025_1.pdf | https://commission.europa.eu/document/download/cd8ba2d6-1af6-4f37-aa07-059989bb1264_en?filename=GERMANY%E2%80%93FINAL_UPDATED_NECP_2021-2030_%28ENGLISH%29.pdf
| Offshore Wind | GW | 9.5652 | 10.4348 | 11.3043 | 13.0435 | 17.3913 | 26.087 | 29.5652 | 33.0435 | 36.5217 | 40 | 43.4783 | 48.6957 | Joint publication from the German government and association of oceanography (Jan. 2025) | BSH - Ongoing update of the site development plan | https://www.wind-energie.de/fileadmin/redaktion/dokumente/dokumente-englisch/statistics/Status_of_Offshore_Wind_Energy_Development_Year_2024.pdf | https://www.bsh.de/SharedDocs/Pressemitteilungen/DE/Text_html/html_2025/Pressemitteilung-2025-30-01.html?nn=273228
| Solar | GW | 115 | 135 | 155 | 175 | 195 | 215 | 234 | 252 | 271 | 289 | 308 | 326 | ERAA24 interpolated towards 2030 target (confirmed in NECP Jun. 2024), and towards 2037 values of scenario B NEP 2025. Trajectory then calibrated on SolarPower Europe 2024 historical data | EU Market Outlook for Solar Power 2024-2028 - SolarPower Europe | netzentwicklungsplan.de/sites/default/files/2024-07/Szenariorahmenentwurf_NEP2037_2025_1.pdf | https://commission.europa.eu/document/download/cd8ba2d6-1af6-4f37-aa07-059989bb1264_en?filename=GERMANY%E2%80%93FINAL_UPDATED_NECP_2021-2030_%28ENGLISH%29.pdf
| Gas | GW | 26 | 26 | 26 | 25 | 25 | 33 | 38 | 42 | 46 | 50 | 54 | 59 | Gas capacity based on ERAA24. As from 2029, additional capacity assumed if needed to ensure all countries respect their reliability standard. | ERAA 2024 Call-for-Evidence on Preliminary Input Data - European Network of Transmission System Operators for Electricity - Citizen Space
| Coal | GW | 22 | 22 | 21 | 19 | 16 | 13 | 12 | 9.4 | 7.8 | 5 | 3.2 | 3.1 | Coal capacity based on ERAA24, in line with coal phase-out by 2038 | ERAA 2024 Call-for-Evidence on Preliminary Input Data - European Network of Transmission System Operators for Electricity - Citizen Space
| Nuclear | GW | 0 | 0 | 0 | 0 | 0 | 0 | 0 | 0 | 0 | 0 | 0 | 0 | Nuclear capacity based on ERAA24, in line with nuclear phase-out in 2023. | ERAA 2024 Call-for-Evidence on Preliminary Input Data - European Network of Transmission System Operators for Electricity - Citizen Space
Netherlands
| Parameter | Units | 2025 | 2026 | 2027 | 2028 | 2029 | 2030 | 2031 | 2032 | 2033 | 2034 | 2035 | 2036 | Sources / Infos :
| Demand | TWh | 121.28 | 125.14 | 129 | 134 | 138 | 143 | 148 | 153 | 160 | 168 | 176 | 183 | Monitoring leveringszekerheid (TenneT, 2024) calibrated based on observed 2024 data (2yr delay) | ERAA 2024 Call-for-Evidence on Preliminary Input Data - European Network of Transmission System Operators for Electricity - Citizen Space
| Onshore Wind | GW | 7.368 | 7.668 | 8.068 | 8.468 | 8.768 | 9.068 | 9.368 | 9.668 | 9.968 | 10.268 | 10.568 | 10.868 | Monitoring leveringszekerheid (TenneT, 2024) calibrated based on Wind Europe 2024 historical data | tennet-drupal.s3.eu-central-1.amazonaws.com/default/2024-05/20240514 Monitor Leveringszekerheid 2024_0.pdf | Wind energy in Europe: 2024 Statistics and the outlook for 2025-2030 ¦ WindEurope
| Offshore Wind | GW | 4.9 | 5.6 | 6.4 | 6.4 | 10.4 | 12.4 | 16.4 | 20 | 21 | 22 | 22.5 | 23 | Routekaart wind op zee (April 2024) | https://open.overheid.nl/documenten/a5b91671-5b23-45b5-aa0b-72439730a4dc/file
| Solar | GW | 27 | 29 | 31 | 33 | 35 | 37 | 39 | 41 | 43 | 45 | 47 | 49 | Monitoring leveringszekerheid (TenneT, 2024), calibrated based on Solar Europe 2024 historical data (1 yr in advance) | tennet-drupal.s3.eu-central-1.amazonaws.com/default/2024-05/20240514 Monitor Leveringszekerheid 2024_0.pdf | EU Market Outlook for Solar Power 2024-2028 - SolarPower Europe
| Gas | GW | 14 | 13 | 12 | 12 | 10.5 | 10.5 | 10 | 11 | 11 | 11 | 11 | 11 | Gas capacity based on ERAA24. As from 2029, additional capacity assumed if needed to ensure all countries respect their reliability standard. | ERAA 2024 Call-for-Evidence on Preliminary Input Data - European Network of Transmission System Operators for Electricity - Citizen Space
| Coal | GW | 2.7 | 2.7 | 2.7 | 2.7 | 0 | 0 | 0 | 0 | 0 | 0 | 0 | 0 | Coal capacity based on ERAA24 | ERAA 2024 Call-for-Evidence on Preliminary Input Data - European Network of Transmission System Operators for Electricity - Citizen Space
| Nuclear | GW | 0.5 | 0.5 | 0.5 | 0.5 | 0.5 | 0.5 | 0.5 | 0.49 | 0.49 | 0 | 0 | 0 | Nuclear capacity based on ERAA24, Borrselle closes 31/12/2033 | ERAA 2024 Call-for-Evidence on Preliminary Input Data - European Network of Transmission System Operators for Electricity - Citizen Space
United Kingdom
| Parameter | Units | 2025 | 2026 | 2027 | 2028 | 2029 | 2030 | 2031 | 2032 | 2033 | 2034 | 2035 | 2036 | Sources / Infos :
| Demand | TWh | 285 | 288 | 294 | 301 | 311 | 322 | 335 | 351 | 368 | 387 | 406 | 428 | 'Electric Engagement' scenario from 'Future Energy Scenarios' (July 2024). | Future Energy Scenarios (FES) ¦ National Energy System Operator (neso.energy)
| Onshore Wind | GW | 17 | 19 | 21 | 24 | 26 | 27 | 28 | 29 | 30 | 31 | 32 | 33 | 'Electric Engagement' scenario from 'Future Energy Scenarios' (July 2024). | Future Energy Scenarios (FES) ¦ National Energy System Operator (neso.energy)
| Offshore Wind | GW | 23 | 27 | 29 | 37 | 46 | 54 | 59 | 63 | 72 | 77 | 83 | 91 | 'Electric Engagement' scenario from 'Future Energy Scenarios' (July 2024). | Future Energy Scenarios (FES) ¦ National Energy System Operator (neso.energy)
| Solar | GW | 22 | 25 | 28 | 31 | 34 | 36 | 39 | 43 | 46 | 49 | 51 | 54 | 'Electric Engagement' scenario from 'Future Energy Scenarios' (July 2024), calibrated based on Solar Power Europe 24 | Future Energy Scenarios (FES) ¦ National Energy System Operator (neso.energy) | EU Market Outlook for Solar Power 2024-2028 - SolarPower Europe
| Gas | GW | 33 | 35 | 35 | 35 | 25 | 23 | 23 | 23 | 21 | 22 | 24 | 24 | Gas capacity based on 'Electric Engagement' scenario from Future Energy Scenarios 2024. As from 2029, additional capacity assumed if needed to ensure all countries respect their reliability standard or if EVA
| Coal | GW | 0 | 0 | 0 | 0 | 0 | 0 | 0 | 0 | 0 | 0 | 0 | 0 | Coal phase-out by end of 2023.
| Nuclear | GW | 6 | 6 | 3.6 | 3.6 | 3.6 | 4.4 | 4.4 | 4.4 | 7.6 | 7.6 | 7.6 | 9.3 | Unit-by-unit analysis, considering public announcements | https://www.edfenergy.com/media-centre/investment-boost-maintain-uk-nuclear-output-current-levels-until-least-2026 | https://www.edf.fr/groupe-edf/espaces-dedies/journalistes/tous-les-communiques-de-presse/point-dactualite-sur-le-projet-hinkley-point-c
Spain
| Parameter | Units | 2025 | 2026 | 2027 | 2028 | 2029 | 2030 | 2031 | 2032 | 2033 | 2034 | 2035 | 2036 | Sources / Infos :
| Demand | Twh | 242 | 249 | 255 | 259 | 265 | 270 | 278 | 280 | 279 | 283 | 285 | 287 | ERAA24 | ERAA 2024 Call-for-Evidence on Preliminary Input Data - European Network of Transmission System Operators for Electricity - Citizen Space
| Onshore Wind | GW | 33.983 | 36.983 | 39.983 | 43.983 | 47.983 | 51.983 | 54.983 | 58.983 | 62.983 | 65.983 | 69.983 | 72.983 | ERAA24, calibrated based on Wind Europe 2024 historical data | ERAA 2024 Call-for-Evidence on Preliminary Input Data - European Network of Transmission System Operators for Electricity - Citizen Space | Wind energy in Europe: 2024 Statistics and the outlook for 2025-2030 ¦ WindEurope
| Offshore Wind | GW | 0.007 | 0.007 | 0.1 | 0.3 | 2.8 | 2.8 | 2.8 | 2.8 | 2.8 | 2.8 | 2.8 | 2.8 | ERAA24, calibrated based on Wind Europe 2024 historical data | ERAA 2024 Call-for-Evidence on Preliminary Input Data - European Network of Transmission System Operators for Electricity - Citizen Space | Wind energy in Europe: 2024 Statistics and the outlook for 2025-2030 ¦ WindEurope
| Solar | GW | 43 | 50 | 55 | 59 | 64 | 73 | 81 | 90 | 98 | 108 | 117 | 126 | ERAA24, calibrated based on Solar Power Europe 24 | ERAA 2024 Call-for-Evidence on Preliminary Input Data - European Network of Transmission System Operators for Electricity - Citizen Space | EU Market Outlook for Solar Power 2024-2028 - SolarPower Europe
| Gas | GW | 25 | 25 | 25 | 25 | 25 | 25 | 25 | 25 | 25 | 25 | 25 | 25 | Gas capacity based on ERAA24. As from 2029, additional capacity assumed if needed to ensure all countries respect their reliability standard | ERAA 2024 Call-for-Evidence on Preliminary Input Data - European Network of Transmission System Operators for Electricity - Citizen Space
| Coal | GW | 0 | 0 | 0 | 0 | 0 | 0 | 0 | 0 | 0 | 0 | 0 | 0 | Coal capacity based on ERAA24 | ERAA 2024 Call-for-Evidence on Preliminary Input Data - European Network of Transmission System Operators for Electricity - Citizen Space
| Nuclear | GW | 7.1 | 7.1 | 6.1 | 5.1 | 5.1 | 3 | 3 | 2.1 | 2.1 | 2.1 | 0 | 0 | Nuclear capacity based on ERAA24 | ERAA 2024 Call-for-Evidence on Preliminary Input Data - European Network of Transmission System Operators for Electricity - Citizen Space
Italy
| Parameter | Units | 2025 | 2026 | 2027 | 2028 | 2029 | 2030 | 2031 | 2032 | 2033 | 2034 | 2035 | 2036 | Sources / Infos :
| Demand | TWh | 311.9 | 316.7 | 322 | 327 | 333 | 339 | 345 | 349 | 354 | 358 | 363 | 367 | ERAA24, calibrated based on obserd 2024 value (2yrs delay) | ERAA 2024 Call-for-Evidence on Preliminary Input Data - European Network of Transmission System Operators for Electricity - Citizen Space
| Onshore Wind | GW | 14.775 | 16.765 | 18.865 | 21.075 | 22.925 | 23.595 | 24.255 | 24.935 | 25.595 | 26.275 | 26.925 | 27.615 | Documento di Descrizione degli Scenari 2024 (Terna, 2024) calibrated based on Wind Europe 2024 historical data | Documento di Descrizione degli Scenari 2024 | Wind energy in Europe: 2024 Statistics and the outlook for 2025-2030 ¦ WindEurope
| Offshore Wind | GW | 0 | 0 | 0 | 0 | 2.1 | 2.9 | 3.8 | 4.6 | 5.4 | 6.2 | 7 | 7.8 | Documento di Descrizione degli Scenari 2024 (Terna, 2024) calibrated based on Wind Europe 2024 historical data | Documento di Descrizione degli Scenari 2024 | Wind energy in Europe: 2024 Statistics and the outlook for 2025-2030 ¦ WindEurope
| Solar | GW | 43.19 | 50.26 | 57.4 | 64.61 | 71.68 | 75.09 | 78.5 | 81.91 | 85.32 | 88.74 | 92.17 | 95.58 | Documento di Descrizione degli Scenari 2024 (Terna, 2024) calibrated based on Solar Europe 2024 historical data | Documento di Descrizione degli Scenari 2024 | EU Market Outlook for Solar Power 2024-2028 - SolarPower Europe
| Gas | GW | 46 | 46 | 46 | 46 | 46 | 46 | 46 | 46 | 46 | 46 | 46 | 46 | Gas capacity based on ERAA24. As from 2029, additional capacity assumed if needed to ensure all countries respect their reliability standard | ERAA 2024 Call-for-Evidence on Preliminary Input Data - European Network of Transmission System Operators for Electricity - Citizen Space
| Coal | GW | 0.5 | 0.3 | 0.2 | 0.1 | 0 | 0 | 0 | 0 | 0 | 0 | 0 | 0 | Coal capacity based on ERAA24. | ERAA 2024 Call-for-Evidence on Preliminary Input Data - European Network of Transmission System Operators for Electricity - Citizen Space
| Nuclear | GW | / | / | / | / | / | / | / | / | / | / | / | / | / | ERAA 2024 Call-for-Evidence on Preliminary Input Data - European Network of Transmission System Operators for Electricity - Citizen Space
Poland
| Parameter | Units | 2025 | 2026 | 2027 | 2028 | 2029 | 2030 | 2031 | 2032 | 2033 | 2034 | 2035 | 2036 | Sources / Infos :
| Demand | TWh | 158.13 | 163.38 | 165.63 | 167.9 | 171.7 | 175.2 | 178.9 | 183.5 | 189 | 191.7 | 194.7 | 197.7 | ERAA24, calibrated based on obserd 2024 value (3yrs delay) | ERAA 2024 Call-for-Evidence on Preliminary Input Data - European Network of Transmission System Operators for Electricity - Citizen Space
| Onshore Wind | GW | 11.5 | 12.1 | 12.7 | 13.3 | 13.9 | 14.8 | 15.6 | 16.4 | 16.7 | 16.9 | 17.2 | 17.5 | ERAA24, calibrated based on Wind Europe 2024 historical data, and extrapolated until 2036 | ERAA 2024 Call-for-Evidence on Preliminary Input Data - European Network of Transmission System Operators for Electricity - Citizen Space | Wind energy in Europe: 2024 Statistics and the outlook for 2025-2030 ¦ WindEurope
| Offshore Wind | GW | 0 | 0 | 1 | 4.138 | 5.9 | 7.594 | 8.5213 | 9.4487 | 10.376 | 11.177 | 12.779 | 14.381 | ERAA24, calibrated based on Wind Europe 2024 historical data, and extrapolated until 2036 | ERAA 2024 Call-for-Evidence on Preliminary Input Data - European Network of Transmission System Operators for Electricity - Citizen Space | Wind energy in Europe: 2024 Statistics and the outlook for 2025-2030 ¦ WindEurope
| Solar | GW | 22.65 | 24.29 | 25.94 | 27.59 | 29.39 | 31.19 | 32.99 | 34.79 | 36.59 | 38.39 | 40.19 | 41.99 | ERAA24, calibrated based on Solar Europe 2024 historical data, and extrapolated until 2036 | ERAA 2024 Call-for-Evidence on Preliminary Input Data - European Network of Transmission System Operators for Electricity - Citizen Space | EU Market Outlook for Solar Power 2024-2028 - SolarPower Europe
| Gas | GW | 4.3 | 5.1 | 6.7 | 6.7 | 6.7 | 6.7 | 6.7 | 6.7 | 7.2 | 9.2 | 11.7 | 14.2 | Gas capacity based on ERAA24. As from 2029, additional capacity assumed if needed to ensure all countries respect their reliability standard | ERAA 2024 Call-for-Evidence on Preliminary Input Data - European Network of Transmission System Operators for Electricity - Citizen Space
| Coal | GW | 20 | 20 | 20 | 19 | 19 | 16 | 15 | 14 | 14 | 12 | 8.2 | 6.2 | Coal capacity based on ERAA24. | ERAA 2024 Call-for-Evidence on Preliminary Input Data - European Network of Transmission System Operators for Electricity - Citizen Space
| Nuclear | GW | 0 | 0 | 0 | 0 | 0 | 0 | 0 | 0 | 0 | 0 | 0 | 0 | No new nuclear units assumed within the time horizon of this study