## Contents
Elia Adequacy Report - study assumptions
Need for strategic reserve for the winter 2018-19
This data is provided in the framework of the evaluation of the strategic reserve volume for winter 2018-19.
It includes forecasts for the 3 next winters 2018-19, 2019-20 and 2020-21.
Data contained in this document is subject to a public consultation, starting 21/08/2017 and ending 18/09/2017 at 18:00.
1. Production
1.1 Production summary
1.2 Individually modelled thermal production
1.3 Renewable production
1.4 Pumped storage
1.5 Profiled thermal production
1.6 Forced outage rates
2. Consumption
2.1 Demand
2.2 Demand profile
2.3 Market response
3. Balancing reserves
4. Flow based domains
4.1 Flow based typical day 1
4.2 Flow based typical day 2
4.3 Flow based typical day 3
4.4 Flow based typical day 4
5. General remarks
6. Other countries sources

## 1.1 Production summary
1.1 Production summary
Production capacity for winter [MW]
Production type |  | 2016-17 | 2017-18 | 2018-19 | 2019-20 | 2020-21
Individually modelled non renewable thermal production |  | 10913.5 | 10638.5 | 10638.5 | 10348.3 | 10308.3
CCGT/GT | Gas | 4058.6 | 3835.6 | 3835.6 | 3765.6 | 3765.6
CHP | Gas | 776.1 | 724.1 | 724.1 | 595.1 | 555.1
| Nuclear | 5919 | 5919 | 5919 | 5919 | 5919
| Oil | 159.8 | 159.8 | 159.8 | 68.6 | 68.6
| Coal | 0 | 0 | 0 | 0 | 0
Profiled thermal non renewable production |  | 1214 | 1111 | 1231 | 1231 | 1231
Renewable production |  | 6702.6 | 7559.6 | 8373.6 | 9654.6 | 11179.6
| Wind | 2292 | 2774 | 3216 | 3990 | 4868
| Photovoltaics | 3101 | 3526 | 3881 | 4356 | 4966
| Hydro RoR | 114 | 114 | 114 | 117 | 120
| Biomass - individually modelled | 368 | 368 | 368 | 368 | 368
| Biomass - profiled | 496 | 446 | 463 | 492 | 526
| Waste - individually modelled | 280.6 | 280.6 | 280.6 | 280.6 | 280.6
| Waste - profiled | 51 | 51 | 51 | 51 | 51
Pumped storage |  | 1308 | 1308 | 1308 | 1308 | 1308
Capacity for winter [MW]
|  | 2016-17 | 2017-18 | 2018-19 | 2019-20 | 2020-21
Strategic reserve contracted on production |  | 750 | 900* | 900* | 900* | 0
Strategic reserve contracted on demand |  | 0
|  | 750 | 900 | 900 | 900
* Volumes as decided by the Minister of Energy. The best information available to Elia concerning the constitution of the strategic reserve will be used for the analysis.

## 1.2 Ind. mod. thermal prod.
1.2 Individually modelled thermal production
Owner | Production unit name | Type | Fuel type | Production capacity [MW] | 2016-17 | 2017-18 | 2018-19 | 2019-20 | 2020-21 | Comment
Engie | AALST SYRAL GT | CHP | Gas | 43 | yes | yes | yes | yes | yes
Engie | AALST SYRAL ST | CHP | Gas | 5 | yes | yes | yes | yes | yes
Engie | AALTER TJ | TJ | Oil | 18 | yes | yes | yes | yes | yes
Engie | AMERCOEUR 1 GT | CCGT-GT | Gas | 289 | yes | yes | yes | yes | yes
Engie | AMERCOEUR 1 ST | CCGT-ST | Gas | 162 | yes | yes | yes | yes | yes
EDF Luminus | ANGLEUR TG 31 | CCGT-GT | Gas | 25 | yes | yes | yes | no | no
EDF Luminus | ANGLEUR TG 32 | CCGT-GT | Gas | 25 | yes | yes | yes | no | no
EDF Luminus | ANGLEUR TG 41 | GT | Gas | 63 | yes | yes | yes | yes | yes
EDF Luminus | ANGLEUR TG 42 | GT | Gas | 63 | yes | yes | yes | yes | yes
EDF Luminus | ANGLEUR TV33 | CCGT-ST | Gas | 39 | no | no | no | no | no
Engie | ARLANXEO ZWIJDRECHT GT | CHP | Gas | 43 | yes | yes | yes | yes | yes
Engie | ARLANXEO ZWIJNDRECHT ST | CHP | Gas | 15 | yes | yes | yes | yes | yes
Engie | AWIRS 4 | CL | Biomass | 95 | yes | yes | yes | yes | yes
Engie | BEERSE TJ | TJ | Oil | 32 | yes | yes | yes | yes | yes
Biopower | BIOMASSA OOSTENDE | IS | Biomass | 18 | yes | yes | yes | yes | yes
Biostoom | BIOSTOOM OOSTENDE | IS | Waste | 19.4 | yes | yes | yes | yes | yes
Engie | CIERREUX TJ | TJ | Oil | 18 | yes | yes | yes | no | no
Engie | DEUX-ACREN TJ | TJ | Oil | 18.6 | yes | yes | yes | no | no
Engie | DOEL 1 | NU | Nuclear | 433 | yes | yes | yes | yes | yes
Engie | DOEL 2 | NU | Nuclear | 433 | yes | yes | yes | yes | yes
Engie | DOEL 3 | NU | Nuclear | 1006 | yes | yes | yes | yes | yes
Engie | DOEL 4 | NU | Nuclear | 1039 | yes | yes | yes | yes | yes
Engie | DROGENBOS GT1 | CCGT-GT | Gas | 115 | yes | yes | yes | yes | yes | Note that for winter 16-17, Drogenbos had a capacity of 460 MW (2 GT+ ST). For the current analysis, Drogenbos is considered as operating in OCGT configuration with 230 MW of production capacity.
Engie | DROGENBOS GT2 | CCGT-GT | Gas | 115 | yes | yes | yes | yes | yes
Engie | DROGENBOS ST | CCGT-ST | Gas | 160 | yes | no | no | no | no
Euro-silo | Euro-Silo | CHP | Gas | 13 | yes | yes | yes | yes | yes
Engie | EVONIK DEGUSSA GT2 | CHP | Gas | 32 | yes | yes | yes | yes | yes
Engie | EVONIK DEGUSSA ST | CHP | Gas | 10 | yes | yes | yes | yes | yes
Engie | Fluxys Zeebrugge | CHP | Gas | 40 | yes | yes | yes | yes | no
Green Power | Greenpower Oostende | IS | Waste | 20 | yes | yes | yes | yes | yes
EDF Luminus | HAM 31 | GT | Gas | 56 | yes | yes | yes | yes | yes
EDF Luminus | HAM 32 | GT | Gas | 56 | yes | yes | yes | yes | yes
EDF Luminus | HAM GT | CHP | Gas | 40 | yes | no | no | no | no
EDF Luminus | Ham-Gent ST | CHP | Gas | 12 | yes | no | no | no | no
Engie | HERDERSBRUG GT1 | CCGT-GT | Gas | 157 | yes | yes | yes | yes | yes
Engie | HERDERSBRUG GT2 | CCGT-GT | Gas | 156.3 | yes | yes | yes | yes | yes
Engie | HERDERSBRUG ST | CCGT-ST | Gas | 167 | yes | yes | yes | yes | yes
IPALLE | Incinerateur THUMAIDE (IPALLE) GTA1 | IS | Waste | 18.8 | yes | yes | yes | yes | yes
IPALLE | Incinerateur THUMAIDE (IPALLE) GTA2 | IS | Waste | 18.9 | yes | yes | yes | yes | yes
Indaver | Indaver-Sleco Doel GEN1 | IS | Waste | 20 | yes | yes | yes | yes | yes
Indaver | Indaver-Sleco Doel GEN2 | IS | Waste | 54 | yes | yes | yes | yes | yes
Indaver | Indaver-Sleco Doel GEN3 | IS | Waste | 24 | yes | yes | yes | yes | yes
Engie | INEOS PHENOL DOEL CHP | CHP | Gas | 22.8 | yes | yes | yes | yes | yes
RWE Generation Belgium | INESCO GT1 | CCGT-GT | Gas | 48.5 | yes | yes | yes | yes | yes
RWE Generation Belgium | INESCO GT2 | CCGT-GT | Gas | 44.8 | yes | yes | yes | yes | yes
RWE Generation Belgium | INESCO ST | CCGT-ST | Gas | 44.8 | yes | yes | yes | yes | yes
INTRADEL | INTRADEL | IS | Waste | 32 | yes | yes | yes | yes | yes
Engie | ISVAG | IS | Waste | 12.5 | yes | yes | yes | yes | yes
Engie | IVBO | IS | Waste | 16 | yes | yes | yes | yes | yes
EDF Luminus | IZEGEM | GT | Gas | 20 | yes | yes | yes | no | no
Inovyn | JEMEPPE-SUR-SAMBRE G ST | CHP | Gas | 10 | yes | yes | yes | yes | yes
Inovyn | JEMEPPE-SUR-SAMBRE GT1 | CHP | Gas | 43 | yes | yes | yes | yes | yes
Inovyn | JEMEPPE-SUR-SAMBRE GT2 | CHP | Gas | 43 | yes | yes | yes | yes | yes
Engie | KNIPPEGROEN STEG | CCGT | Gas | 305 | yes | yes | yes | yes | yes
Granuul Invest | LANGERLO 3 REPOWERING | GT | Gas | 43 | no | no | no | no | no
Granuul Invest | LANGERLO 4 REPOWERING | GT | Gas | 43 | no | no | no | no | no
Granuul Invest | LANGERLO BIOMASS 1 | CL | Biomass | 200 | no | no | no | no | no
Granuul Invest | LANGERLO BIOMASS 2 | CL | Biomass | 200 | no | no | no | no | no
Lillo Energy | LILLO ENERGY DEGUSSA GT1 | CHP | Gas | 43 | yes | yes | yes | yes | yes
Direct Energie | MARCINELLE ENERGIE TGV | CCGT | Gas | 405 | yes | yes | yes | yes | yes
Engie | MONSANTO LILLO WKK EBL | CHP | Gas | 43 | no | no | no | no | no
Engie | NOORDSCHOTE TJ | TJ | Oil | 18.6 | yes | yes | yes | yes | yes
Engie | LANXESS LILLO WKK EBL | CHP | Gas | 43 | yes | yes | yes | yes | yes
EDF Luminus | RINGVAART STEG | CCGT | Gas | 357 | yes | yes | yes | yes | yes
Engie | RODENHUIZE 4 | CL | Biomass | 205 | yes | yes | yes | yes | yes
Engie | SAINT-GHISLAIN STEG | CCGT | Gas | 350 | yes | yes | yes | yes | yes
Engie | SAPPI LANAKEN GT | CHP | Gas | 43 | yes | yes | yes | yes | yes
Engie | Schaerbeek SIOMAB 1 | IS | Waste | 15 | yes | yes | yes | yes | yes
Engie | Schaerbeek SIOMAB 2 | IS | Waste | 15 | yes | yes | yes | yes | yes
Engie | Schaerbeek SIOMAB 3 | IS | Waste | 15 | yes | yes | yes | yes | yes
Engie | SCHELDELAAN EXXONMOBIL | CHP | Gas | 140 | yes | yes | yes | yes | yes
EDF Luminus | SERAING TG1 | CCGT-GT | Gas | 157.5 | strat res | no | no | no | no
EDF Luminus | SERAING TG2 | CCGT-GT | Gas | 157.5 | strat res | no | no | no | no
EDF Luminus | SERAING TGV | CCGT-ST | Gas | 170 | strat res | no | no | no | no
Engie | STORA LANGERBRUGGE CHP 1 | CHP | Biomass | 40 | yes | yes | yes | yes | yes
Engie | STORA LANGERBRUGGE CHP 2 | CHP | Biomass | 10 | yes | yes | yes | yes | yes
Taminco | TAMINCO GENT CHP | CHP | Gas | 6.3 | yes | yes | yes | yes | yes
Engie | TIHANGE 1N | NU | Nuclear | 481 | yes | yes | yes | yes | yes
Engie | TIHANGE 1S | NU | Nuclear | 481 | yes | yes | yes | yes | yes
Engie | TIHANGE 2 | NU | Nuclear | 1008 | yes | yes | yes | yes | yes
Engie | TIHANGE 3 | NU | Nuclear | 1038 | yes | yes | yes | yes | yes
T-Power | T-POWER | CCGT | Gas | 425 | yes | yes | yes | yes | yes
Engie | TURON TJ | TJ | Oil | 18 | no | no | no | no | no
EM Generation Brussels | VILVOORDE GT | CCGT-GT | Gas | 265 | strat res | no | no | no | no | 265 MW was contracted for strategic reserve during winter 2015-16 and 2016-17.
EM Generation Brussels | VILVOORDE ST | CCGT-ST | Gas | 120 | no | no | no | no | no
Engie | WILMARSDONK TOTAL GT1 | CHP | Gas | 43 | yes | yes | yes | no | no
Engie | WILMARSDONK TOTAL GT2 | CHP | Gas | 43 | yes | yes | yes | no | no
Engie | WILMARSDONK TOTAL GT3 | CHP | Gas | 43 | yes | yes | yes | no | no
Engie | ZANDVLIET POWER | CCGT | Gas | 386.2 | yes | yes | yes | yes | yes
Engie | ZEDELGEM TJ | TJ | Oil | 18 | yes | yes | yes | no | no
Engie | ZEEBRUGGE TJ | TJ | Oil | 18 | yes | yes | yes | no | no
Engie | ZELZATE TJ | TJ | Oil | 18.6 | yes | yes | yes | no | no
Engie | IXELLES-VOLTA TJ | TJ | Oil | 18 | no | no | no | no | no
Engie | BUDA TJ | TJ | Oil | 18 | no | no | no | no | no
Legend Unit-Type
CCGT | Combined Cycle
CCGT-GT | Combined Cycle - Gas Turbine
CCGT-ST | Combined Cycle - Steam Turbine
CL | Classic
GT | Gas Turbine
ST | Steam Turbine
IS | Incineration Station
NU | Nuclear
TJ | TurboJet
CHP | Cogeneration Unit

## 1.3 Renewable prod.
1.3 Renewable production
Production capacity in winter [MW]
Production type |  | 2016-17 | 2017-18 | 2018-19 | 2019-20 | 2020-21
Wind
| onshore | 1580 | 1915 | 2165 | 2414 | 2663
| offshore | 712 | 859 | 1051 | 1576 | 2205
Photovoltaics |  | 3101 | 3526 | 3881 | 4356 | 4966
Biofuel |  | 864 | 814 | 831 | 860 | 894
| individually modelled | 368 | 368 | 368 | 368 | 368
| profiled | 496 | 446 | 463 | 492 | 526
Waste |  | 331.6 | 332 | 332 | 332 | 332
| individually modelled | 280.6 | 281 | 281 | 281 | 281
| profiled | 51 | 51 | 51 | 51 | 51
Hydro - run of river |  | 114 | 114 | 114 | 117 | 120
The production capacities reported include both individually modelled production (see 1.2) and profiled production (see 1.5) .

## 1.4 Pumped-storage
1.4 Pumped-storage
BE Pumped-Storage facilities
| 2016-17 | 2017-18 | 2018-19 | 2019-20 | 2020-21
Storage reservoir [MWh] | 5800 | 5800 | 5800 | 5800 | 5800
Storage reservoir derating (ancillary services) [MWh] | 500 | 500 | 500 | 500 | 500
Available storage for economical dispatch [MWh] | 5300 | 5300 | 5300 | 5300 | 5300
Turbining capacity [MW]
Unit name | 2016-17 | 2017-18 | 2018-19 | 2019-20 | 2020-21
Coo 1 | 158 | 158 | 158 | 158 | 158
Coo 2 | 158 | 158 | 158 | 158 | 158
Coo 3 | 158 | 158 | 158 | 158 | 158
Coo 4 | 230 | 230 | 230 | 230 | 230
Coo 5 | 230 | 230 | 230 | 230 | 230
Coo 6 | 230 | 230 | 230 | 230 | 230
Platte Taille 1 | 36 | 36 | 36 | 36 | 36
Platte Taille 2 | 36 | 36 | 36 | 36 | 36
Platte Taille 3 | 36 | 36 | 36 | 36 | 36
Platte Taille 4 | 36 | 36 | 36 | 36 | 36

## 1.5 Profiled thermal production
1.5 Profiled thermal production
Profiled production capacity in winter [MW]
Fuel type | 2016-17 | 2017-18 | 2018-19 | 2019-20 | 2020-21
Waste | 51 | 51 | 51 | 51 | 51
Biomass | 496 | 446 | 463 | 492 | 526
Gas and other | 1214 | 1111 | 1231 | 1231 | 1231
Normalised hourly production
[% of profiled production capacity]
Date | Hour | Waste | Gas-fired & Other | Biomass
2018-11-01 | 43405 | 55.38% | 47.65% | 62.14%
2018-11-01 01:00 | 43405.0417 | 55.12% | 44.82% | 62.43%
2018-11-01 02:00 | 43405.0833 | 55.41% | 41.18% | 62.21%
2018-11-01 03:00 | 43405.125 | 55.1% | 42.44% | 62.32%
2018-11-01 04:00 | 43405.1667 | 55.49% | 43.88% | 62.47%
2018-11-01 05:00 | 43405.2083 | 55.02% | 44.79% | 62.26%
2018-11-01 06:00 | 43405.25 | 55.17% | 47.07% | 62.16%
2018-11-01 07:00 | 43405.2917 | 55.74% | 50.18% | 62.21%
2018-11-01 08:00 | 43405.3333 | 55.01% | 52.25% | 62.42%
2018-11-01 09:00 | 43405.375 | 55.51% | 55.82% | 62.24%
2018-11-01 10:00 | 43405.4167 | 53.97% | 57.67% | 62.17%
2018-11-01 11:00 | 43405.4583 | 52.29% | 57.01% | 62.33%
2018-11-01 12:00 | 43405.5 | 51.9% | 57.89% | 62.39%
2018-11-01 13:00 | 43405.5417 | 52.8% | 57.77% | 62.8%
2018-11-01 14:00 | 43405.5833 | 53.36% | 55.51% | 62.6%
2018-11-01 15:00 | 43405.625 | 54.21% | 53.53% | 62.48%
2018-11-01 16:00 | 43405.6667 | 55.92% | 53.55% | 62.65%
2018-11-01 17:00 | 43405.7083 | 55.81% | 53.94% | 62.49%
2018-11-01 18:00 | 43405.75 | 55.18% | 56.23% | 62.82%
2018-11-01 19:00 | 43405.7917 | 55.46% | 58.71% | 62.43%
2018-11-01 20:00 | 43405.8333 | 56.3% | 58.77% | 62.6%
2018-11-01 21:00 | 43405.875 | 55.67% | 56.32% | 61.79%
2018-11-01 22:00 | 43405.9167 | 54.97% | 52.08% | 61.81%
2018-11-01 23:00 | 43405.9583 | 56.14% | 51.18% | 61.25%
2018-11-02 | 43406 | 63.77% | 49.93% | 62.93%
2018-11-02 01:00 | 43406.0417 | 64.81% | 46.74% | 62.32%
2018-11-02 02:00 | 43406.0833 | 65.07% | 45.72% | 62.37%
2018-11-02 03:00 | 43406.125 | 64.66% | 45.36% | 62.02%
2018-11-02 04:00 | 43406.1667 | 65.14% | 45.19% | 61.91%
2018-11-02 05:00 | 43406.2083 | 64.63% | 46.93% | 62.07%
2018-11-02 06:00 | 43406.25 | 63.69% | 52.5% | 61.69%
2018-11-02 07:00 | 43406.2917 | 64.2% | 61.41% | 61.46%
2018-11-02 08:00 | 43406.3333 | 63.33% | 62.98% | 61.34%
2018-11-02 09:00 | 43406.375 | 62.97% | 61.37% | 62.09%
2018-11-02 10:00 | 43406.4167 | 62.73% | 60.72% | 61.52%
2018-11-02 11:00 | 43406.4583 | 62.59% | 60.15% | 61.67%
2018-11-02 12:00 | 43406.5 | 59.78% | 60.27% | 61.93%
2018-11-02 13:00 | 43406.5417 | 59.97% | 59.44% | 61.91%
2018-11-02 14:00 | 43406.5833 | 59.12% | 59.18% | 62.35%
2018-11-02 15:00 | 43406.625 | 58.37% | 59.2% | 62.66%
2018-11-02 16:00 | 43406.6667 | 59.1% | 59.09% | 63.04%
2018-11-02 17:00 | 43406.7083 | 61.89% | 59.15% | 63.28%
2018-11-02 18:00 | 43406.75 | 61.86% | 59.15% | 63.53%
2018-11-02 19:00 | 43406.7917 | 59.37% | 61.32% | 63.76%
2018-11-02 20:00 | 43406.8333 | 59.18% | 62.5% | 63.45%
2018-11-02 21:00 | 43406.875 | 60.64% | 60.52% | 63.28%
2018-11-02 22:00 | 43406.9167 | 59.92% | 56.77% | 63.75%
2018-11-02 23:00 | 43406.9583 | 60.79% | 56.37% | 63.5%
2018-11-03 | 43407 | 65.24% | 50.12% | 63.89%
2018-11-03 01:00 | 43407.0417 | 64.41% | 47.51% | 64.29%
2018-11-03 02:00 | 43407.0833 | 64.1% | 46.03% | 63.88%
2018-11-03 03:00 | 43407.125 | 64.38% | 45.44% | 63.68%
2018-11-03 04:00 | 43407.1667 | 64.71% | 45.59% | 63.22%
2018-11-03 05:00 | 43407.2083 | 65.22% | 47.42% | 63.57%
2018-11-03 06:00 | 43407.25 | 64.25% | 50.33% | 63.24%
2018-11-03 07:00 | 43407.2917 | 63.64% | 54.82% | 62.64%
2018-11-03 08:00 | 43407.3333 | 63.54% | 58.37% | 62.69%
2018-11-03 09:00 | 43407.375 | 63.43% | 60.43% | 63.07%
2018-11-03 10:00 | 43407.4167 | 63.62% | 60.3% | 62.67%
2018-11-03 11:00 | 43407.4583 | 61.87% | 60.59% | 62.13%
2018-11-03 12:00 | 43407.5 | 62.15% | 60.63% | 62.44%
2018-11-03 13:00 | 43407.5417 | 62.96% | 60.49% | 62.39%
2018-11-03 14:00 | 43407.5833 | 62.39% | 59.57% | 62.51%
2018-11-03 15:00 | 43407.625 | 63.54% | 58.01% | 62.73%
2018-11-03 16:00 | 43407.6667 | 63.96% | 57.4% | 62.79%
2018-11-03 17:00 | 43407.7083 | 63.64% | 56.43% | 62.88%
2018-11-03 18:00 | 43407.75 | 63.62% | 58.72% | 63.16%
2018-11-03 19:00 | 43407.7917 | 65.09% | 60.92% | 63.34%
2018-11-03 20:00 | 43407.8333 | 65.4% | 59.7% | 63.41%
2018-11-03 21:00 | 43407.875 | 65.54% | 55.4% | 63.58%
2018-11-03 22:00 | 43407.9167 | 66.62% | 52.39% | 63.29%
2018-11-03 23:00 | 43407.9583 | 66.24% | 51.07% | 63.08%
2018-11-04 | 43408 | 66.99% | 47.65% | 62.14%
2018-11-04 01:00 | 43408.0417 | 66.95% | 44.82% | 62.43%
2018-11-04 02:00 | 43408.0833 | 65.52% | 41.18% | 62.21%
2018-11-04 03:00 | 43408.125 | 66.37% | 42.44% | 62.32%
2018-11-04 04:00 | 43408.1667 | 67.67% | 43.88% | 62.47%
2018-11-04 05:00 | 43408.2083 | 66.17% | 44.79% | 62.26%
2018-11-04 06:00 | 43408.25 | 65.89% | 47.07% | 62.16%
2018-11-04 07:00 | 43408.2917 | 65.7% | 50.18% | 62.21%
2018-11-04 08:00 | 43408.3333 | 65.6% | 52.25% | 62.42%
2018-11-04 09:00 | 43408.375 | 65.07% | 55.82% | 62.24%
2018-11-04 10:00 | 43408.4167 | 65.33% | 57.67% | 62.17%
2018-11-04 11:00 | 43408.4583 | 64.21% | 57.01% | 62.33%
2018-11-04 12:00 | 43408.5 | 61.01% | 57.89% | 62.39%
2018-11-04 13:00 | 43408.5417 | 60.57% | 57.77% | 62.8%
2018-11-04 14:00 | 43408.5833 | 61.17% | 55.51% | 62.6%
2018-11-04 15:00 | 43408.625 | 61.37% | 53.53% | 62.48%
2018-11-04 16:00 | 43408.6667 | 61.72% | 53.55% | 62.65%
2018-11-04 17:00 | 43408.7083 | 62.36% | 53.94% | 62.49%
2018-11-04 18:00 | 43408.75 | 62.68% | 56.23% | 62.82%
2018-11-04 19:00 | 43408.7917 | 63.33% | 58.71% | 62.43%
2018-11-04 20:00 | 43408.8333 | 65.04% | 58.77% | 62.6%
2018-11-04 21:00 | 43408.875 | 66.42% | 56.32% | 61.79%
2018-11-04 22:00 | 43408.9167 | 66.02% | 52.08% | 61.81%
2018-11-04 23:00 | 43408.9583 | 66.63% | 51.18% | 61.25%
2018-11-05 | 43409 | 66.24% | 48.07% | 60.57%
2018-11-05 01:00 | 43409.0417 | 66.14% | 44.67% | 60.67%
2018-11-05 02:00 | 43409.0833 | 66.74% | 44.89% | 60.73%
2018-11-05 03:00 | 43409.125 | 65.91% | 44.93% | 60.36%
2018-11-05 04:00 | 43409.1667 | 66.52% | 44.51% | 60.06%
2018-11-05 05:00 | 43409.2083 | 66.74% | 44.68% | 59.74%
2018-11-05 06:00 | 43409.25 | 65.34% | 50.28% | 59.02%
2018-11-05 07:00 | 43409.2917 | 65.93% | 60.71% | 59.34%
2018-11-05 08:00 | 43409.3333 | 65.46% | 63.25% | 59.88%
2018-11-05 09:00 | 43409.375 | 66.05% | 62.43% | 60.18%
2018-11-05 10:00 | 43409.4167 | 65.18% | 61.24% | 60.09%
2018-11-05 11:00 | 43409.4583 | 65.26% | 60.64% | 59.68%
2018-11-05 12:00 | 43409.5 | 64.97% | 59.54% | 59.94%
2018-11-05 13:00 | 43409.5417 | 64.42% | 58.57% | 60.02%
2018-11-05 14:00 | 43409.5833 | 63.83% | 58.4% | 59.95%
2018-11-05 15:00 | 43409.625 | 64.43% | 58.23% | 60.59%
2018-11-05 16:00 | 43409.6667 | 64.43% | 58.06% | 60.62%
2018-11-05 17:00 | 43409.7083 | 64.62% | 58.12% | 60.64%
2018-11-05 18:00 | 43409.75 | 64.8% | 59.92% | 60.69%
2018-11-05 19:00 | 43409.7917 | 64.87% | 61.69% | 61.43%
2018-11-05 20:00 | 43409.8333 | 65.37% | 61.52% | 61.63%
2018-11-05 21:00 | 43409.875 | 64.02% | 57.58% | 61.83%
2018-11-05 22:00 | 43409.9167 | 63.99% | 53.29% | 61.26%
2018-11-05 23:00 | 43409.9583 | 64.89% | 53.93% | 60.79%
2018-11-06 | 43410 | 63.77% | 49.75% | 60.43%
2018-11-06 01:00 | 43410.0417 | 64.81% | 46.59% | 60.44%
2018-11-06 02:00 | 43410.0833 | 65.07% | 45.26% | 60.67%
2018-11-06 03:00 | 43410.125 | 64.66% | 44.45% | 60.45%
2018-11-06 04:00 | 43410.1667 | 65.14% | 45.42% | 60.27%
2018-11-06 05:00 | 43410.2083 | 64.63% | 47.52% | 60.15%
2018-11-06 06:00 | 43410.25 | 63.69% | 53.6% | 60.1%
2018-11-06 07:00 | 43410.2917 | 64.2% | 61.16% | 59.41%
2018-11-06 08:00 | 43410.3333 | 63.33% | 62% | 59.6%
2018-11-06 09:00 | 43410.375 | 62.97% | 60.23% | 59.59%
2018-11-06 10:00 | 43410.4167 | 62.73% | 59.42% | 59.12%
2018-11-06 11:00 | 43410.4583 | 62.59% | 58.08% | 58.97%
2018-11-06 12:00 | 43410.5 | 59.78% | 58.9% | 58.73%
2018-11-06 13:00 | 43410.5417 | 59.97% | 58.13% | 58.31%
2018-11-06 14:00 | 43410.5833 | 59.12% | 57.64% | 58.87%
2018-11-06 15:00 | 43410.625 | 58.37% | 56.75% | 59.14%
2018-11-06 16:00 | 43410.6667 | 59.1% | 56.77% | 59.3%
2018-11-06 17:00 | 43410.7083 | 61.89% | 57.8% | 59.62%
2018-11-06 18:00 | 43410.75 | 61.86% | 60.37% | 60.48%
2018-11-06 19:00 | 43410.7917 | 59.37% | 61.9% | 61.27%
2018-11-06 20:00 | 43410.8333 | 59.18% | 61.66% | 61.26%
2018-11-06 21:00 | 43410.875 | 60.64% | 58.59% | 61.34%
2018-11-06 22:00 | 43410.9167 | 59.92% | 54.45% | 60.75%
2018-11-06 23:00 | 43410.9583 | 60.79% | 54% | 60.45%
2018-11-07 | 43411 | 64.43% | 48.08% | 61.24%
2018-11-07 01:00 | 43411.0417 | 65.9% | 44.07% | 61.23%
2018-11-07 02:00 | 43411.0833 | 65.03% | 43.8% | 61.41%
2018-11-07 03:00 | 43411.125 | 65.62% | 44.53% | 60.98%
2018-11-07 04:00 | 43411.1667 | 63.86% | 44.89% | 61.29%
2018-11-07 05:00 | 43411.2083 | 64.37% | 46.87% | 61.08%
2018-11-07 06:00 | 43411.25 | 64.84% | 52.2% | 60.84%
2018-11-07 07:00 | 43411.2917 | 64.77% | 61.08% | 60.03%
2018-11-07 08:00 | 43411.3333 | 65% | 64% | 59.98%
2018-11-07 09:00 | 43411.375 | 63.39% | 62.45% | 60.18%
2018-11-07 10:00 | 43411.4167 | 63.76% | 60.31% | 60.46%
2018-11-07 11:00 | 43411.4583 | 63.37% | 59.12% | 60.53%
2018-11-07 12:00 | 43411.5 | 63.75% | 58.8% | 60.88%
2018-11-07 13:00 | 43411.5417 | 63.56% | 59.22% | 60.46%
2018-11-07 14:00 | 43411.5833 | 62.96% | 58.94% | 60.37%
2018-11-07 15:00 | 43411.625 | 62.26% | 57.39% | 60.15%
2018-11-07 16:00 | 43411.6667 | 63.73% | 56.86% | 60.99%
2018-11-07 17:00 | 43411.7083 | 61.74% | 58% | 61.24%
2018-11-07 18:00 | 43411.75 | 63.27% | 59.97% | 61.46%
2018-11-07 19:00 | 43411.7917 | 63.19% | 61.14% | 62%
2018-11-07 20:00 | 43411.8333 | 63.53% | 61.12% | 61.81%
2018-11-07 21:00 | 43411.875 | 63.61% | 58.1% | 60.98%
2018-11-07 22:00 | 43411.9167 | 62.65% | 54.91% | 60.82%
2018-11-07 23:00 | 43411.9583 | 63.14% | 54.27% | 61.11%
2018-11-08 | 43412 | 63.55% | 47.87% | 61.62%
2018-11-08 01:00 | 43412.0417 | 63.21% | 46.04% | 61.3%
2018-11-08 02:00 | 43412.0833 | 63.72% | 44.34% | 60.93%
2018-11-08 03:00 | 43412.125 | 63.67% | 44.63% | 60.87%
2018-11-08 04:00 | 43412.1667 | 63% | 44.45% | 60.83%
2018-11-08 05:00 | 43412.2083 | 64.52% | 46.48% | 60.36%
2018-11-08 06:00 | 43412.25 | 63.69% | 52.48% | 59.78%
2018-11-08 07:00 | 43412.2917 | 62.36% | 61.32% | 59.28%
2018-11-08 08:00 | 43412.3333 | 61.41% | 62.94% | 59.67%
2018-11-08 09:00 | 43412.375 | 61.14% | 60.35% | 59.32%
2018-11-08 10:00 | 43412.4167 | 58.8% | 58.95% | 58.97%
2018-11-08 11:00 | 43412.4583 | 59.55% | 58.02% | 58.42%
2018-11-08 12:00 | 43412.5 | 59.76% | 57.78% | 58.67%
2018-11-08 13:00 | 43412.5417 | 58.31% | 57.67% | 59.3%
2018-11-08 14:00 | 43412.5833 | 58.98% | 56.34% | 59.55%
2018-11-08 15:00 | 43412.625 | 60.48% | 56.22% | 60.53%
2018-11-08 16:00 | 43412.6667 | 60.75% | 56.51% | 60.64%
2018-11-08 17:00 | 43412.7083 | 61.71% | 57.31% | 60.96%
2018-11-08 18:00 | 43412.75 | 62.2% | 59.78% | 61.75%
2018-11-08 19:00 | 43412.7917 | 62.85% | 61.7% | 62.54%
2018-11-08 20:00 | 43412.8333 | 63.51% | 61.21% | 62.41%
2018-11-08 21:00 | 43412.875 | 63.49% | 57.82% | 62.04%
2018-11-08 22:00 | 43412.9167 | 64.17% | 53.02% | 62.34%
2018-11-08 23:00 | 43412.9583 | 63.02% | 52.87% | 62.5%
2018-11-09 | 43413 | 63.77% | 49.93% | 62.93%
2018-11-09 01:00 | 43413.0417 | 65.05% | 46.74% | 62.32%
2018-11-09 02:00 | 43413.0833 | 63.09% | 45.72% | 62.37%
2018-11-09 03:00 | 43413.125 | 63.78% | 45.36% | 62.02%
2018-11-09 04:00 | 43413.1667 | 63.35% | 45.19% | 61.91%
2018-11-09 05:00 | 43413.2083 | 63.84% | 46.93% | 62.07%
2018-11-09 06:00 | 43413.25 | 64.75% | 52.5% | 61.69%
2018-11-09 07:00 | 43413.2917 | 62.83% | 61.41% | 61.46%
2018-11-09 08:00 | 43413.3333 | 63.41% | 62.98% | 61.34%
2018-11-09 09:00 | 43413.375 | 61.25% | 61.37% | 62.09%
2018-11-09 10:00 | 43413.4167 | 61.37% | 60.72% | 61.52%
2018-11-09 11:00 | 43413.4583 | 60.02% | 60.15% | 61.67%
2018-11-09 12:00 | 43413.5 | 59.23% | 60.27% | 61.93%
2018-11-09 13:00 | 43413.5417 | 59.09% | 59.44% | 61.91%
2018-11-09 14:00 | 43413.5833 | 60.34% | 59.18% | 62.35%
2018-11-09 15:00 | 43413.625 | 61.78% | 59.2% | 62.66%
2018-11-09 16:00 | 43413.6667 | 61.78% | 59.09% | 63.04%
2018-11-09 17:00 | 43413.7083 | 61.13% | 59.15% | 63.28%
2018-11-09 18:00 | 43413.75 | 60.98% | 59.15% | 63.53%
2018-11-09 19:00 | 43413.7917 | 61.39% | 61.32% | 63.76%
2018-11-09 20:00 | 43413.8333 | 62.71% | 62.5% | 63.45%
2018-11-09 21:00 | 43413.875 | 62.75% | 60.52% | 63.28%
2018-11-09 22:00 | 43413.9167 | 63.2% | 56.77% | 63.75%
2018-11-09 23:00 | 43413.9583 | 63.23% | 56.37% | 63.5%
2018-11-10 | 43414 | 65.24% | 50.12% | 63.89%
2018-11-10 01:00 | 43414.0417 | 64.41% | 47.51% | 64.29%
2018-11-10 02:00 | 43414.0833 | 64.1% | 46.03% | 63.88%
2018-11-10 03:00 | 43414.125 | 64.38% | 45.44% | 63.68%
2018-11-10 04:00 | 43414.1667 | 64.71% | 45.59% | 63.22%
2018-11-10 05:00 | 43414.2083 | 65.22% | 47.42% | 63.57%
2018-11-10 06:00 | 43414.25 | 64.25% | 50.33% | 63.24%
2018-11-10 07:00 | 43414.2917 | 63.64% | 54.82% | 62.64%
2018-11-10 08:00 | 43414.3333 | 63.54% | 58.37% | 62.69%
2018-11-10 09:00 | 43414.375 | 63.43% | 60.43% | 63.07%
2018-11-10 10:00 | 43414.4167 | 63.62% | 60.3% | 62.67%
2018-11-10 11:00 | 43414.4583 | 61.87% | 60.59% | 62.13%
2018-11-10 12:00 | 43414.5 | 62.15% | 60.63% | 62.44%
2018-11-10 13:00 | 43414.5417 | 62.96% | 60.49% | 62.39%
2018-11-10 14:00 | 43414.5833 | 62.39% | 59.57% | 62.51%
2018-11-10 15:00 | 43414.625 | 63.54% | 58.01% | 62.73%
2018-11-10 16:00 | 43414.6667 | 63.96% | 57.4% | 62.79%
2018-11-10 17:00 | 43414.7083 | 63.64% | 56.43% | 62.88%
2018-11-10 18:00 | 43414.75 | 63.62% | 58.72% | 63.16%
2018-11-10 19:00 | 43414.7917 | 65.09% | 60.92% | 63.34%
2018-11-10 20:00 | 43414.8333 | 65.4% | 59.7% | 63.41%
2018-11-10 21:00 | 43414.875 | 65.54% | 55.4% | 63.58%
2018-11-10 22:00 | 43414.9167 | 66.62% | 52.39% | 63.29%
2018-11-10 23:00 | 43414.9583 | 66.24% | 51.07% | 63.08%
2018-11-11 | 43415 | 66.99% | 47.65% | 62.14%
2018-11-11 01:00 | 43415.0417 | 66.95% | 44.82% | 62.43%
2018-11-11 02:00 | 43415.0833 | 65.52% | 41.18% | 62.21%
2018-11-11 03:00 | 43415.125 | 66.37% | 42.44% | 62.32%
2018-11-11 04:00 | 43415.1667 | 67.67% | 43.88% | 62.47%
2018-11-11 05:00 | 43415.2083 | 66.17% | 44.79% | 62.26%
2018-11-11 06:00 | 43415.25 | 65.89% | 47.07% | 62.16%
2018-11-11 07:00 | 43415.2917 | 65.7% | 50.18% | 62.21%
2018-11-11 08:00 | 43415.3333 | 65.6% | 52.25% | 62.42%
2018-11-11 09:00 | 43415.375 | 65.07% | 55.82% | 62.24%
2018-11-11 10:00 | 43415.4167 | 65.33% | 57.67% | 62.17%
2018-11-11 11:00 | 43415.4583 | 64.21% | 57.01% | 62.33%
2018-11-11 12:00 | 43415.5 | 61.01% | 57.89% | 62.39%
2018-11-11 13:00 | 43415.5417 | 60.57% | 57.77% | 62.8%
2018-11-11 14:00 | 43415.5833 | 61.17% | 55.51% | 62.6%
2018-11-11 15:00 | 43415.625 | 61.37% | 53.53% | 62.48%
2018-11-11 16:00 | 43415.6667 | 61.72% | 53.55% | 62.65%
2018-11-11 17:00 | 43415.7083 | 62.36% | 53.94% | 62.49%
2018-11-11 18:00 | 43415.75 | 62.68% | 56.23% | 62.82%
2018-11-11 19:00 | 43415.7917 | 63.33% | 58.71% | 62.43%
2018-11-11 20:00 | 43415.8333 | 65.04% | 58.77% | 62.6%
2018-11-11 21:00 | 43415.875 | 66.42% | 56.32% | 61.79%
2018-11-11 22:00 | 43415.9167 | 66.02% | 52.08% | 61.81%
2018-11-11 23:00 | 43415.9583 | 66.63% | 51.18% | 61.25%
2018-11-12 | 43416 | 63.77% | 48.07% | 60.57%
2018-11-12 01:00 | 43416.0417 | 64.81% | 44.67% | 60.67%
2018-11-12 02:00 | 43416.0833 | 65.07% | 44.89% | 60.73%
2018-11-12 03:00 | 43416.125 | 64.66% | 44.93% | 60.36%
2018-11-12 04:00 | 43416.1667 | 65.14% | 44.51% | 60.06%
2018-11-12 05:00 | 43416.2083 | 64.63% | 44.68% | 59.74%
2018-11-12 06:00 | 43416.25 | 63.69% | 50.28% | 59.02%
2018-11-12 07:00 | 43416.2917 | 64.2% | 60.71% | 59.34%
2018-11-12 08:00 | 43416.3333 | 63.33% | 63.25% | 59.88%
2018-11-12 09:00 | 43416.375 | 62.97% | 62.43% | 60.18%
2018-11-12 10:00 | 43416.4167 | 62.73% | 61.24% | 60.09%
2018-11-12 11:00 | 43416.4583 | 62.59% | 60.64% | 59.68%
2018-11-12 12:00 | 43416.5 | 59.78% | 59.54% | 59.94%
2018-11-12 13:00 | 43416.5417 | 59.97% | 58.57% | 60.02%
2018-11-12 14:00 | 43416.5833 | 59.12% | 58.4% | 59.95%
2018-11-12 15:00 | 43416.625 | 58.37% | 58.23% | 60.59%
2018-11-12 16:00 | 43416.6667 | 59.1% | 58.06% | 60.62%
2018-11-12 17:00 | 43416.7083 | 61.89% | 58.12% | 60.64%
2018-11-12 18:00 | 43416.75 | 61.86% | 59.92% | 60.69%
2018-11-12 19:00 | 43416.7917 | 59.37% | 61.69% | 61.43%
2018-11-12 20:00 | 43416.8333 | 59.18% | 61.52% | 61.63%
2018-11-12 21:00 | 43416.875 | 60.64% | 57.58% | 61.83%
2018-11-12 22:00 | 43416.9167 | 59.92% | 53.29% | 61.26%
2018-11-12 23:00 | 43416.9583 | 60.79% | 53.93% | 60.79%
2018-11-13 | 43417 | 63.77% | 49.75% | 60.43%
2018-11-13 01:00 | 43417.0417 | 64.81% | 46.59% | 60.44%
2018-11-13 02:00 | 43417.0833 | 65.07% | 45.26% | 60.67%
2018-11-13 03:00 | 43417.125 | 64.66% | 44.45% | 60.45%
2018-11-13 04:00 | 43417.1667 | 65.14% | 45.42% | 60.27%
2018-11-13 05:00 | 43417.2083 | 64.63% | 47.52% | 60.15%
2018-11-13 06:00 | 43417.25 | 63.69% | 53.6% | 60.1%
2018-11-13 07:00 | 43417.2917 | 64.2% | 61.16% | 59.41%
2018-11-13 08:00 | 43417.3333 | 63.33% | 62% | 59.6%
2018-11-13 09:00 | 43417.375 | 62.97% | 60.23% | 59.59%
2018-11-13 10:00 | 43417.4167 | 62.73% | 59.42% | 59.12%
2018-11-13 11:00 | 43417.4583 | 62.59% | 58.08% | 58.97%
2018-11-13 12:00 | 43417.5 | 59.78% | 58.9% | 58.73%
2018-11-13 13:00 | 43417.5417 | 59.97% | 58.13% | 58.31%
2018-11-13 14:00 | 43417.5833 | 59.12% | 57.64% | 58.87%
2018-11-13 15:00 | 43417.625 | 58.37% | 56.75% | 59.14%
2018-11-13 16:00 | 43417.6667 | 59.1% | 56.77% | 59.3%
2018-11-13 17:00 | 43417.7083 | 61.89% | 57.8% | 59.62%
2018-11-13 18:00 | 43417.75 | 61.86% | 60.37% | 60.48%
2018-11-13 19:00 | 43417.7917 | 59.37% | 61.9% | 61.27%
2018-11-13 20:00 | 43417.8333 | 59.18% | 61.66% | 61.26%
2018-11-13 21:00 | 43417.875 | 60.64% | 58.59% | 61.34%
2018-11-13 22:00 | 43417.9167 | 59.92% | 54.45% | 60.75%
2018-11-13 23:00 | 43417.9583 | 60.79% | 54% | 60.45%
2018-11-14 | 43418 | 64.43% | 48.08% | 61.24%
2018-11-14 01:00 | 43418.0417 | 65.9% | 44.07% | 61.23%
2018-11-14 02:00 | 43418.0833 | 65.03% | 43.8% | 61.41%
2018-11-14 03:00 | 43418.125 | 65.62% | 44.53% | 60.98%
2018-11-14 04:00 | 43418.1667 | 63.86% | 44.89% | 61.29%
2018-11-14 05:00 | 43418.2083 | 64.37% | 46.87% | 61.08%
2018-11-14 06:00 | 43418.25 | 64.84% | 52.2% | 60.84%
2018-11-14 07:00 | 43418.2917 | 64.77% | 61.08% | 60.03%
2018-11-14 08:00 | 43418.3333 | 65% | 64% | 59.98%
2018-11-14 09:00 | 43418.375 | 63.39% | 62.45% | 60.18%
2018-11-14 10:00 | 43418.4167 | 63.76% | 60.31% | 60.46%
2018-11-14 11:00 | 43418.4583 | 63.37% | 59.12% | 60.53%
2018-11-14 12:00 | 43418.5 | 63.75% | 58.8% | 60.88%
2018-11-14 13:00 | 43418.5417 | 63.56% | 59.22% | 60.46%
2018-11-14 14:00 | 43418.5833 | 62.96% | 58.94% | 60.37%
2018-11-14 15:00 | 43418.625 | 62.26% | 57.39% | 60.15%
2018-11-14 16:00 | 43418.6667 | 63.73% | 56.86% | 60.99%
2018-11-14 17:00 | 43418.7083 | 61.74% | 58% | 61.24%
2018-11-14 18:00 | 43418.75 | 63.27% | 59.97% | 61.46%
2018-11-14 19:00 | 43418.7917 | 63.19% | 61.14% | 62%
2018-11-14 20:00 | 43418.8333 | 63.53% | 61.12% | 61.81%
2018-11-14 21:00 | 43418.875 | 63.61% | 58.1% | 60.98%
2018-11-14 22:00 | 43418.9167 | 62.65% | 54.91% | 60.82%
2018-11-14 23:00 | 43418.9583 | 63.14% | 54.27% | 61.11%
2018-11-15 | 43419 | 63.55% | 47.87% | 61.62%
2018-11-15 01:00 | 43419.0417 | 63.21% | 46.04% | 61.3%
2018-11-15 02:00 | 43419.0833 | 63.72% | 44.34% | 60.93%
2018-11-15 03:00 | 43419.125 | 63.67% | 44.63% | 60.87%
2018-11-15 04:00 | 43419.1667 | 63% | 44.45% | 60.83%
2018-11-15 05:00 | 43419.2083 | 64.52% | 46.48% | 60.36%
2018-11-15 06:00 | 43419.25 | 63.69% | 52.48% | 59.78%
2018-11-15 07:00 | 43419.2917 | 62.36% | 61.32% | 59.28%
2018-11-15 08:00 | 43419.3333 | 61.41% | 62.94% | 59.67%
2018-11-15 09:00 | 43419.375 | 61.14% | 60.35% | 59.32%
2018-11-15 10:00 | 43419.4167 | 58.8% | 58.95% | 58.97%
2018-11-15 11:00 | 43419.4583 | 59.55% | 58.02% | 58.42%
2018-11-15 12:00 | 43419.5 | 59.76% | 57.78% | 58.67%
2018-11-15 13:00 | 43419.5417 | 58.31% | 57.67% | 59.3%
2018-11-15 14:00 | 43419.5833 | 58.98% | 56.34% | 59.55%
2018-11-15 15:00 | 43419.625 | 60.48% | 56.22% | 60.53%
2018-11-15 16:00 | 43419.6667 | 60.75% | 56.51% | 60.64%
2018-11-15 17:00 | 43419.7083 | 61.71% | 57.31% | 60.96%
2018-11-15 18:00 | 43419.75 | 62.2% | 59.78% | 61.75%
2018-11-15 19:00 | 43419.7917 | 62.85% | 61.7% | 62.54%
2018-11-15 20:00 | 43419.8333 | 63.51% | 61.21% | 62.41%
2018-11-15 21:00 | 43419.875 | 63.49% | 57.82% | 62.04%
2018-11-15 22:00 | 43419.9167 | 64.17% | 53.02% | 62.34%
2018-11-15 23:00 | 43419.9583 | 63.02% | 52.87% | 62.5%
2018-11-16 | 43420 | 63.77% | 49.93% | 62.93%
2018-11-16 01:00 | 43420.0417 | 65.05% | 46.74% | 62.32%
2018-11-16 02:00 | 43420.0833 | 63.09% | 45.72% | 62.37%
2018-11-16 03:00 | 43420.125 | 63.78% | 45.36% | 62.02%
2018-11-16 04:00 | 43420.1667 | 63.35% | 45.19% | 61.91%
2018-11-16 05:00 | 43420.2083 | 63.84% | 46.93% | 62.07%
2018-11-16 06:00 | 43420.25 | 64.75% | 52.5% | 61.69%
2018-11-16 07:00 | 43420.2917 | 62.83% | 61.41% | 61.46%
2018-11-16 08:00 | 43420.3333 | 63.41% | 62.98% | 61.34%
2018-11-16 09:00 | 43420.375 | 61.25% | 61.37% | 62.09%
2018-11-16 10:00 | 43420.4167 | 61.37% | 60.72% | 61.52%
2018-11-16 11:00 | 43420.4583 | 60.02% | 60.15% | 61.67%
2018-11-16 12:00 | 43420.5 | 59.23% | 60.27% | 61.93%
2018-11-16 13:00 | 43420.5417 | 59.09% | 59.44% | 61.91%
2018-11-16 14:00 | 43420.5833 | 60.34% | 59.18% | 62.35%
2018-11-16 15:00 | 43420.625 | 61.78% | 59.2% | 62.66%
2018-11-16 16:00 | 43420.6667 | 61.78% | 59.09% | 63.04%
2018-11-16 17:00 | 43420.7083 | 61.13% | 59.15% | 63.28%
2018-11-16 18:00 | 43420.75 | 60.98% | 59.15% | 63.53%
2018-11-16 19:00 | 43420.7917 | 61.39% | 61.32% | 63.76%
2018-11-16 20:00 | 43420.8333 | 62.71% | 62.5% | 63.45%
2018-11-16 21:00 | 43420.875 | 62.75% | 60.52% | 63.28%
2018-11-16 22:00 | 43420.9167 | 63.2% | 56.77% | 63.75%
2018-11-16 23:00 | 43420.9583 | 63.23% | 56.37% | 63.5%
2018-11-17 | 43421 | 65.24% | 50.12% | 63.89%
2018-11-17 01:00 | 43421.0417 | 64.41% | 47.51% | 64.29%
2018-11-17 02:00 | 43421.0833 | 64.1% | 46.03% | 63.88%
2018-11-17 03:00 | 43421.125 | 64.38% | 45.44% | 63.68%
2018-11-17 04:00 | 43421.1667 | 64.71% | 45.59% | 63.22%
2018-11-17 05:00 | 43421.2083 | 65.22% | 47.42% | 63.57%
2018-11-17 06:00 | 43421.25 | 64.25% | 50.33% | 63.24%
2018-11-17 07:00 | 43421.2917 | 63.64% | 54.82% | 62.64%
2018-11-17 08:00 | 43421.3333 | 63.54% | 58.37% | 62.69%
2018-11-17 09:00 | 43421.375 | 63.43% | 60.43% | 63.07%
2018-11-17 10:00 | 43421.4167 | 63.62% | 60.3% | 62.67%
2018-11-17 11:00 | 43421.4583 | 61.87% | 60.59% | 62.13%
2018-11-17 12:00 | 43421.5 | 62.15% | 60.63% | 62.44%
2018-11-17 13:00 | 43421.5417 | 62.96% | 60.49% | 62.39%
2018-11-17 14:00 | 43421.5833 | 62.39% | 59.57% | 62.51%
2018-11-17 15:00 | 43421.625 | 63.54% | 58.01% | 62.73%
2018-11-17 16:00 | 43421.6667 | 63.96% | 57.4% | 62.79%
2018-11-17 17:00 | 43421.7083 | 63.64% | 56.43% | 62.88%
2018-11-17 18:00 | 43421.75 | 63.62% | 58.72% | 63.16%
2018-11-17 19:00 | 43421.7917 | 65.09% | 60.92% | 63.34%
2018-11-17 20:00 | 43421.8333 | 65.4% | 59.7% | 63.41%
2018-11-17 21:00 | 43421.875 | 65.54% | 55.4% | 63.58%
2018-11-17 22:00 | 43421.9167 | 66.62% | 52.39% | 63.29%
2018-11-17 23:00 | 43421.9583 | 66.24% | 51.07% | 63.08%
2018-11-18 | 43422 | 66.99% | 47.65% | 62.14%
2018-11-18 01:00 | 43422.0417 | 66.95% | 44.82% | 62.43%
2018-11-18 02:00 | 43422.0833 | 65.52% | 41.18% | 62.21%
2018-11-18 03:00 | 43422.125 | 66.37% | 42.44% | 62.32%
2018-11-18 04:00 | 43422.1667 | 67.67% | 43.88% | 62.47%
2018-11-18 05:00 | 43422.2083 | 66.17% | 44.79% | 62.26%
2018-11-18 06:00 | 43422.25 | 65.89% | 47.07% | 62.16%
2018-11-18 07:00 | 43422.2917 | 65.7% | 50.18% | 62.21%
2018-11-18 08:00 | 43422.3333 | 65.6% | 52.25% | 62.42%
2018-11-18 09:00 | 43422.375 | 65.07% | 55.82% | 62.24%
2018-11-18 10:00 | 43422.4167 | 65.33% | 57.67% | 62.17%
2018-11-18 11:00 | 43422.4583 | 64.21% | 57.01% | 62.33%
2018-11-18 12:00 | 43422.5 | 61.01% | 57.89% | 62.39%
2018-11-18 13:00 | 43422.5417 | 60.57% | 57.77% | 62.8%
2018-11-18 14:00 | 43422.5833 | 61.17% | 55.51% | 62.6%
2018-11-18 15:00 | 43422.625 | 61.37% | 53.53% | 62.48%
2018-11-18 16:00 | 43422.6667 | 61.72% | 53.55% | 62.65%
2018-11-18 17:00 | 43422.7083 | 62.36% | 53.94% | 62.49%
2018-11-18 18:00 | 43422.75 | 62.68% | 56.23% | 62.82%
2018-11-18 19:00 | 43422.7917 | 63.33% | 58.71% | 62.43%
2018-11-18 20:00 | 43422.8333 | 65.04% | 58.77% | 62.6%
2018-11-18 21:00 | 43422.875 | 66.42% | 56.32% | 61.79%
2018-11-18 22:00 | 43422.9167 | 66.02% | 52.08% | 61.81%
2018-11-18 23:00 | 43422.9583 | 66.63% | 51.18% | 61.25%
2018-11-19 | 43423 | 66.24% | 48.07% | 60.57%
2018-11-19 01:00 | 43423.0417 | 66.14% | 44.67% | 60.67%
2018-11-19 02:00 | 43423.0833 | 66.74% | 44.89% | 60.73%
2018-11-19 03:00 | 43423.125 | 65.91% | 44.93% | 60.36%
2018-11-19 04:00 | 43423.1667 | 66.52% | 44.51% | 60.06%
2018-11-19 05:00 | 43423.2083 | 66.74% | 44.68% | 59.74%
2018-11-19 06:00 | 43423.25 | 65.34% | 50.28% | 59.02%
2018-11-19 07:00 | 43423.2917 | 65.93% | 60.71% | 59.34%
2018-11-19 08:00 | 43423.3333 | 65.46% | 63.25% | 59.88%
2018-11-19 09:00 | 43423.375 | 66.05% | 62.43% | 60.18%
2018-11-19 10:00 | 43423.4167 | 65.18% | 61.24% | 60.09%
2018-11-19 11:00 | 43423.4583 | 65.26% | 60.64% | 59.68%
2018-11-19 12:00 | 43423.5 | 64.97% | 59.54% | 59.94%
2018-11-19 13:00 | 43423.5417 | 64.42% | 58.57% | 60.02%
2018-11-19 14:00 | 43423.5833 | 63.83% | 58.4% | 59.95%
2018-11-19 15:00 | 43423.625 | 64.43% | 58.23% | 60.59%
2018-11-19 16:00 | 43423.6667 | 64.43% | 58.06% | 60.62%
2018-11-19 17:00 | 43423.7083 | 64.62% | 58.12% | 60.64%
2018-11-19 18:00 | 43423.75 | 64.8% | 59.92% | 60.69%
2018-11-19 19:00 | 43423.7917 | 64.87% | 61.69% | 61.43%
2018-11-19 20:00 | 43423.8333 | 65.37% | 61.52% | 61.63%
2018-11-19 21:00 | 43423.875 | 64.02% | 57.58% | 61.83%
2018-11-19 22:00 | 43423.9167 | 63.99% | 53.29% | 61.26%
2018-11-19 23:00 | 43423.9583 | 64.89% | 53.93% | 60.79%
2018-11-20 | 43424 | 63.77% | 49.75% | 60.43%
2018-11-20 01:00 | 43424.0417 | 64.81% | 46.59% | 60.44%
2018-11-20 02:00 | 43424.0833 | 65.07% | 45.26% | 60.67%
2018-11-20 03:00 | 43424.125 | 64.66% | 44.45% | 60.45%
2018-11-20 04:00 | 43424.1667 | 65.14% | 45.42% | 60.27%
2018-11-20 05:00 | 43424.2083 | 64.63% | 47.52% | 60.15%
2018-11-20 06:00 | 43424.25 | 63.69% | 53.6% | 60.1%
2018-11-20 07:00 | 43424.2917 | 64.2% | 61.16% | 59.41%
2018-11-20 08:00 | 43424.3333 | 63.33% | 62% | 59.6%
2018-11-20 09:00 | 43424.375 | 62.97% | 60.23% | 59.59%
2018-11-20 10:00 | 43424.4167 | 62.73% | 59.42% | 59.12%
2018-11-20 11:00 | 43424.4583 | 62.59% | 58.08% | 58.97%
2018-11-20 12:00 | 43424.5 | 59.78% | 58.9% | 58.73%
2018-11-20 13:00 | 43424.5417 | 59.97% | 58.13% | 58.31%
2018-11-20 14:00 | 43424.5833 | 59.12% | 57.64% | 58.87%
2018-11-20 15:00 | 43424.625 | 58.37% | 56.75% | 59.14%
2018-11-20 16:00 | 43424.6667 | 59.1% | 56.77% | 59.3%
2018-11-20 17:00 | 43424.7083 | 61.89% | 57.8% | 59.62%
2018-11-20 18:00 | 43424.75 | 61.86% | 60.37% | 60.48%
2018-11-20 19:00 | 43424.7917 | 59.37% | 61.9% | 61.27%
2018-11-20 20:00 | 43424.8333 | 59.18% | 61.66% | 61.26%
2018-11-20 21:00 | 43424.875 | 60.64% | 58.59% | 61.34%
2018-11-20 22:00 | 43424.9167 | 59.92% | 54.45% | 60.75%
2018-11-20 23:00 | 43424.9583 | 60.79% | 54% | 60.45%
2018-11-21 | 43425 | 64.43% | 48.08% | 61.24%
2018-11-21 01:00 | 43425.0417 | 65.9% | 44.07% | 61.23%
2018-11-21 02:00 | 43425.0833 | 65.03% | 43.8% | 61.41%
2018-11-21 03:00 | 43425.125 | 65.62% | 44.53% | 60.98%
2018-11-21 04:00 | 43425.1667 | 63.86% | 44.89% | 61.29%
2018-11-21 05:00 | 43425.2083 | 64.37% | 46.87% | 61.08%
2018-11-21 06:00 | 43425.25 | 64.84% | 52.2% | 60.84%
2018-11-21 07:00 | 43425.2917 | 64.77% | 61.08% | 60.03%
2018-11-21 08:00 | 43425.3333 | 65% | 64% | 59.98%
2018-11-21 09:00 | 43425.375 | 63.39% | 62.45% | 60.18%
2018-11-21 10:00 | 43425.4167 | 63.76% | 60.31% | 60.46%
2018-11-21 11:00 | 43425.4583 | 63.37% | 59.12% | 60.53%
2018-11-21 12:00 | 43425.5 | 63.75% | 58.8% | 60.88%
2018-11-21 13:00 | 43425.5417 | 63.56% | 59.22% | 60.46%
2018-11-21 14:00 | 43425.5833 | 62.96% | 58.94% | 60.37%
2018-11-21 15:00 | 43425.625 | 62.26% | 57.39% | 60.15%
2018-11-21 16:00 | 43425.6667 | 63.73% | 56.86% | 60.99%
2018-11-21 17:00 | 43425.7083 | 61.74% | 58% | 61.24%
2018-11-21 18:00 | 43425.75 | 63.27% | 59.97% | 61.46%
2018-11-21 19:00 | 43425.7917 | 63.19% | 61.14% | 62%
2018-11-21 20:00 | 43425.8333 | 63.53% | 61.12% | 61.81%
2018-11-21 21:00 | 43425.875 | 63.61% | 58.1% | 60.98%
2018-11-21 22:00 | 43425.9167 | 62.65% | 54.91% | 60.82%
2018-11-21 23:00 | 43425.9583 | 63.14% | 54.27% | 61.11%
2018-11-22 | 43426 | 63.55% | 47.87% | 61.62%
2018-11-22 01:00 | 43426.0417 | 63.21% | 46.04% | 61.3%
2018-11-22 02:00 | 43426.0833 | 63.72% | 44.34% | 60.93%
2018-11-22 03:00 | 43426.125 | 63.67% | 44.63% | 60.87%
2018-11-22 04:00 | 43426.1667 | 63% | 44.45% | 60.83%
2018-11-22 05:00 | 43426.2083 | 64.52% | 46.48% | 60.36%
2018-11-22 06:00 | 43426.25 | 63.69% | 52.48% | 59.78%
2018-11-22 07:00 | 43426.2917 | 62.36% | 61.32% | 59.28%
2018-11-22 08:00 | 43426.3333 | 61.41% | 62.94% | 59.67%
2018-11-22 09:00 | 43426.375 | 61.14% | 60.35% | 59.32%
2018-11-22 10:00 | 43426.4167 | 58.8% | 58.95% | 58.97%
2018-11-22 11:00 | 43426.4583 | 59.55% | 58.02% | 58.42%
2018-11-22 12:00 | 43426.5 | 59.76% | 57.78% | 58.67%
2018-11-22 13:00 | 43426.5417 | 58.31% | 57.67% | 59.3%
2018-11-22 14:00 | 43426.5833 | 58.98% | 56.34% | 59.55%
2018-11-22 15:00 | 43426.625 | 60.48% | 56.22% | 60.53%
2018-11-22 16:00 | 43426.6667 | 60.75% | 56.51% | 60.64%
2018-11-22 17:00 | 43426.7083 | 61.71% | 57.31% | 60.96%
2018-11-22 18:00 | 43426.75 | 62.2% | 59.78% | 61.75%
2018-11-22 19:00 | 43426.7917 | 62.85% | 61.7% | 62.54%
2018-11-22 20:00 | 43426.8333 | 63.51% | 61.21% | 62.41%
2018-11-22 21:00 | 43426.875 | 63.49% | 57.82% | 62.04%
2018-11-22 22:00 | 43426.9167 | 64.17% | 53.02% | 62.34%
2018-11-22 23:00 | 43426.9583 | 63.02% | 52.87% | 62.5%
2018-11-23 | 43427 | 63.77% | 49.93% | 62.93%
2018-11-23 01:00 | 43427.0417 | 65.05% | 46.74% | 62.32%
2018-11-23 02:00 | 43427.0833 | 63.09% | 45.72% | 62.37%
2018-11-23 03:00 | 43427.125 | 63.78% | 45.36% | 62.02%
2018-11-23 04:00 | 43427.1667 | 63.35% | 45.19% | 61.91%
2018-11-23 05:00 | 43427.2083 | 63.84% | 46.93% | 62.07%
2018-11-23 06:00 | 43427.25 | 64.75% | 52.5% | 61.69%
2018-11-23 07:00 | 43427.2917 | 62.83% | 61.41% | 61.46%
2018-11-23 08:00 | 43427.3333 | 63.41% | 62.98% | 61.34%
2018-11-23 09:00 | 43427.375 | 61.25% | 61.37% | 62.09%
2018-11-23 10:00 | 43427.4167 | 61.37% | 60.72% | 61.52%
2018-11-23 11:00 | 43427.4583 | 60.02% | 60.15% | 61.67%
2018-11-23 12:00 | 43427.5 | 59.23% | 60.27% | 61.93%
2018-11-23 13:00 | 43427.5417 | 59.09% | 59.44% | 61.91%
2018-11-23 14:00 | 43427.5833 | 60.34% | 59.18% | 62.35%
2018-11-23 15:00 | 43427.625 | 61.78% | 59.2% | 62.66%
2018-11-23 16:00 | 43427.6667 | 61.78% | 59.09% | 63.04%
2018-11-23 17:00 | 43427.7083 | 61.13% | 59.15% | 63.28%
2018-11-23 18:00 | 43427.75 | 60.98% | 59.15% | 63.53%
2018-11-23 19:00 | 43427.7917 | 61.39% | 61.32% | 63.76%
2018-11-23 20:00 | 43427.8333 | 62.71% | 62.5% | 63.45%
2018-11-23 21:00 | 43427.875 | 62.75% | 60.52% | 63.28%
2018-11-23 22:00 | 43427.9167 | 63.2% | 56.77% | 63.75%
2018-11-23 23:00 | 43427.9583 | 63.23% | 56.37% | 63.5%
2018-11-24 | 43428 | 65.24% | 50.12% | 63.89%
2018-11-24 01:00 | 43428.0417 | 64.41% | 47.51% | 64.29%
2018-11-24 02:00 | 43428.0833 | 64.1% | 46.03% | 63.88%
2018-11-24 03:00 | 43428.125 | 64.38% | 45.44% | 63.68%
2018-11-24 04:00 | 43428.1667 | 64.71% | 45.59% | 63.22%
2018-11-24 05:00 | 43428.2083 | 65.22% | 47.42% | 63.57%
2018-11-24 06:00 | 43428.25 | 64.25% | 50.33% | 63.24%
2018-11-24 07:00 | 43428.2917 | 63.64% | 54.82% | 62.64%
2018-11-24 08:00 | 43428.3333 | 63.54% | 58.37% | 62.69%
2018-11-24 09:00 | 43428.375 | 63.43% | 60.43% | 63.07%
2018-11-24 10:00 | 43428.4167 | 63.62% | 60.3% | 62.67%
2018-11-24 11:00 | 43428.4583 | 61.87% | 60.59% | 62.13%
2018-11-24 12:00 | 43428.5 | 62.15% | 60.63% | 62.44%
2018-11-24 13:00 | 43428.5417 | 62.96% | 60.49% | 62.39%
2018-11-24 14:00 | 43428.5833 | 62.39% | 59.57% | 62.51%
2018-11-24 15:00 | 43428.625 | 63.54% | 58.01% | 62.73%
2018-11-24 16:00 | 43428.6667 | 63.96% | 57.4% | 62.79%
2018-11-24 17:00 | 43428.7083 | 63.64% | 56.43% | 62.88%
2018-11-24 18:00 | 43428.75 | 63.62% | 58.72% | 63.16%
2018-11-24 19:00 | 43428.7917 | 65.09% | 60.92% | 63.34%
2018-11-24 20:00 | 43428.8333 | 65.4% | 59.7% | 63.41%
2018-11-24 21:00 | 43428.875 | 65.54% | 55.4% | 63.58%
2018-11-24 22:00 | 43428.9167 | 66.62% | 52.39% | 63.29%
2018-11-24 23:00 | 43428.9583 | 66.24% | 51.07% | 63.08%
2018-11-25 | 43429 | 66.99% | 47.65% | 62.14%
2018-11-25 01:00 | 43429.0417 | 66.95% | 44.82% | 62.43%
2018-11-25 02:00 | 43429.0833 | 65.52% | 41.18% | 62.21%
2018-11-25 03:00 | 43429.125 | 66.37% | 42.44% | 62.32%
2018-11-25 04:00 | 43429.1667 | 67.67% | 43.88% | 62.47%
2018-11-25 05:00 | 43429.2083 | 66.17% | 44.79% | 62.26%
2018-11-25 06:00 | 43429.25 | 65.89% | 47.07% | 62.16%
2018-11-25 07:00 | 43429.2917 | 65.7% | 50.18% | 62.21%
2018-11-25 08:00 | 43429.3333 | 65.6% | 52.25% | 62.42%
2018-11-25 09:00 | 43429.375 | 65.07% | 55.82% | 62.24%
2018-11-25 10:00 | 43429.4167 | 65.33% | 57.67% | 62.17%
2018-11-25 11:00 | 43429.4583 | 64.21% | 57.01% | 62.33%
2018-11-25 12:00 | 43429.5 | 61.01% | 57.89% | 62.39%
2018-11-25 13:00 | 43429.5417 | 60.57% | 57.77% | 62.8%
2018-11-25 14:00 | 43429.5833 | 61.17% | 55.51% | 62.6%
2018-11-25 15:00 | 43429.625 | 61.37% | 53.53% | 62.48%
2018-11-25 16:00 | 43429.6667 | 61.72% | 53.55% | 62.65%
2018-11-25 17:00 | 43429.7083 | 62.36% | 53.94% | 62.49%
2018-11-25 18:00 | 43429.75 | 62.68% | 56.23% | 62.82%
2018-11-25 19:00 | 43429.7917 | 63.33% | 58.71% | 62.43%
2018-11-25 20:00 | 43429.8333 | 65.04% | 58.77% | 62.6%
2018-11-25 21:00 | 43429.875 | 66.42% | 56.32% | 61.79%
2018-11-25 22:00 | 43429.9167 | 66.02% | 52.08% | 61.81%
2018-11-25 23:00 | 43429.9583 | 66.63% | 51.18% | 61.25%
2018-11-26 | 43430 | 66.24% | 48.07% | 60.57%
2018-11-26 01:00 | 43430.0417 | 66.14% | 44.67% | 60.67%
2018-11-26 02:00 | 43430.0833 | 66.74% | 44.89% | 60.73%
2018-11-26 03:00 | 43430.125 | 65.91% | 44.93% | 60.36%
2018-11-26 04:00 | 43430.1667 | 66.52% | 44.51% | 60.06%
2018-11-26 05:00 | 43430.2083 | 66.74% | 44.68% | 59.74%
2018-11-26 06:00 | 43430.25 | 65.34% | 50.28% | 59.02%
2018-11-26 07:00 | 43430.2917 | 65.93% | 60.71% | 59.34%
2018-11-26 08:00 | 43430.3333 | 65.46% | 63.25% | 59.88%
2018-11-26 09:00 | 43430.375 | 66.05% | 62.43% | 60.18%
2018-11-26 10:00 | 43430.4167 | 65.18% | 61.24% | 60.09%
2018-11-26 11:00 | 43430.4583 | 65.26% | 60.64% | 59.68%
2018-11-26 12:00 | 43430.5 | 64.97% | 59.54% | 59.94%
2018-11-26 13:00 | 43430.5417 | 64.42% | 58.57% | 60.02%
2018-11-26 14:00 | 43430.5833 | 63.83% | 58.4% | 59.95%
2018-11-26 15:00 | 43430.625 | 64.43% | 58.23% | 60.59%
2018-11-26 16:00 | 43430.6667 | 64.43% | 58.06% | 60.62%
2018-11-26 17:00 | 43430.7083 | 64.62% | 58.12% | 60.64%
2018-11-26 18:00 | 43430.75 | 64.8% | 59.92% | 60.69%
2018-11-26 19:00 | 43430.7917 | 64.87% | 61.69% | 61.43%
2018-11-26 20:00 | 43430.8333 | 65.37% | 61.52% | 61.63%
2018-11-26 21:00 | 43430.875 | 64.02% | 57.58% | 61.83%
2018-11-26 22:00 | 43430.9167 | 63.99% | 53.29% | 61.26%
2018-11-26 23:00 | 43430.9583 | 64.89% | 53.93% | 60.79%
2018-11-27 | 43431 | 63.77% | 49.75% | 60.43%
2018-11-27 01:00 | 43431.0417 | 64.81% | 46.59% | 60.44%
2018-11-27 02:00 | 43431.0833 | 65.07% | 45.26% | 60.67%
2018-11-27 03:00 | 43431.125 | 64.66% | 44.45% | 60.45%
2018-11-27 04:00 | 43431.1667 | 65.14% | 45.42% | 60.27%
2018-11-27 05:00 | 43431.2083 | 64.63% | 47.52% | 60.15%
2018-11-27 06:00 | 43431.25 | 63.69% | 53.6% | 60.1%
2018-11-27 07:00 | 43431.2917 | 64.2% | 61.16% | 59.41%
2018-11-27 08:00 | 43431.3333 | 63.33% | 62% | 59.6%
2018-11-27 09:00 | 43431.375 | 62.97% | 60.23% | 59.59%
2018-11-27 10:00 | 43431.4167 | 62.73% | 59.42% | 59.12%
2018-11-27 11:00 | 43431.4583 | 62.59% | 58.08% | 58.97%
2018-11-27 12:00 | 43431.5 | 59.78% | 58.9% | 58.73%
2018-11-27 13:00 | 43431.5417 | 59.97% | 58.13% | 58.31%
2018-11-27 14:00 | 43431.5833 | 59.12% | 57.64% | 58.87%
2018-11-27 15:00 | 43431.625 | 58.37% | 56.75% | 59.14%
2018-11-27 16:00 | 43431.6667 | 59.1% | 56.77% | 59.3%
2018-11-27 17:00 | 43431.7083 | 61.89% | 57.8% | 59.62%
2018-11-27 18:00 | 43431.75 | 61.86% | 60.37% | 60.48%
2018-11-27 19:00 | 43431.7917 | 59.37% | 61.9% | 61.27%
2018-11-27 20:00 | 43431.8333 | 59.18% | 61.66% | 61.26%
2018-11-27 21:00 | 43431.875 | 60.64% | 58.59% | 61.34%
2018-11-27 22:00 | 43431.9167 | 59.92% | 54.45% | 60.75%
2018-11-27 23:00 | 43431.9583 | 60.79% | 54% | 60.45%
2018-11-28 | 43432 | 64.43% | 48.08% | 61.24%
2018-11-28 01:00 | 43432.0417 | 65.9% | 44.07% | 61.23%
2018-11-28 02:00 | 43432.0833 | 65.03% | 43.8% | 61.41%
2018-11-28 03:00 | 43432.125 | 65.62% | 44.53% | 60.98%
2018-11-28 04:00 | 43432.1667 | 63.86% | 44.89% | 61.29%
2018-11-28 05:00 | 43432.2083 | 64.37% | 46.87% | 61.08%
2018-11-28 06:00 | 43432.25 | 64.84% | 52.2% | 60.84%
2018-11-28 07:00 | 43432.2917 | 64.77% | 61.08% | 60.03%
2018-11-28 08:00 | 43432.3333 | 65% | 64% | 59.98%
2018-11-28 09:00 | 43432.375 | 63.39% | 62.45% | 60.18%
2018-11-28 10:00 | 43432.4167 | 63.76% | 60.31% | 60.46%
2018-11-28 11:00 | 43432.4583 | 63.37% | 59.12% | 60.53%
2018-11-28 12:00 | 43432.5 | 63.75% | 58.8% | 60.88%
2018-11-28 13:00 | 43432.5417 | 63.56% | 59.22% | 60.46%
2018-11-28 14:00 | 43432.5833 | 62.96% | 58.94% | 60.37%
2018-11-28 15:00 | 43432.625 | 62.26% | 57.39% | 60.15%
2018-11-28 16:00 | 43432.6667 | 63.73% | 56.86% | 60.99%
2018-11-28 17:00 | 43432.7083 | 61.74% | 58% | 61.24%
2018-11-28 18:00 | 43432.75 | 63.27% | 59.97% | 61.46%
2018-11-28 19:00 | 43432.7917 | 63.19% | 61.14% | 62%
2018-11-28 20:00 | 43432.8333 | 63.53% | 61.12% | 61.81%
2018-11-28 21:00 | 43432.875 | 63.61% | 58.1% | 60.98%
2018-11-28 22:00 | 43432.9167 | 62.65% | 54.91% | 60.82%
2018-11-28 23:00 | 43432.9583 | 63.14% | 54.27% | 61.11%
2018-11-29 | 43433 | 63.55% | 47.87% | 61.62%
2018-11-29 01:00 | 43433.0417 | 63.21% | 46.04% | 61.3%
2018-11-29 02:00 | 43433.0833 | 63.72% | 44.34% | 60.93%
2018-11-29 03:00 | 43433.125 | 63.67% | 44.63% | 60.87%
2018-11-29 04:00 | 43433.1667 | 63% | 44.45% | 60.83%
2018-11-29 05:00 | 43433.2083 | 64.52% | 46.48% | 60.36%
2018-11-29 06:00 | 43433.25 | 63.69% | 52.48% | 59.78%
2018-11-29 07:00 | 43433.2917 | 62.36% | 61.32% | 59.28%
2018-11-29 08:00 | 43433.3333 | 61.41% | 62.94% | 59.67%
2018-11-29 09:00 | 43433.375 | 61.14% | 60.35% | 59.32%
2018-11-29 10:00 | 43433.4167 | 58.8% | 58.95% | 58.97%
2018-11-29 11:00 | 43433.4583 | 59.55% | 58.02% | 58.42%
2018-11-29 12:00 | 43433.5 | 59.76% | 57.78% | 58.67%
2018-11-29 13:00 | 43433.5417 | 58.31% | 57.67% | 59.3%
2018-11-29 14:00 | 43433.5833 | 58.98% | 56.34% | 59.55%
2018-11-29 15:00 | 43433.625 | 60.48% | 56.22% | 60.53%
2018-11-29 16:00 | 43433.6667 | 60.75% | 56.51% | 60.64%
2018-11-29 17:00 | 43433.7083 | 61.71% | 57.31% | 60.96%
2018-11-29 18:00 | 43433.75 | 62.2% | 59.78% | 61.75%
2018-11-29 19:00 | 43433.7917 | 62.85% | 61.7% | 62.54%
2018-11-29 20:00 | 43433.8333 | 63.51% | 61.21% | 62.41%
2018-11-29 21:00 | 43433.875 | 63.49% | 57.82% | 62.04%
2018-11-29 22:00 | 43433.9167 | 64.17% | 53.02% | 62.34%
2018-11-29 23:00 | 43433.9583 | 63.02% | 52.87% | 62.5%
2018-11-30 | 43434 | 63.77% | 49.93% | 62.93%
2018-11-30 01:00 | 43434.0417 | 65.05% | 46.74% | 62.32%
2018-11-30 02:00 | 43434.0833 | 63.09% | 45.72% | 62.37%
2018-11-30 03:00 | 43434.125 | 63.78% | 45.36% | 62.02%
2018-11-30 04:00 | 43434.1667 | 63.35% | 45.19% | 61.91%
2018-11-30 05:00 | 43434.2083 | 63.84% | 46.93% | 62.07%
2018-11-30 06:00 | 43434.25 | 64.75% | 52.5% | 61.69%
2018-11-30 07:00 | 43434.2917 | 62.83% | 61.41% | 61.46%
2018-11-30 08:00 | 43434.3333 | 63.41% | 62.98% | 61.34%
2018-11-30 09:00 | 43434.375 | 61.25% | 61.37% | 62.09%
2018-11-30 10:00 | 43434.4167 | 61.37% | 60.72% | 61.52%
2018-11-30 11:00 | 43434.4583 | 60.02% | 60.15% | 61.67%
2018-11-30 12:00 | 43434.5 | 59.23% | 60.27% | 61.93%
2018-11-30 13:00 | 43434.5417 | 59.09% | 59.44% | 61.91%
2018-11-30 14:00 | 43434.5833 | 60.34% | 59.18% | 62.35%
2018-11-30 15:00 | 43434.625 | 61.78% | 59.2% | 62.66%
2018-11-30 16:00 | 43434.6667 | 61.78% | 59.09% | 63.04%
2018-11-30 17:00 | 43434.7083 | 61.13% | 59.15% | 63.28%
2018-11-30 18:00 | 43434.75 | 60.98% | 59.15% | 63.53%
2018-11-30 19:00 | 43434.7917 | 61.39% | 61.32% | 63.76%
2018-11-30 20:00 | 43434.8333 | 62.71% | 62.5% | 63.45%
2018-11-30 21:00 | 43434.875 | 62.75% | 60.52% | 63.28%
2018-11-30 22:00 | 43434.9167 | 63.2% | 56.77% | 63.75%
2018-11-30 23:00 | 43434.9583 | 63.23% | 56.37% | 63.5%
2018-12-01 | 43435 | 65.24% | 50.13% | 61.5%
2018-12-01 01:00 | 43435.0417 | 64.41% | 47.73% | 61.32%
2018-12-01 02:00 | 43435.0833 | 64.1% | 46.33% | 60.79%
2018-12-01 03:00 | 43435.125 | 64.38% | 45.71% | 60.52%
2018-12-01 04:00 | 43435.1667 | 64.71% | 45.85% | 60.91%
2018-12-01 05:00 | 43435.2083 | 65.22% | 47.59% | 60.23%
2018-12-01 06:00 | 43435.25 | 64.25% | 50.37% | 59.6%
2018-12-01 07:00 | 43435.2917 | 63.64% | 54.75% | 59.28%
2018-12-01 08:00 | 43435.3333 | 63.54% | 58.19% | 60.07%
2018-12-01 09:00 | 43435.375 | 63.43% | 60.47% | 60.38%
2018-12-01 10:00 | 43435.4167 | 63.62% | 60.27% | 60.27%
2018-12-01 11:00 | 43435.4583 | 61.87% | 60.53% | 60.1%
2018-12-01 12:00 | 43435.5 | 62.15% | 60.66% | 60.72%
2018-12-01 13:00 | 43435.5417 | 62.96% | 60.41% | 61.28%
2018-12-01 14:00 | 43435.5833 | 62.39% | 59.5% | 61.3%
2018-12-01 15:00 | 43435.625 | 63.54% | 57.89% | 61.92%
2018-12-01 16:00 | 43435.6667 | 63.96% | 57.34% | 61.92%
2018-12-01 17:00 | 43435.7083 | 63.64% | 56.41% | 62.01%
2018-12-01 18:00 | 43435.75 | 63.62% | 58.51% | 63.3%
2018-12-01 19:00 | 43435.7917 | 65.09% | 60.69% | 63.15%
2018-12-01 20:00 | 43435.8333 | 65.4% | 59.72% | 63.21%
2018-12-01 21:00 | 43435.875 | 65.54% | 55.38% | 62.91%
2018-12-01 22:00 | 43435.9167 | 66.62% | 52.34% | 62.82%
2018-12-01 23:00 | 43435.9583 | 66.24% | 50.97% | 62.64%
2018-12-02 | 43436 | 65.41% | 47.31% | 62.11%
2018-12-02 01:00 | 43436.0417 | 65.5% | 44.42% | 62.55%
2018-12-02 02:00 | 43436.0833 | 62.35% | 40.88% | 62.27%
2018-12-02 03:00 | 43436.125 | 63.17% | 42.22% | 62.3%
2018-12-02 04:00 | 43436.1667 | 64.43% | 43.66% | 62.16%
2018-12-02 05:00 | 43436.2083 | 65.2% | 44.53% | 61.44%
2018-12-02 06:00 | 43436.25 | 62.83% | 46.77% | 60.88%
2018-12-02 07:00 | 43436.2917 | 62.46% | 49.86% | 60.82%
2018-12-02 08:00 | 43436.3333 | 63.84% | 51.93% | 61.66%
2018-12-02 09:00 | 43436.375 | 63.6% | 55.59% | 62.01%
2018-12-02 10:00 | 43436.4167 | 61.87% | 57.37% | 62.09%
2018-12-02 11:00 | 43436.4583 | 61.47% | 56.61% | 61.66%
2018-12-02 12:00 | 43436.5 | 63.15% | 57.44% | 61.37%
2018-12-02 13:00 | 43436.5417 | 62.74% | 57.2% | 61.01%
2018-12-02 14:00 | 43436.5833 | 62.9% | 54.9% | 60.63%
2018-12-02 15:00 | 43436.625 | 62.77% | 52.93% | 60.99%
2018-12-02 16:00 | 43436.6667 | 63.13% | 53.04% | 60.77%
2018-12-02 17:00 | 43436.7083 | 62.59% | 53.59% | 61.06%
2018-12-02 18:00 | 43436.75 | 63.02% | 55.77% | 61.18%
2018-12-02 19:00 | 43436.7917 | 63.45% | 58.31% | 61.23%
2018-12-02 20:00 | 43436.8333 | 63.71% | 58.33% | 60.92%
2018-12-02 21:00 | 43436.875 | 63.31% | 55.9% | 60.67%
2018-12-02 22:00 | 43436.9167 | 64.82% | 51.79% | 60.74%
2018-12-02 23:00 | 43436.9583 | 64.39% | 50.89% | 60.8%
2018-12-03 | 43437 | 64.52% | 47.82% | 60.39%
2018-12-03 01:00 | 43437.0417 | 65.13% | 44.48% | 60.12%
2018-12-03 02:00 | 43437.0833 | 64.85% | 44.74% | 60.26%
2018-12-03 03:00 | 43437.125 | 65.85% | 44.76% | 59.98%
2018-12-03 04:00 | 43437.1667 | 66.31% | 44.29% | 59.61%
2018-12-03 05:00 | 43437.2083 | 65.55% | 44.57% | 59.54%
2018-12-03 06:00 | 43437.25 | 65.72% | 50.12% | 59.45%
2018-12-03 07:00 | 43437.2917 | 66.11% | 60.4% | 59.06%
2018-12-03 08:00 | 43437.3333 | 65.05% | 63.05% | 59.6%
2018-12-03 09:00 | 43437.375 | 65.1% | 62.29% | 59.47%
2018-12-03 10:00 | 43437.4167 | 63.16% | 61.05% | 58.51%
2018-12-03 11:00 | 43437.4583 | 63.8% | 60.21% | 58.84%
2018-12-03 12:00 | 43437.5 | 63.05% | 59% | 58.49%
2018-12-03 13:00 | 43437.5417 | 63.48% | 57.98% | 58.12%
2018-12-03 14:00 | 43437.5833 | 63.8% | 57.77% | 58.59%
2018-12-03 15:00 | 43437.625 | 63.47% | 57.69% | 59.26%
2018-12-03 16:00 | 43437.6667 | 65.04% | 57.67% | 59.75%
2018-12-03 17:00 | 43437.7083 | 65.26% | 57.95% | 60.86%
2018-12-03 18:00 | 43437.75 | 63.61% | 59.68% | 61.07%
2018-12-03 19:00 | 43437.7917 | 63.45% | 61.44% | 60.84%
2018-12-03 20:00 | 43437.8333 | 63.68% | 61.3% | 60.6%
2018-12-03 21:00 | 43437.875 | 63.45% | 57.32% | 60.4%
2018-12-03 22:00 | 43437.9167 | 63.43% | 53.03% | 60.08%
2018-12-03 23:00 | 43437.9583 | 63.09% | 53.63% | 60.03%
2018-12-04 | 43438 | 64.39% | 49.84% | 60.36%
2018-12-04 01:00 | 43438.0417 | 63.39% | 46.73% | 60.29%
2018-12-04 02:00 | 43438.0833 | 63.44% | 45.48% | 60.26%
2018-12-04 03:00 | 43438.125 | 63.99% | 44.62% | 60.43%
2018-12-04 04:00 | 43438.1667 | 63.41% | 45.55% | 60.92%
2018-12-04 05:00 | 43438.2083 | 64.39% | 47.6% | 60.93%
2018-12-04 06:00 | 43438.25 | 62.96% | 53.55% | 60.84%
2018-12-04 07:00 | 43438.2917 | 63.4% | 60.76% | 60.44%
2018-12-04 08:00 | 43438.3333 | 64.3% | 61.51% | 60.35%
2018-12-04 09:00 | 43438.375 | 64.25% | 60.2% | 59.65%
2018-12-04 10:00 | 43438.4167 | 65.01% | 59.37% | 59.53%
2018-12-04 11:00 | 43438.4583 | 65.09% | 58.08% | 58.8%
2018-12-04 12:00 | 43438.5 | 64.06% | 58.81% | 59.34%
2018-12-04 13:00 | 43438.5417 | 63.89% | 57.94% | 59.15%
2018-12-04 14:00 | 43438.5833 | 63.89% | 57.24% | 59.47%
2018-12-04 15:00 | 43438.625 | 64.6% | 56.66% | 59.85%
2018-12-04 16:00 | 43438.6667 | 65.61% | 56.82% | 60.6%
2018-12-04 17:00 | 43438.7083 | 65.81% | 57.85% | 60.99%
2018-12-04 18:00 | 43438.75 | 65.35% | 60.32% | 60.76%
2018-12-04 19:00 | 43438.7917 | 63.79% | 61.6% | 61.21%
2018-12-04 20:00 | 43438.8333 | 63.74% | 61.34% | 60.94%
2018-12-04 21:00 | 43438.875 | 63.44% | 58.51% | 61.49%
2018-12-04 22:00 | 43438.9167 | 64.42% | 54.34% | 61.38%
2018-12-04 23:00 | 43438.9583 | 65.48% | 53.89% | 61.46%
2018-12-05 | 43439 | 61.39% | 48.14% | 61.38%
2018-12-05 01:00 | 43439.0417 | 63.03% | 44.29% | 61.46%
2018-12-05 02:00 | 43439.0833 | 63.24% | 44.11% | 61.65%
2018-12-05 03:00 | 43439.125 | 63.12% | 45% | 61.67%
2018-12-05 04:00 | 43439.1667 | 62.05% | 45.34% | 61.67%
2018-12-05 05:00 | 43439.2083 | 60.93% | 47.37% | 61.49%
2018-12-05 06:00 | 43439.25 | 60.99% | 52.57% | 61.58%
2018-12-05 07:00 | 43439.2917 | 61.47% | 61.07% | 61.34%
2018-12-05 08:00 | 43439.3333 | 60.75% | 63.88% | 61.16%
2018-12-05 09:00 | 43439.375 | 61.19% | 62.48% | 61.07%
2018-12-05 10:00 | 43439.4167 | 60.72% | 60.51% | 61.15%
2018-12-05 11:00 | 43439.4583 | 61.49% | 59.12% | 61.15%
2018-12-05 12:00 | 43439.5 | 63.13% | 58.66% | 60.87%
2018-12-05 13:00 | 43439.5417 | 62.33% | 59.2% | 60.88%
2018-12-05 14:00 | 43439.5833 | 61.87% | 58.98% | 61.23%
2018-12-05 15:00 | 43439.625 | 62.76% | 57.57% | 61.13%
2018-12-05 16:00 | 43439.6667 | 60.47% | 57.09% | 61.55%
2018-12-05 17:00 | 43439.7083 | 59.91% | 58.33% | 61.62%
2018-12-05 18:00 | 43439.75 | 59.54% | 60.29% | 61.08%
2018-12-05 19:00 | 43439.7917 | 61.27% | 61.35% | 61.46%
2018-12-05 20:00 | 43439.8333 | 60.38% | 61.28% | 61.84%
2018-12-05 21:00 | 43439.875 | 61.38% | 58.09% | 61.78%
2018-12-05 22:00 | 43439.9167 | 61.57% | 54.85% | 61.21%
2018-12-05 23:00 | 43439.9583 | 60.61% | 54.36% | 61.56%
2018-12-06 | 43440 | 60.42% | 48.11% | 61.24%
2018-12-06 01:00 | 43440.0417 | 60.43% | 46.32% | 60.73%
2018-12-06 02:00 | 43440.0833 | 61.17% | 44.59% | 61.06%
2018-12-06 03:00 | 43440.125 | 59.93% | 44.99% | 60.97%
2018-12-06 04:00 | 43440.1667 | 59.39% | 44.83% | 60.77%
2018-12-06 05:00 | 43440.2083 | 59.85% | 46.83% | 60.76%
2018-12-06 06:00 | 43440.25 | 59.58% | 52.79% | 59.85%
2018-12-06 07:00 | 43440.2917 | 58.91% | 61.37% | 59.9%
2018-12-06 08:00 | 43440.3333 | 56.88% | 62.89% | 60.07%
2018-12-06 09:00 | 43440.375 | 57.33% | 60.5% | 60.01%
2018-12-06 10:00 | 43440.4167 | 58.6% | 59.02% | 58.94%
2018-12-06 11:00 | 43440.4583 | 59.56% | 58.27% | 59.03%
2018-12-06 12:00 | 43440.5 | 60.31% | 58.14% | 59.55%
2018-12-06 13:00 | 43440.5417 | 61.19% | 58.1% | 59.85%
2018-12-06 14:00 | 43440.5833 | 61.34% | 56.83% | 60.12%
2018-12-06 15:00 | 43440.625 | 62.35% | 56.6% | 60.84%
2018-12-06 16:00 | 43440.6667 | 61.54% | 56.61% | 61.32%
2018-12-06 17:00 | 43440.7083 | 62.09% | 57.3% | 61.18%
2018-12-06 18:00 | 43440.75 | 63.02% | 59.76% | 61.23%
2018-12-06 19:00 | 43440.7917 | 63.75% | 61.7% | 60.48%
2018-12-06 20:00 | 43440.8333 | 63.96% | 61.22% | 61.07%
2018-12-06 21:00 | 43440.875 | 64.56% | 57.77% | 61.6%
2018-12-06 22:00 | 43440.9167 | 64.11% | 53.16% | 60.88%
2018-12-06 23:00 | 43440.9583 | 63.53% | 53.09% | 61.14%
2018-12-07 | 43441 | 62.83% | 50.22% | 61.32%
2018-12-07 01:00 | 43441.0417 | 62.68% | 47.11% | 61.45%
2018-12-07 02:00 | 43441.0833 | 62.07% | 46.17% | 61.38%
2018-12-07 03:00 | 43441.125 | 62.76% | 45.9% | 60.87%
2018-12-07 04:00 | 43441.1667 | 62.41% | 45.79% | 60.58%
2018-12-07 05:00 | 43441.2083 | 61.13% | 47.5% | 61.04%
2018-12-07 06:00 | 43441.25 | 63.22% | 52.8% | 61.09%
2018-12-07 07:00 | 43441.2917 | 62.7% | 61.74% | 60.46%
2018-12-07 08:00 | 43441.3333 | 63.01% | 63.3% | 60.81%
2018-12-07 09:00 | 43441.375 | 62.38% | 61.67% | 60.4%
2018-12-07 10:00 | 43441.4167 | 63.09% | 60.89% | 60.57%
2018-12-07 11:00 | 43441.4583 | 62.22% | 60.2% | 61.15%
2018-12-07 12:00 | 43441.5 | 63.48% | 60.31% | 61.54%
2018-12-07 13:00 | 43441.5417 | 63.01% | 59.57% | 61.67%
2018-12-07 14:00 | 43441.5833 | 62.85% | 59.07% | 61.54%
2018-12-07 15:00 | 43441.625 | 62.72% | 59.26% | 61.75%
2018-12-07 16:00 | 43441.6667 | 61.83% | 59.24% | 61.78%
2018-12-07 17:00 | 43441.7083 | 63.3% | 59.44% | 62.03%
2018-12-07 18:00 | 43441.75 | 62.29% | 59.4% | 62.62%
2018-12-07 19:00 | 43441.7917 | 62.11% | 61.43% | 62.7%
2018-12-07 20:00 | 43441.8333 | 63.15% | 62.43% | 62.68%
2018-12-07 21:00 | 43441.875 | 63.1% | 60.49% | 62.47%
2018-12-07 22:00 | 43441.9167 | 62.77% | 56.87% | 62.56%
2018-12-07 23:00 | 43441.9583 | 62.07% | 56.46% | 62.43%
2018-12-08 | 43442 | 63.87% | 50.13% | 61.5%
2018-12-08 01:00 | 43442.0417 | 63.23% | 47.73% | 61.32%
2018-12-08 02:00 | 43442.0833 | 63.02% | 46.33% | 60.79%
2018-12-08 03:00 | 43442.125 | 63.08% | 45.71% | 60.52%
2018-12-08 04:00 | 43442.1667 | 62.02% | 45.85% | 60.91%
2018-12-08 05:00 | 43442.2083 | 62.81% | 47.59% | 60.23%
2018-12-08 06:00 | 43442.25 | 62.41% | 50.37% | 59.6%
2018-12-08 07:00 | 43442.2917 | 60.74% | 54.75% | 59.28%
2018-12-08 08:00 | 43442.3333 | 60.64% | 58.19% | 60.07%
2018-12-08 09:00 | 43442.375 | 60.59% | 60.47% | 60.38%
2018-12-08 10:00 | 43442.4167 | 61.57% | 60.27% | 60.27%
2018-12-08 11:00 | 43442.4583 | 61.37% | 60.53% | 60.1%
2018-12-08 12:00 | 43442.5 | 63.13% | 60.66% | 60.72%
2018-12-08 13:00 | 43442.5417 | 63.19% | 60.41% | 61.28%
2018-12-08 14:00 | 43442.5833 | 61.88% | 59.5% | 61.3%
2018-12-08 15:00 | 43442.625 | 61.77% | 57.89% | 61.92%
2018-12-08 16:00 | 43442.6667 | 61.24% | 57.34% | 61.92%
2018-12-08 17:00 | 43442.7083 | 61.7% | 56.41% | 62.01%
2018-12-08 18:00 | 43442.75 | 62.04% | 58.51% | 63.3%
2018-12-08 19:00 | 43442.7917 | 63.48% | 60.69% | 63.15%
2018-12-08 20:00 | 43442.8333 | 64.64% | 59.72% | 63.21%
2018-12-08 21:00 | 43442.875 | 63.57% | 55.38% | 62.91%
2018-12-08 22:00 | 43442.9167 | 65.53% | 52.34% | 62.82%
2018-12-08 23:00 | 43442.9583 | 66.42% | 50.97% | 62.64%
2018-12-09 | 43443 | 65.41% | 47.31% | 62.11%
2018-12-09 01:00 | 43443.0417 | 65.5% | 44.42% | 62.55%
2018-12-09 02:00 | 43443.0833 | 62.35% | 40.88% | 62.27%
2018-12-09 03:00 | 43443.125 | 63.17% | 42.22% | 62.3%
2018-12-09 04:00 | 43443.1667 | 64.43% | 43.66% | 62.16%
2018-12-09 05:00 | 43443.2083 | 65.2% | 44.53% | 61.44%
2018-12-09 06:00 | 43443.25 | 62.83% | 46.77% | 60.88%
2018-12-09 07:00 | 43443.2917 | 62.46% | 49.86% | 60.82%
2018-12-09 08:00 | 43443.3333 | 63.84% | 51.93% | 61.66%
2018-12-09 09:00 | 43443.375 | 63.6% | 55.59% | 62.01%
2018-12-09 10:00 | 43443.4167 | 61.87% | 57.37% | 62.09%
2018-12-09 11:00 | 43443.4583 | 61.47% | 56.61% | 61.66%
2018-12-09 12:00 | 43443.5 | 63.15% | 57.44% | 61.37%
2018-12-09 13:00 | 43443.5417 | 62.74% | 57.2% | 61.01%
2018-12-09 14:00 | 43443.5833 | 62.9% | 54.9% | 60.63%
2018-12-09 15:00 | 43443.625 | 62.77% | 52.93% | 60.99%
2018-12-09 16:00 | 43443.6667 | 63.13% | 53.04% | 60.77%
2018-12-09 17:00 | 43443.7083 | 62.59% | 53.59% | 61.06%
2018-12-09 18:00 | 43443.75 | 63.02% | 55.77% | 61.18%
2018-12-09 19:00 | 43443.7917 | 63.45% | 58.31% | 61.23%
2018-12-09 20:00 | 43443.8333 | 63.71% | 58.33% | 60.92%
2018-12-09 21:00 | 43443.875 | 63.31% | 55.9% | 60.67%
2018-12-09 22:00 | 43443.9167 | 64.82% | 51.79% | 60.74%
2018-12-09 23:00 | 43443.9583 | 64.39% | 50.89% | 60.8%
2018-12-10 | 43444 | 64.52% | 47.82% | 60.39%
2018-12-10 01:00 | 43444.0417 | 65.13% | 44.48% | 60.12%
2018-12-10 02:00 | 43444.0833 | 64.85% | 44.74% | 60.26%
2018-12-10 03:00 | 43444.125 | 65.85% | 44.76% | 59.98%
2018-12-10 04:00 | 43444.1667 | 66.31% | 44.29% | 59.61%
2018-12-10 05:00 | 43444.2083 | 65.55% | 44.57% | 59.54%
2018-12-10 06:00 | 43444.25 | 65.72% | 50.12% | 59.45%
2018-12-10 07:00 | 43444.2917 | 66.11% | 60.4% | 59.06%
2018-12-10 08:00 | 43444.3333 | 65.05% | 63.05% | 59.6%
2018-12-10 09:00 | 43444.375 | 65.1% | 62.29% | 59.47%
2018-12-10 10:00 | 43444.4167 | 63.16% | 61.05% | 58.51%
2018-12-10 11:00 | 43444.4583 | 63.8% | 60.21% | 58.84%
2018-12-10 12:00 | 43444.5 | 63.05% | 59% | 58.49%
2018-12-10 13:00 | 43444.5417 | 63.48% | 57.98% | 58.12%
2018-12-10 14:00 | 43444.5833 | 63.8% | 57.77% | 58.59%
2018-12-10 15:00 | 43444.625 | 63.47% | 57.69% | 59.26%
2018-12-10 16:00 | 43444.6667 | 65.04% | 57.67% | 59.75%
2018-12-10 17:00 | 43444.7083 | 65.26% | 57.95% | 60.86%
2018-12-10 18:00 | 43444.75 | 63.61% | 59.68% | 61.07%
2018-12-10 19:00 | 43444.7917 | 63.45% | 61.44% | 60.84%
2018-12-10 20:00 | 43444.8333 | 63.68% | 61.3% | 60.6%
2018-12-10 21:00 | 43444.875 | 63.45% | 57.32% | 60.4%
2018-12-10 22:00 | 43444.9167 | 63.43% | 53.03% | 60.08%
2018-12-10 23:00 | 43444.9583 | 63.09% | 53.63% | 60.03%
2018-12-11 | 43445 | 64.39% | 49.84% | 60.36%
2018-12-11 01:00 | 43445.0417 | 63.39% | 46.73% | 60.29%
2018-12-11 02:00 | 43445.0833 | 63.44% | 45.48% | 60.26%
2018-12-11 03:00 | 43445.125 | 63.99% | 44.62% | 60.43%
2018-12-11 04:00 | 43445.1667 | 63.41% | 45.55% | 60.92%
2018-12-11 05:00 | 43445.2083 | 64.39% | 47.6% | 60.93%
2018-12-11 06:00 | 43445.25 | 62.96% | 53.55% | 60.84%
2018-12-11 07:00 | 43445.2917 | 63.4% | 60.76% | 60.44%
2018-12-11 08:00 | 43445.3333 | 64.3% | 61.51% | 60.35%
2018-12-11 09:00 | 43445.375 | 64.25% | 60.2% | 59.65%
2018-12-11 10:00 | 43445.4167 | 65.01% | 59.37% | 59.53%
2018-12-11 11:00 | 43445.4583 | 65.09% | 58.08% | 58.8%
2018-12-11 12:00 | 43445.5 | 64.06% | 58.81% | 59.34%
2018-12-11 13:00 | 43445.5417 | 63.89% | 57.94% | 59.15%
2018-12-11 14:00 | 43445.5833 | 63.89% | 57.24% | 59.47%
2018-12-11 15:00 | 43445.625 | 64.6% | 56.66% | 59.85%
2018-12-11 16:00 | 43445.6667 | 65.61% | 56.82% | 60.6%
2018-12-11 17:00 | 43445.7083 | 65.81% | 57.85% | 60.99%
2018-12-11 18:00 | 43445.75 | 65.35% | 60.32% | 60.76%
2018-12-11 19:00 | 43445.7917 | 63.79% | 61.6% | 61.21%
2018-12-11 20:00 | 43445.8333 | 63.74% | 61.34% | 60.94%
2018-12-11 21:00 | 43445.875 | 63.44% | 58.51% | 61.49%
2018-12-11 22:00 | 43445.9167 | 64.42% | 54.34% | 61.38%
2018-12-11 23:00 | 43445.9583 | 65.48% | 53.89% | 61.46%
2018-12-12 | 43446 | 61.39% | 48.14% | 61.38%
2018-12-12 01:00 | 43446.0417 | 63.03% | 44.29% | 61.46%
2018-12-12 02:00 | 43446.0833 | 63.24% | 44.11% | 61.65%
2018-12-12 03:00 | 43446.125 | 63.12% | 45% | 61.67%
2018-12-12 04:00 | 43446.1667 | 62.05% | 45.34% | 61.67%
2018-12-12 05:00 | 43446.2083 | 60.93% | 47.37% | 61.49%
2018-12-12 06:00 | 43446.25 | 60.99% | 52.57% | 61.58%
2018-12-12 07:00 | 43446.2917 | 61.47% | 61.07% | 61.34%
2018-12-12 08:00 | 43446.3333 | 60.75% | 63.88% | 61.16%
2018-12-12 09:00 | 43446.375 | 61.19% | 62.48% | 61.07%
2018-12-12 10:00 | 43446.4167 | 60.72% | 60.51% | 61.15%
2018-12-12 11:00 | 43446.4583 | 61.49% | 59.12% | 61.15%
2018-12-12 12:00 | 43446.5 | 63.13% | 58.66% | 60.87%
2018-12-12 13:00 | 43446.5417 | 62.33% | 59.2% | 60.88%
2018-12-12 14:00 | 43446.5833 | 61.87% | 58.98% | 61.23%
2018-12-12 15:00 | 43446.625 | 62.76% | 57.57% | 61.13%
2018-12-12 16:00 | 43446.6667 | 60.47% | 57.09% | 61.55%
2018-12-12 17:00 | 43446.7083 | 59.91% | 58.33% | 61.62%
2018-12-12 18:00 | 43446.75 | 59.54% | 60.29% | 61.08%
2018-12-12 19:00 | 43446.7917 | 61.27% | 61.35% | 61.46%
2018-12-12 20:00 | 43446.8333 | 60.38% | 61.28% | 61.84%
2018-12-12 21:00 | 43446.875 | 61.38% | 58.09% | 61.78%
2018-12-12 22:00 | 43446.9167 | 61.57% | 54.85% | 61.21%
2018-12-12 23:00 | 43446.9583 | 60.61% | 54.36% | 61.56%
2018-12-13 | 43447 | 60.42% | 48.11% | 61.24%
2018-12-13 01:00 | 43447.0417 | 60.43% | 46.32% | 60.73%
2018-12-13 02:00 | 43447.0833 | 61.17% | 44.59% | 61.06%
2018-12-13 03:00 | 43447.125 | 59.93% | 44.99% | 60.97%
2018-12-13 04:00 | 43447.1667 | 59.39% | 44.83% | 60.77%
2018-12-13 05:00 | 43447.2083 | 59.85% | 46.83% | 60.76%
2018-12-13 06:00 | 43447.25 | 59.58% | 52.79% | 59.85%
2018-12-13 07:00 | 43447.2917 | 58.91% | 61.37% | 59.9%
2018-12-13 08:00 | 43447.3333 | 56.88% | 62.89% | 60.07%
2018-12-13 09:00 | 43447.375 | 57.33% | 60.5% | 60.01%
2018-12-13 10:00 | 43447.4167 | 58.6% | 59.02% | 58.94%
2018-12-13 11:00 | 43447.4583 | 59.56% | 58.27% | 59.03%
2018-12-13 12:00 | 43447.5 | 60.31% | 58.14% | 59.55%
2018-12-13 13:00 | 43447.5417 | 61.19% | 58.1% | 59.85%
2018-12-13 14:00 | 43447.5833 | 61.34% | 56.83% | 60.12%
2018-12-13 15:00 | 43447.625 | 62.35% | 56.6% | 60.84%
2018-12-13 16:00 | 43447.6667 | 61.54% | 56.61% | 61.32%
2018-12-13 17:00 | 43447.7083 | 62.09% | 57.3% | 61.18%
2018-12-13 18:00 | 43447.75 | 63.02% | 59.76% | 61.23%
2018-12-13 19:00 | 43447.7917 | 63.75% | 61.7% | 60.48%
2018-12-13 20:00 | 43447.8333 | 63.96% | 61.22% | 61.07%
2018-12-13 21:00 | 43447.875 | 64.56% | 57.77% | 61.6%
2018-12-13 22:00 | 43447.9167 | 64.11% | 53.16% | 60.88%
2018-12-13 23:00 | 43447.9583 | 63.53% | 53.09% | 61.14%
2018-12-14 | 43448 | 62.83% | 50.22% | 61.32%
2018-12-14 01:00 | 43448.0417 | 62.68% | 47.11% | 61.45%
2018-12-14 02:00 | 43448.0833 | 62.07% | 46.17% | 61.38%
2018-12-14 03:00 | 43448.125 | 62.76% | 45.9% | 60.87%
2018-12-14 04:00 | 43448.1667 | 62.41% | 45.79% | 60.58%
2018-12-14 05:00 | 43448.2083 | 61.13% | 47.5% | 61.04%
2018-12-14 06:00 | 43448.25 | 63.22% | 52.8% | 61.09%
2018-12-14 07:00 | 43448.2917 | 62.7% | 61.74% | 60.46%
2018-12-14 08:00 | 43448.3333 | 63.01% | 63.3% | 60.81%
2018-12-14 09:00 | 43448.375 | 62.38% | 61.67% | 60.4%
2018-12-14 10:00 | 43448.4167 | 63.09% | 60.89% | 60.57%
2018-12-14 11:00 | 43448.4583 | 62.22% | 60.2% | 61.15%
2018-12-14 12:00 | 43448.5 | 63.48% | 60.31% | 61.54%
2018-12-14 13:00 | 43448.5417 | 63.01% | 59.57% | 61.67%
2018-12-14 14:00 | 43448.5833 | 62.85% | 59.07% | 61.54%
2018-12-14 15:00 | 43448.625 | 62.72% | 59.26% | 61.75%
2018-12-14 16:00 | 43448.6667 | 61.83% | 59.24% | 61.78%
2018-12-14 17:00 | 43448.7083 | 63.3% | 59.44% | 62.03%
2018-12-14 18:00 | 43448.75 | 62.29% | 59.4% | 62.62%
2018-12-14 19:00 | 43448.7917 | 62.11% | 61.43% | 62.7%
2018-12-14 20:00 | 43448.8333 | 63.15% | 62.43% | 62.68%
2018-12-14 21:00 | 43448.875 | 63.1% | 60.49% | 62.47%
2018-12-14 22:00 | 43448.9167 | 62.77% | 56.87% | 62.56%
2018-12-14 23:00 | 43448.9583 | 62.07% | 56.46% | 62.43%
2018-12-15 | 43449 | 63.87% | 50.13% | 61.5%
2018-12-15 01:00 | 43449.0417 | 63.23% | 47.73% | 61.32%
2018-12-15 02:00 | 43449.0833 | 63.02% | 46.33% | 60.79%
2018-12-15 03:00 | 43449.125 | 63.08% | 45.71% | 60.52%
2018-12-15 04:00 | 43449.1667 | 62.02% | 45.85% | 60.91%
2018-12-15 05:00 | 43449.2083 | 62.81% | 47.59% | 60.23%
2018-12-15 06:00 | 43449.25 | 62.41% | 50.37% | 59.6%
2018-12-15 07:00 | 43449.2917 | 60.74% | 54.75% | 59.28%
2018-12-15 08:00 | 43449.3333 | 60.64% | 58.19% | 60.07%
2018-12-15 09:00 | 43449.375 | 60.59% | 60.47% | 60.38%
2018-12-15 10:00 | 43449.4167 | 61.57% | 60.27% | 60.27%
2018-12-15 11:00 | 43449.4583 | 61.37% | 60.53% | 60.1%
2018-12-15 12:00 | 43449.5 | 63.13% | 60.66% | 60.72%
2018-12-15 13:00 | 43449.5417 | 63.19% | 60.41% | 61.28%
2018-12-15 14:00 | 43449.5833 | 61.88% | 59.5% | 61.3%
2018-12-15 15:00 | 43449.625 | 61.77% | 57.89% | 61.92%
2018-12-15 16:00 | 43449.6667 | 61.24% | 57.34% | 61.92%
2018-12-15 17:00 | 43449.7083 | 61.7% | 56.41% | 62.01%
2018-12-15 18:00 | 43449.75 | 62.04% | 58.51% | 63.3%
2018-12-15 19:00 | 43449.7917 | 63.48% | 60.69% | 63.15%
2018-12-15 20:00 | 43449.8333 | 64.64% | 59.72% | 63.21%
2018-12-15 21:00 | 43449.875 | 63.57% | 55.38% | 62.91%
2018-12-15 22:00 | 43449.9167 | 65.53% | 52.34% | 62.82%
2018-12-15 23:00 | 43449.9583 | 66.42% | 50.97% | 62.64%
2018-12-16 | 43450 | 65.41% | 47.31% | 62.11%
2018-12-16 01:00 | 43450.0417 | 65.5% | 44.42% | 62.55%
2018-12-16 02:00 | 43450.0833 | 62.35% | 40.88% | 62.27%
2018-12-16 03:00 | 43450.125 | 63.17% | 42.22% | 62.3%
2018-12-16 04:00 | 43450.1667 | 64.43% | 43.66% | 62.16%
2018-12-16 05:00 | 43450.2083 | 65.2% | 44.53% | 61.44%
2018-12-16 06:00 | 43450.25 | 62.83% | 46.77% | 60.88%
2018-12-16 07:00 | 43450.2917 | 62.46% | 49.86% | 60.82%
2018-12-16 08:00 | 43450.3333 | 63.84% | 51.93% | 61.66%
2018-12-16 09:00 | 43450.375 | 63.6% | 55.59% | 62.01%
2018-12-16 10:00 | 43450.4167 | 61.87% | 57.37% | 62.09%
2018-12-16 11:00 | 43450.4583 | 61.47% | 56.61% | 61.66%
2018-12-16 12:00 | 43450.5 | 63.15% | 57.44% | 61.37%
2018-12-16 13:00 | 43450.5417 | 62.74% | 57.2% | 61.01%
2018-12-16 14:00 | 43450.5833 | 62.9% | 54.9% | 60.63%
2018-12-16 15:00 | 43450.625 | 62.77% | 52.93% | 60.99%
2018-12-16 16:00 | 43450.6667 | 63.13% | 53.04% | 60.77%
2018-12-16 17:00 | 43450.7083 | 62.59% | 53.59% | 61.06%
2018-12-16 18:00 | 43450.75 | 63.02% | 55.77% | 61.18%
2018-12-16 19:00 | 43450.7917 | 63.45% | 58.31% | 61.23%
2018-12-16 20:00 | 43450.8333 | 63.71% | 58.33% | 60.92%
2018-12-16 21:00 | 43450.875 | 63.31% | 55.9% | 60.67%
2018-12-16 22:00 | 43450.9167 | 64.82% | 51.79% | 60.74%
2018-12-16 23:00 | 43450.9583 | 64.39% | 50.89% | 60.8%
2018-12-17 | 43451 | 64.52% | 47.82% | 60.39%
2018-12-17 01:00 | 43451.0417 | 65.13% | 44.48% | 60.12%
2018-12-17 02:00 | 43451.0833 | 64.85% | 44.74% | 60.26%
2018-12-17 03:00 | 43451.125 | 65.85% | 44.76% | 59.98%
2018-12-17 04:00 | 43451.1667 | 66.31% | 44.29% | 59.61%
2018-12-17 05:00 | 43451.2083 | 65.55% | 44.57% | 59.54%
2018-12-17 06:00 | 43451.25 | 65.72% | 50.12% | 59.45%
2018-12-17 07:00 | 43451.2917 | 66.11% | 60.4% | 59.06%
2018-12-17 08:00 | 43451.3333 | 65.05% | 63.05% | 59.6%
2018-12-17 09:00 | 43451.375 | 65.1% | 62.29% | 59.47%
2018-12-17 10:00 | 43451.4167 | 63.16% | 61.05% | 58.51%
2018-12-17 11:00 | 43451.4583 | 63.8% | 60.21% | 58.84%
2018-12-17 12:00 | 43451.5 | 63.05% | 59% | 58.49%
2018-12-17 13:00 | 43451.5417 | 63.48% | 57.98% | 58.12%
2018-12-17 14:00 | 43451.5833 | 63.8% | 57.77% | 58.59%
2018-12-17 15:00 | 43451.625 | 63.47% | 57.69% | 59.26%
2018-12-17 16:00 | 43451.6667 | 65.04% | 57.67% | 59.75%
2018-12-17 17:00 | 43451.7083 | 65.26% | 57.95% | 60.86%
2018-12-17 18:00 | 43451.75 | 63.61% | 59.68% | 61.07%
2018-12-17 19:00 | 43451.7917 | 63.45% | 61.44% | 60.84%
2018-12-17 20:00 | 43451.8333 | 63.68% | 61.3% | 60.6%
2018-12-17 21:00 | 43451.875 | 63.45% | 57.32% | 60.4%
2018-12-17 22:00 | 43451.9167 | 63.43% | 53.03% | 60.08%
2018-12-17 23:00 | 43451.9583 | 63.09% | 53.63% | 60.03%
2018-12-18 | 43452 | 64.39% | 49.84% | 60.36%
2018-12-18 01:00 | 43452.0417 | 63.39% | 46.73% | 60.29%
2018-12-18 02:00 | 43452.0833 | 63.44% | 45.48% | 60.26%
2018-12-18 03:00 | 43452.125 | 63.99% | 44.62% | 60.43%
2018-12-18 04:00 | 43452.1667 | 63.41% | 45.55% | 60.92%
2018-12-18 05:00 | 43452.2083 | 64.39% | 47.6% | 60.93%
2018-12-18 06:00 | 43452.25 | 62.96% | 53.55% | 60.84%
2018-12-18 07:00 | 43452.2917 | 63.4% | 60.76% | 60.44%
2018-12-18 08:00 | 43452.3333 | 64.3% | 61.51% | 60.35%
2018-12-18 09:00 | 43452.375 | 64.25% | 60.2% | 59.65%
2018-12-18 10:00 | 43452.4167 | 65.01% | 59.37% | 59.53%
2018-12-18 11:00 | 43452.4583 | 65.09% | 58.08% | 58.8%
2018-12-18 12:00 | 43452.5 | 64.06% | 58.81% | 59.34%
2018-12-18 13:00 | 43452.5417 | 63.89% | 57.94% | 59.15%
2018-12-18 14:00 | 43452.5833 | 63.89% | 57.24% | 59.47%
2018-12-18 15:00 | 43452.625 | 64.6% | 56.66% | 59.85%
2018-12-18 16:00 | 43452.6667 | 65.61% | 56.82% | 60.6%
2018-12-18 17:00 | 43452.7083 | 65.81% | 57.85% | 60.99%
2018-12-18 18:00 | 43452.75 | 65.35% | 60.32% | 60.76%
2018-12-18 19:00 | 43452.7917 | 63.79% | 61.6% | 61.21%
2018-12-18 20:00 | 43452.8333 | 63.74% | 61.34% | 60.94%
2018-12-18 21:00 | 43452.875 | 63.44% | 58.51% | 61.49%
2018-12-18 22:00 | 43452.9167 | 64.42% | 54.34% | 61.38%
2018-12-18 23:00 | 43452.9583 | 65.48% | 53.89% | 61.46%
2018-12-19 | 43453 | 61.39% | 48.14% | 61.38%
2018-12-19 01:00 | 43453.0417 | 63.03% | 44.29% | 61.46%
2018-12-19 02:00 | 43453.0833 | 63.24% | 44.11% | 61.65%
2018-12-19 03:00 | 43453.125 | 63.12% | 45% | 61.67%
2018-12-19 04:00 | 43453.1667 | 62.05% | 45.34% | 61.67%
2018-12-19 05:00 | 43453.2083 | 60.93% | 47.37% | 61.49%
2018-12-19 06:00 | 43453.25 | 60.99% | 52.57% | 61.58%
2018-12-19 07:00 | 43453.2917 | 61.47% | 61.07% | 61.34%
2018-12-19 08:00 | 43453.3333 | 60.75% | 63.88% | 61.16%
2018-12-19 09:00 | 43453.375 | 61.19% | 62.48% | 61.07%
2018-12-19 10:00 | 43453.4167 | 60.72% | 60.51% | 61.15%
2018-12-19 11:00 | 43453.4583 | 61.49% | 59.12% | 61.15%
2018-12-19 12:00 | 43453.5 | 63.13% | 58.66% | 60.87%
2018-12-19 13:00 | 43453.5417 | 62.33% | 59.2% | 60.88%
2018-12-19 14:00 | 43453.5833 | 61.87% | 58.98% | 61.23%
2018-12-19 15:00 | 43453.625 | 62.76% | 57.57% | 61.13%
2018-12-19 16:00 | 43453.6667 | 60.47% | 57.09% | 61.55%
2018-12-19 17:00 | 43453.7083 | 59.91% | 58.33% | 61.62%
2018-12-19 18:00 | 43453.75 | 59.54% | 60.29% | 61.08%
2018-12-19 19:00 | 43453.7917 | 61.27% | 61.35% | 61.46%
2018-12-19 20:00 | 43453.8333 | 60.38% | 61.28% | 61.84%
2018-12-19 21:00 | 43453.875 | 61.38% | 58.09% | 61.78%
2018-12-19 22:00 | 43453.9167 | 61.57% | 54.85% | 61.21%
2018-12-19 23:00 | 43453.9583 | 60.61% | 54.36% | 61.56%
2018-12-20 | 43454 | 60.42% | 48.11% | 61.24%
2018-12-20 01:00 | 43454.0417 | 60.43% | 46.32% | 60.73%
2018-12-20 02:00 | 43454.0833 | 61.17% | 44.59% | 61.06%
2018-12-20 03:00 | 43454.125 | 59.93% | 44.99% | 60.97%
2018-12-20 04:00 | 43454.1667 | 59.39% | 44.83% | 60.77%
2018-12-20 05:00 | 43454.2083 | 59.85% | 46.83% | 60.76%
2018-12-20 06:00 | 43454.25 | 59.58% | 52.79% | 59.85%
2018-12-20 07:00 | 43454.2917 | 58.91% | 61.37% | 59.9%
2018-12-20 08:00 | 43454.3333 | 56.88% | 62.89% | 60.07%
2018-12-20 09:00 | 43454.375 | 57.33% | 60.5% | 60.01%
2018-12-20 10:00 | 43454.4167 | 58.6% | 59.02% | 58.94%
2018-12-20 11:00 | 43454.4583 | 59.56% | 58.27% | 59.03%
2018-12-20 12:00 | 43454.5 | 60.31% | 58.14% | 59.55%
2018-12-20 13:00 | 43454.5417 | 61.19% | 58.1% | 59.85%
2018-12-20 14:00 | 43454.5833 | 61.34% | 56.83% | 60.12%
2018-12-20 15:00 | 43454.625 | 62.35% | 56.6% | 60.84%
2018-12-20 16:00 | 43454.6667 | 61.54% | 56.61% | 61.32%
2018-12-20 17:00 | 43454.7083 | 62.09% | 57.3% | 61.18%
2018-12-20 18:00 | 43454.75 | 63.02% | 59.76% | 61.23%
2018-12-20 19:00 | 43454.7917 | 63.75% | 61.7% | 60.48%
2018-12-20 20:00 | 43454.8333 | 63.96% | 61.22% | 61.07%
2018-12-20 21:00 | 43454.875 | 64.56% | 57.77% | 61.6%
2018-12-20 22:00 | 43454.9167 | 64.11% | 53.16% | 60.88%
2018-12-20 23:00 | 43454.9583 | 63.53% | 53.09% | 61.14%
2018-12-21 | 43455 | 62.83% | 50.22% | 61.32%
2018-12-21 01:00 | 43455.0417 | 62.68% | 47.11% | 61.45%
2018-12-21 02:00 | 43455.0833 | 62.07% | 46.17% | 61.38%
2018-12-21 03:00 | 43455.125 | 62.76% | 45.9% | 60.87%
2018-12-21 04:00 | 43455.1667 | 62.41% | 45.79% | 60.58%
2018-12-21 05:00 | 43455.2083 | 61.13% | 47.5% | 61.04%
2018-12-21 06:00 | 43455.25 | 63.22% | 52.8% | 61.09%
2018-12-21 07:00 | 43455.2917 | 62.7% | 61.74% | 60.46%
2018-12-21 08:00 | 43455.3333 | 63.01% | 63.3% | 60.81%
2018-12-21 09:00 | 43455.375 | 62.38% | 61.67% | 60.4%
2018-12-21 10:00 | 43455.4167 | 63.09% | 60.89% | 60.57%
2018-12-21 11:00 | 43455.4583 | 62.22% | 60.2% | 61.15%
2018-12-21 12:00 | 43455.5 | 63.48% | 60.31% | 61.54%
2018-12-21 13:00 | 43455.5417 | 63.01% | 59.57% | 61.67%
2018-12-21 14:00 | 43455.5833 | 62.85% | 59.07% | 61.54%
2018-12-21 15:00 | 43455.625 | 62.72% | 59.26% | 61.75%
2018-12-21 16:00 | 43455.6667 | 61.83% | 59.24% | 61.78%
2018-12-21 17:00 | 43455.7083 | 63.3% | 59.44% | 62.03%
2018-12-21 18:00 | 43455.75 | 62.29% | 59.4% | 62.62%
2018-12-21 19:00 | 43455.7917 | 62.11% | 61.43% | 62.7%
2018-12-21 20:00 | 43455.8333 | 63.15% | 62.43% | 62.68%
2018-12-21 21:00 | 43455.875 | 63.1% | 60.49% | 62.47%
2018-12-21 22:00 | 43455.9167 | 62.77% | 56.87% | 62.56%
2018-12-21 23:00 | 43455.9583 | 62.07% | 56.46% | 62.43%
2018-12-22 | 43456 | 63.87% | 50.13% | 61.5%
2018-12-22 01:00 | 43456.0417 | 63.23% | 47.73% | 61.32%
2018-12-22 02:00 | 43456.0833 | 63.02% | 46.33% | 60.79%
2018-12-22 03:00 | 43456.125 | 63.08% | 45.71% | 60.52%
2018-12-22 04:00 | 43456.1667 | 62.02% | 45.85% | 60.91%
2018-12-22 05:00 | 43456.2083 | 62.81% | 47.59% | 60.23%
2018-12-22 06:00 | 43456.25 | 62.41% | 50.37% | 59.6%
2018-12-22 07:00 | 43456.2917 | 60.74% | 54.75% | 59.28%
2018-12-22 08:00 | 43456.3333 | 60.64% | 58.19% | 60.07%
2018-12-22 09:00 | 43456.375 | 60.59% | 60.47% | 60.38%
2018-12-22 10:00 | 43456.4167 | 61.57% | 60.27% | 60.27%
2018-12-22 11:00 | 43456.4583 | 61.37% | 60.53% | 60.1%
2018-12-22 12:00 | 43456.5 | 63.13% | 60.66% | 60.72%
2018-12-22 13:00 | 43456.5417 | 63.19% | 60.41% | 61.28%
2018-12-22 14:00 | 43456.5833 | 61.88% | 59.5% | 61.3%
2018-12-22 15:00 | 43456.625 | 61.77% | 57.89% | 61.92%
2018-12-22 16:00 | 43456.6667 | 61.24% | 57.34% | 61.92%
2018-12-22 17:00 | 43456.7083 | 61.7% | 56.41% | 62.01%
2018-12-22 18:00 | 43456.75 | 62.04% | 58.51% | 63.3%
2018-12-22 19:00 | 43456.7917 | 63.48% | 60.69% | 63.15%
2018-12-22 20:00 | 43456.8333 | 64.64% | 59.72% | 63.21%
2018-12-22 21:00 | 43456.875 | 63.57% | 55.38% | 62.91%
2018-12-22 22:00 | 43456.9167 | 65.53% | 52.34% | 62.82%
2018-12-22 23:00 | 43456.9583 | 66.42% | 50.97% | 62.64%
2018-12-23 | 43457 | 65.41% | 47.31% | 62.11%
2018-12-23 01:00 | 43457.0417 | 65.5% | 44.42% | 62.55%
2018-12-23 02:00 | 43457.0833 | 62.35% | 40.88% | 62.27%
2018-12-23 03:00 | 43457.125 | 63.17% | 42.22% | 62.3%
2018-12-23 04:00 | 43457.1667 | 64.43% | 43.66% | 62.16%
2018-12-23 05:00 | 43457.2083 | 65.2% | 44.53% | 61.44%
2018-12-23 06:00 | 43457.25 | 62.83% | 46.77% | 60.88%
2018-12-23 07:00 | 43457.2917 | 62.46% | 49.86% | 60.82%
2018-12-23 08:00 | 43457.3333 | 63.84% | 51.93% | 61.66%
2018-12-23 09:00 | 43457.375 | 63.6% | 55.59% | 62.01%
2018-12-23 10:00 | 43457.4167 | 61.87% | 57.37% | 62.09%
2018-12-23 11:00 | 43457.4583 | 61.47% | 56.61% | 61.66%
2018-12-23 12:00 | 43457.5 | 63.15% | 57.44% | 61.37%
2018-12-23 13:00 | 43457.5417 | 62.74% | 57.2% | 61.01%
2018-12-23 14:00 | 43457.5833 | 62.9% | 54.9% | 60.63%
2018-12-23 15:00 | 43457.625 | 62.77% | 52.93% | 60.99%
2018-12-23 16:00 | 43457.6667 | 63.13% | 53.04% | 60.77%
2018-12-23 17:00 | 43457.7083 | 62.59% | 53.59% | 61.06%
2018-12-23 18:00 | 43457.75 | 63.02% | 55.77% | 61.18%
2018-12-23 19:00 | 43457.7917 | 63.45% | 58.31% | 61.23%
2018-12-23 20:00 | 43457.8333 | 63.71% | 58.33% | 60.92%
2018-12-23 21:00 | 43457.875 | 63.31% | 55.9% | 60.67%
2018-12-23 22:00 | 43457.9167 | 64.82% | 51.79% | 60.74%
2018-12-23 23:00 | 43457.9583 | 64.39% | 50.89% | 60.8%
2018-12-24 | 43458 | 64.52% | 47.82% | 60.39%
2018-12-24 01:00 | 43458.0417 | 65.13% | 44.48% | 60.12%
2018-12-24 02:00 | 43458.0833 | 64.85% | 44.74% | 60.26%
2018-12-24 03:00 | 43458.125 | 65.85% | 44.76% | 59.98%
2018-12-24 04:00 | 43458.1667 | 66.31% | 44.29% | 59.61%
2018-12-24 05:00 | 43458.2083 | 65.55% | 44.57% | 59.54%
2018-12-24 06:00 | 43458.25 | 65.72% | 50.12% | 59.45%
2018-12-24 07:00 | 43458.2917 | 66.11% | 60.4% | 59.06%
2018-12-24 08:00 | 43458.3333 | 65.05% | 63.05% | 59.6%
2018-12-24 09:00 | 43458.375 | 65.1% | 62.29% | 59.47%
2018-12-24 10:00 | 43458.4167 | 63.16% | 61.05% | 58.51%
2018-12-24 11:00 | 43458.4583 | 63.8% | 60.21% | 58.84%
2018-12-24 12:00 | 43458.5 | 63.05% | 59% | 58.49%
2018-12-24 13:00 | 43458.5417 | 63.48% | 57.98% | 58.12%
2018-12-24 14:00 | 43458.5833 | 63.8% | 57.77% | 58.59%
2018-12-24 15:00 | 43458.625 | 63.47% | 57.69% | 59.26%
2018-12-24 16:00 | 43458.6667 | 65.04% | 57.67% | 59.75%
2018-12-24 17:00 | 43458.7083 | 65.26% | 57.95% | 60.86%
2018-12-24 18:00 | 43458.75 | 63.61% | 59.68% | 61.07%
2018-12-24 19:00 | 43458.7917 | 63.45% | 61.44% | 60.84%
2018-12-24 20:00 | 43458.8333 | 63.68% | 61.3% | 60.6%
2018-12-24 21:00 | 43458.875 | 63.45% | 57.32% | 60.4%
2018-12-24 22:00 | 43458.9167 | 63.43% | 53.03% | 60.08%
2018-12-24 23:00 | 43458.9583 | 63.09% | 53.63% | 60.03%
2018-12-25 | 43459 | 64.39% | 47.31% | 62.11%
2018-12-25 01:00 | 43459.0417 | 63.39% | 44.42% | 62.55%
2018-12-25 02:00 | 43459.0833 | 63.44% | 40.88% | 62.27%
2018-12-25 03:00 | 43459.125 | 63.99% | 42.22% | 62.3%
2018-12-25 04:00 | 43459.1667 | 63.41% | 43.66% | 62.16%
2018-12-25 05:00 | 43459.2083 | 64.39% | 44.53% | 61.44%
2018-12-25 06:00 | 43459.25 | 62.96% | 46.77% | 60.88%
2018-12-25 07:00 | 43459.2917 | 63.4% | 49.86% | 60.82%
2018-12-25 08:00 | 43459.3333 | 64.3% | 51.93% | 61.66%
2018-12-25 09:00 | 43459.375 | 64.25% | 55.59% | 62.01%
2018-12-25 10:00 | 43459.4167 | 65.01% | 57.37% | 62.09%
2018-12-25 11:00 | 43459.4583 | 65.09% | 56.61% | 61.66%
2018-12-25 12:00 | 43459.5 | 64.06% | 57.44% | 61.37%
2018-12-25 13:00 | 43459.5417 | 63.89% | 57.2% | 61.01%
2018-12-25 14:00 | 43459.5833 | 63.89% | 54.9% | 60.63%
2018-12-25 15:00 | 43459.625 | 64.6% | 52.93% | 60.99%
2018-12-25 16:00 | 43459.6667 | 65.61% | 53.04% | 60.77%
2018-12-25 17:00 | 43459.7083 | 65.81% | 53.59% | 61.06%
2018-12-25 18:00 | 43459.75 | 65.35% | 55.77% | 61.18%
2018-12-25 19:00 | 43459.7917 | 63.79% | 58.31% | 61.23%
2018-12-25 20:00 | 43459.8333 | 63.74% | 58.33% | 60.92%
2018-12-25 21:00 | 43459.875 | 63.44% | 55.9% | 60.67%
2018-12-25 22:00 | 43459.9167 | 64.42% | 51.79% | 60.74%
2018-12-25 23:00 | 43459.9583 | 65.48% | 50.89% | 60.8%
2018-12-26 | 43460 | 64.39% | 47.31% | 62.11%
2018-12-26 01:00 | 43460.0417 | 63.39% | 44.42% | 62.55%
2018-12-26 02:00 | 43460.0833 | 63.44% | 40.88% | 62.27%
2018-12-26 03:00 | 43460.125 | 63.99% | 42.22% | 62.3%
2018-12-26 04:00 | 43460.1667 | 63.41% | 43.66% | 62.16%
2018-12-26 05:00 | 43460.2083 | 64.39% | 44.53% | 61.44%
2018-12-26 06:00 | 43460.25 | 62.96% | 46.77% | 60.88%
2018-12-26 07:00 | 43460.2917 | 63.4% | 49.86% | 60.82%
2018-12-26 08:00 | 43460.3333 | 64.3% | 51.93% | 61.66%
2018-12-26 09:00 | 43460.375 | 64.25% | 55.59% | 62.01%
2018-12-26 10:00 | 43460.4167 | 65.01% | 57.37% | 62.09%
2018-12-26 11:00 | 43460.4583 | 65.09% | 56.61% | 61.66%
2018-12-26 12:00 | 43460.5 | 64.06% | 57.44% | 61.37%
2018-12-26 13:00 | 43460.5417 | 63.89% | 57.2% | 61.01%
2018-12-26 14:00 | 43460.5833 | 63.89% | 54.9% | 60.63%
2018-12-26 15:00 | 43460.625 | 64.6% | 52.93% | 60.99%
2018-12-26 16:00 | 43460.6667 | 65.61% | 53.04% | 60.77%
2018-12-26 17:00 | 43460.7083 | 65.81% | 53.59% | 61.06%
2018-12-26 18:00 | 43460.75 | 65.35% | 55.77% | 61.18%
2018-12-26 19:00 | 43460.7917 | 63.79% | 58.31% | 61.23%
2018-12-26 20:00 | 43460.8333 | 63.74% | 58.33% | 60.92%
2018-12-26 21:00 | 43460.875 | 63.44% | 55.9% | 60.67%
2018-12-26 22:00 | 43460.9167 | 64.42% | 51.79% | 60.74%
2018-12-26 23:00 | 43460.9583 | 65.48% | 50.89% | 60.8%
2018-12-27 | 43461 | 64.39% | 47.31% | 62.11%
2018-12-27 01:00 | 43461.0417 | 63.39% | 44.42% | 62.55%
2018-12-27 02:00 | 43461.0833 | 63.44% | 40.88% | 62.27%
2018-12-27 03:00 | 43461.125 | 63.99% | 42.22% | 62.3%
2018-12-27 04:00 | 43461.1667 | 63.41% | 43.66% | 62.16%
2018-12-27 05:00 | 43461.2083 | 64.39% | 44.53% | 61.44%
2018-12-27 06:00 | 43461.25 | 62.96% | 46.77% | 60.88%
2018-12-27 07:00 | 43461.2917 | 63.4% | 49.86% | 60.82%
2018-12-27 08:00 | 43461.3333 | 64.3% | 51.93% | 61.66%
2018-12-27 09:00 | 43461.375 | 64.25% | 55.59% | 62.01%
2018-12-27 10:00 | 43461.4167 | 65.01% | 57.37% | 62.09%
2018-12-27 11:00 | 43461.4583 | 65.09% | 56.61% | 61.66%
2018-12-27 12:00 | 43461.5 | 64.06% | 57.44% | 61.37%
2018-12-27 13:00 | 43461.5417 | 63.89% | 57.2% | 61.01%
2018-12-27 14:00 | 43461.5833 | 63.89% | 54.9% | 60.63%
2018-12-27 15:00 | 43461.625 | 64.6% | 52.93% | 60.99%
2018-12-27 16:00 | 43461.6667 | 65.61% | 53.04% | 60.77%
2018-12-27 17:00 | 43461.7083 | 65.81% | 53.59% | 61.06%
2018-12-27 18:00 | 43461.75 | 65.35% | 55.77% | 61.18%
2018-12-27 19:00 | 43461.7917 | 63.79% | 58.31% | 61.23%
2018-12-27 20:00 | 43461.8333 | 63.74% | 58.33% | 60.92%
2018-12-27 21:00 | 43461.875 | 63.44% | 55.9% | 60.67%
2018-12-27 22:00 | 43461.9167 | 64.42% | 51.79% | 60.74%
2018-12-27 23:00 | 43461.9583 | 65.48% | 50.89% | 60.8%
2018-12-28 | 43462 | 64.39% | 47.31% | 62.11%
2018-12-28 01:00 | 43462.0417 | 63.39% | 44.42% | 62.55%
2018-12-28 02:00 | 43462.0833 | 63.44% | 40.88% | 62.27%
2018-12-28 03:00 | 43462.125 | 63.99% | 42.22% | 62.3%
2018-12-28 04:00 | 43462.1667 | 63.41% | 43.66% | 62.16%
2018-12-28 05:00 | 43462.2083 | 64.39% | 44.53% | 61.44%
2018-12-28 06:00 | 43462.25 | 62.96% | 46.77% | 60.88%
2018-12-28 07:00 | 43462.2917 | 63.4% | 49.86% | 60.82%
2018-12-28 08:00 | 43462.3333 | 64.3% | 51.93% | 61.66%
2018-12-28 09:00 | 43462.375 | 64.25% | 55.59% | 62.01%
2018-12-28 10:00 | 43462.4167 | 65.01% | 57.37% | 62.09%
2018-12-28 11:00 | 43462.4583 | 65.09% | 56.61% | 61.66%
2018-12-28 12:00 | 43462.5 | 64.06% | 57.44% | 61.37%
2018-12-28 13:00 | 43462.5417 | 63.89% | 57.2% | 61.01%
2018-12-28 14:00 | 43462.5833 | 63.89% | 54.9% | 60.63%
2018-12-28 15:00 | 43462.625 | 64.6% | 52.93% | 60.99%
2018-12-28 16:00 | 43462.6667 | 65.61% | 53.04% | 60.77%
2018-12-28 17:00 | 43462.7083 | 65.81% | 53.59% | 61.06%
2018-12-28 18:00 | 43462.75 | 65.35% | 55.77% | 61.18%
2018-12-28 19:00 | 43462.7917 | 63.79% | 58.31% | 61.23%
2018-12-28 20:00 | 43462.8333 | 63.74% | 58.33% | 60.92%
2018-12-28 21:00 | 43462.875 | 63.44% | 55.9% | 60.67%
2018-12-28 22:00 | 43462.9167 | 64.42% | 51.79% | 60.74%
2018-12-28 23:00 | 43462.9583 | 65.48% | 50.89% | 60.8%
2018-12-29 | 43463 | 64.39% | 47.31% | 62.11%
2018-12-29 01:00 | 43463.0417 | 63.39% | 44.42% | 62.55%
2018-12-29 02:00 | 43463.0833 | 63.44% | 40.88% | 62.27%
2018-12-29 03:00 | 43463.125 | 63.99% | 42.22% | 62.3%
2018-12-29 04:00 | 43463.1667 | 63.41% | 43.66% | 62.16%
2018-12-29 05:00 | 43463.2083 | 64.39% | 44.53% | 61.44%
2018-12-29 06:00 | 43463.25 | 62.96% | 46.77% | 60.88%
2018-12-29 07:00 | 43463.2917 | 63.4% | 49.86% | 60.82%
2018-12-29 08:00 | 43463.3333 | 64.3% | 51.93% | 61.66%
2018-12-29 09:00 | 43463.375 | 64.25% | 55.59% | 62.01%
2018-12-29 10:00 | 43463.4167 | 65.01% | 57.37% | 62.09%
2018-12-29 11:00 | 43463.4583 | 65.09% | 56.61% | 61.66%
2018-12-29 12:00 | 43463.5 | 64.06% | 57.44% | 61.37%
2018-12-29 13:00 | 43463.5417 | 63.89% | 57.2% | 61.01%
2018-12-29 14:00 | 43463.5833 | 63.89% | 54.9% | 60.63%
2018-12-29 15:00 | 43463.625 | 64.6% | 52.93% | 60.99%
2018-12-29 16:00 | 43463.6667 | 65.61% | 53.04% | 60.77%
2018-12-29 17:00 | 43463.7083 | 65.81% | 53.59% | 61.06%
2018-12-29 18:00 | 43463.75 | 65.35% | 55.77% | 61.18%
2018-12-29 19:00 | 43463.7917 | 63.79% | 58.31% | 61.23%
2018-12-29 20:00 | 43463.8333 | 63.74% | 58.33% | 60.92%
2018-12-29 21:00 | 43463.875 | 63.44% | 55.9% | 60.67%
2018-12-29 22:00 | 43463.9167 | 64.42% | 51.79% | 60.74%
2018-12-29 23:00 | 43463.9583 | 65.48% | 50.89% | 60.8%
2018-12-30 | 43464 | 64.39% | 47.31% | 62.11%
2018-12-30 01:00 | 43464.0417 | 63.39% | 44.42% | 62.55%
2018-12-30 02:00 | 43464.0833 | 63.44% | 40.88% | 62.27%
2018-12-30 03:00 | 43464.125 | 63.99% | 42.22% | 62.3%
2018-12-30 04:00 | 43464.1667 | 63.41% | 43.66% | 62.16%
2018-12-30 05:00 | 43464.2083 | 64.39% | 44.53% | 61.44%
2018-12-30 06:00 | 43464.25 | 62.96% | 46.77% | 60.88%
2018-12-30 07:00 | 43464.2917 | 63.4% | 49.86% | 60.82%
2018-12-30 08:00 | 43464.3333 | 64.3% | 51.93% | 61.66%
2018-12-30 09:00 | 43464.375 | 64.25% | 55.59% | 62.01%
2018-12-30 10:00 | 43464.4167 | 65.01% | 57.37% | 62.09%
2018-12-30 11:00 | 43464.4583 | 65.09% | 56.61% | 61.66%
2018-12-30 12:00 | 43464.5 | 64.06% | 57.44% | 61.37%
2018-12-30 13:00 | 43464.5417 | 63.89% | 57.2% | 61.01%
2018-12-30 14:00 | 43464.5833 | 63.89% | 54.9% | 60.63%
2018-12-30 15:00 | 43464.625 | 64.6% | 52.93% | 60.99%
2018-12-30 16:00 | 43464.6667 | 65.61% | 53.04% | 60.77%
2018-12-30 17:00 | 43464.7083 | 65.81% | 53.59% | 61.06%
2018-12-30 18:00 | 43464.75 | 65.35% | 55.77% | 61.18%
2018-12-30 19:00 | 43464.7917 | 63.79% | 58.31% | 61.23%
2018-12-30 20:00 | 43464.8333 | 63.74% | 58.33% | 60.92%
2018-12-30 21:00 | 43464.875 | 63.44% | 55.9% | 60.67%
2018-12-30 22:00 | 43464.9167 | 64.42% | 51.79% | 60.74%
2018-12-30 23:00 | 43464.9583 | 65.48% | 50.89% | 60.8%
2018-12-31 | 43465 | 64.39% | 47.31% | 62.11%
2018-12-31 01:00 | 43465.0417 | 63.39% | 44.42% | 62.55%
2018-12-31 02:00 | 43465.0833 | 63.44% | 40.88% | 62.27%
2018-12-31 03:00 | 43465.125 | 63.99% | 42.22% | 62.3%
2018-12-31 04:00 | 43465.1667 | 63.41% | 43.66% | 62.16%
2018-12-31 05:00 | 43465.2083 | 64.39% | 44.53% | 61.44%
2018-12-31 06:00 | 43465.25 | 62.96% | 46.77% | 60.88%
2018-12-31 07:00 | 43465.2917 | 63.4% | 49.86% | 60.82%
2018-12-31 08:00 | 43465.3333 | 64.3% | 51.93% | 61.66%
2018-12-31 09:00 | 43465.375 | 64.25% | 55.59% | 62.01%
2018-12-31 10:00 | 43465.4167 | 65.01% | 57.37% | 62.09%
2018-12-31 11:00 | 43465.4583 | 65.09% | 56.61% | 61.66%
2018-12-31 12:00 | 43465.5 | 64.06% | 57.44% | 61.37%
2018-12-31 13:00 | 43465.5417 | 63.89% | 57.2% | 61.01%
2018-12-31 14:00 | 43465.5833 | 63.89% | 54.9% | 60.63%
2018-12-31 15:00 | 43465.625 | 64.6% | 52.93% | 60.99%
2018-12-31 16:00 | 43465.6667 | 65.61% | 53.04% | 60.77%
2018-12-31 17:00 | 43465.7083 | 65.81% | 53.59% | 61.06%
2018-12-31 18:00 | 43465.75 | 65.35% | 55.77% | 61.18%
2018-12-31 19:00 | 43465.7917 | 63.79% | 58.31% | 61.23%
2018-12-31 20:00 | 43465.8333 | 63.74% | 58.33% | 60.92%
2018-12-31 21:00 | 43465.875 | 63.44% | 55.9% | 60.67%
2018-12-31 22:00 | 43465.9167 | 64.42% | 51.79% | 60.74%
2018-12-31 23:00 | 43465.9583 | 65.48% | 50.89% | 60.8%
2019-01-01 | 43466 | 51.82% | 50.19% | 61.46%
2019-01-01 01:00 | 43466.0417 | 51.59% | 46.4% | 61.27%
2019-01-01 02:00 | 43466.0833 | 52.31% | 44.77% | 61.39%
2019-01-01 03:00 | 43466.125 | 52.35% | 44.46% | 61.1%
2019-01-01 04:00 | 43466.1667 | 51.85% | 44.52% | 60.82%
2019-01-01 05:00 | 43466.2083 | 51% | 44.75% | 60.43%
2019-01-01 06:00 | 43466.25 | 50.98% | 45.57% | 60.64%
2019-01-01 07:00 | 43466.2917 | 51.2% | 48% | 59.66%
2019-01-01 08:00 | 43466.3333 | 50.96% | 51.15% | 59.93%
2019-01-01 09:00 | 43466.375 | 51.5% | 55.4% | 60.58%
2019-01-01 10:00 | 43466.4167 | 50.64% | 59.71% | 61.06%
2019-01-01 11:00 | 43466.4583 | 52.11% | 60.87% | 61.05%
2019-01-01 12:00 | 43466.5 | 52.14% | 61.48% | 60.56%
2019-01-01 13:00 | 43466.5417 | 52.11% | 62.07% | 60.72%
2019-01-01 14:00 | 43466.5833 | 51.94% | 59.97% | 60.64%
2019-01-01 15:00 | 43466.625 | 51.79% | 59.61% | 61.08%
2019-01-01 16:00 | 43466.6667 | 52.45% | 59.21% | 60.71%
2019-01-01 17:00 | 43466.7083 | 51.46% | 60.18% | 61.02%
2019-01-01 18:00 | 43466.75 | 52.19% | 63.28% | 61.66%
2019-01-01 19:00 | 43466.7917 | 52.19% | 62.57% | 61.53%
2019-01-01 20:00 | 43466.8333 | 53.29% | 61.71% | 61.28%
2019-01-01 21:00 | 43466.875 | 52.45% | 57.78% | 60.9%
2019-01-01 22:00 | 43466.9167 | 51.65% | 53.18% | 61.06%
2019-01-01 23:00 | 43466.9583 | 51.69% | 52.77% | 61.08%
2019-01-02 | 43467 | 50.93% | 48.1% | 59.01%
2019-01-02 01:00 | 43467.0417 | 51.52% | 44.65% | 58.53%
2019-01-02 02:00 | 43467.0833 | 51.53% | 44.51% | 57.96%
2019-01-02 03:00 | 43467.125 | 51.51% | 43.95% | 58.25%
2019-01-02 04:00 | 43467.1667 | 51.51% | 43.55% | 58.33%
2019-01-02 05:00 | 43467.2083 | 51.65% | 44.22% | 58.63%
2019-01-02 06:00 | 43467.25 | 50.82% | 46.91% | 58.42%
2019-01-02 07:00 | 43467.2917 | 51.62% | 55.88% | 58.64%
2019-01-02 08:00 | 43467.3333 | 51.53% | 60.99% | 58.63%
2019-01-02 09:00 | 43467.375 | 52.1% | 61.5% | 59.21%
2019-01-02 10:00 | 43467.4167 | 52.01% | 60.44% | 59.15%
2019-01-02 11:00 | 43467.4583 | 51.56% | 59.16% | 59.04%
2019-01-02 12:00 | 43467.5 | 49.49% | 59.11% | 58.66%
2019-01-02 13:00 | 43467.5417 | 49.32% | 58.85% | 58.83%
2019-01-02 14:00 | 43467.5833 | 49.04% | 59.24% | 59.2%
2019-01-02 15:00 | 43467.625 | 49.28% | 60.62% | 59.15%
2019-01-02 16:00 | 43467.6667 | 49.3% | 62.4% | 59.1%
2019-01-02 17:00 | 43467.7083 | 49.6% | 63.43% | 59.66%
2019-01-02 18:00 | 43467.75 | 49.8% | 64.75% | 59.53%
2019-01-02 19:00 | 43467.7917 | 49.86% | 64.32% | 59.15%
2019-01-02 20:00 | 43467.8333 | 49.22% | 62.99% | 59.4%
2019-01-02 21:00 | 43467.875 | 49.74% | 59.79% | 59.45%
2019-01-02 22:00 | 43467.9167 | 49.41% | 55.94% | 59.19%
2019-01-02 23:00 | 43467.9583 | 49.24% | 55.4% | 59.08%
2019-01-03 | 43468 | 49.47% | 50.08% | 59.34%
2019-01-03 01:00 | 43468.0417 | 49.75% | 47.92% | 59.24%
2019-01-03 02:00 | 43468.0833 | 50.52% | 47.17% | 59.31%
2019-01-03 03:00 | 43468.125 | 50.31% | 46.49% | 59.5%
2019-01-03 04:00 | 43468.1667 | 49.96% | 46.27% | 58.6%
2019-01-03 05:00 | 43468.2083 | 49.67% | 46.25% | 59.28%
2019-01-03 06:00 | 43468.25 | 48.83% | 48.71% | 59.84%
2019-01-03 07:00 | 43468.2917 | 48.28% | 56.86% | 59.31%
2019-01-03 08:00 | 43468.3333 | 47.38% | 62.29% | 59.63%
2019-01-03 09:00 | 43468.375 | 47.75% | 63.28% | 58.56%
2019-01-03 10:00 | 43468.4167 | 48.1% | 63.21% | 58.05%
2019-01-03 11:00 | 43468.4583 | 47.73% | 63.12% | 58.22%
2019-01-03 12:00 | 43468.5 | 48.2% | 63.35% | 58.3%
2019-01-03 13:00 | 43468.5417 | 48.56% | 63.28% | 58.52%
2019-01-03 14:00 | 43468.5833 | 48.54% | 63.43% | 59.33%
2019-01-03 15:00 | 43468.625 | 49.31% | 63.86% | 60.13%
2019-01-03 16:00 | 43468.6667 | 49.12% | 64.37% | 60.33%
2019-01-03 17:00 | 43468.7083 | 48.99% | 64.53% | 60.2%
2019-01-03 18:00 | 43468.75 | 50.3% | 65.98% | 60.37%
2019-01-03 19:00 | 43468.7917 | 49.24% | 65.85% | 60.84%
2019-01-03 20:00 | 43468.8333 | 49.79% | 64.1% | 61.13%
2019-01-03 21:00 | 43468.875 | 49.83% | 61.1% | 61.33%
2019-01-03 22:00 | 43468.9167 | 50.52% | 57.48% | 60.75%
2019-01-03 23:00 | 43468.9583 | 50.79% | 57.31% | 60.31%
2019-01-04 | 43469 | 52.8% | 52.6% | 61.05%
2019-01-04 01:00 | 43469.0417 | 52.04% | 49.13% | 61.03%
2019-01-04 02:00 | 43469.0833 | 52.52% | 48.19% | 61.11%
2019-01-04 03:00 | 43469.125 | 52.15% | 48.02% | 60.52%
2019-01-04 04:00 | 43469.1667 | 53% | 48.16% | 60.44%
2019-01-04 05:00 | 43469.2083 | 52.95% | 48.93% | 60.71%
2019-01-04 06:00 | 43469.25 | 53.23% | 52.07% | 60.16%
2019-01-04 07:00 | 43469.2917 | 53.29% | 59.72% | 60.2%
2019-01-04 08:00 | 43469.3333 | 53.61% | 63.87% | 60.05%
2019-01-04 09:00 | 43469.375 | 52.7% | 64.91% | 60.11%
2019-01-04 10:00 | 43469.4167 | 52.42% | 64.37% | 60.23%
2019-01-04 11:00 | 43469.4583 | 51.72% | 63.16% | 60.38%
2019-01-04 12:00 | 43469.5 | 51.48% | 62.59% | 60.98%
2019-01-04 13:00 | 43469.5417 | 52.13% | 61.21% | 61.34%
2019-01-04 14:00 | 43469.5833 | 52.51% | 61.22% | 61.32%
2019-01-04 15:00 | 43469.625 | 52.38% | 61.44% | 61.33%
2019-01-04 16:00 | 43469.6667 | 52.58% | 62.75% | 61.67%
2019-01-04 17:00 | 43469.7083 | 52.11% | 64.66% | 62.15%
2019-01-04 18:00 | 43469.75 | 52.57% | 66.76% | 61.79%
2019-01-04 19:00 | 43469.7917 | 52.85% | 65.47% | 61.65%
2019-01-04 20:00 | 43469.8333 | 52.67% | 63.03% | 61.44%
2019-01-04 21:00 | 43469.875 | 52.26% | 60% | 61.11%
2019-01-04 22:00 | 43469.9167 | 52.57% | 56.55% | 60.74%
2019-01-04 23:00 | 43469.9583 | 52.07% | 56.23% | 60.95%
2019-01-05 | 43470 | 52.84% | 53.06% | 61.64%
2019-01-05 01:00 | 43470.0417 | 52.75% | 49.56% | 61.68%
2019-01-05 02:00 | 43470.0833 | 53.09% | 48.72% | 61.72%
2019-01-05 03:00 | 43470.125 | 52.59% | 49% | 61.58%
2019-01-05 04:00 | 43470.1667 | 52.58% | 49.31% | 61.06%
2019-01-05 05:00 | 43470.2083 | 52.98% | 49.48% | 61.13%
2019-01-05 06:00 | 43470.25 | 51.92% | 50.45% | 61.33%
2019-01-05 07:00 | 43470.2917 | 52.01% | 53.63% | 60.86%
2019-01-05 08:00 | 43470.3333 | 52.23% | 57.56% | 61.03%
2019-01-05 09:00 | 43470.375 | 52.58% | 62.4% | 60.54%
2019-01-05 10:00 | 43470.4167 | 52.81% | 64.52% | 61.29%
2019-01-05 11:00 | 43470.4583 | 52.1% | 65.05% | 61.09%
2019-01-05 12:00 | 43470.5 | 51.6% | 64.86% | 60.75%
2019-01-05 13:00 | 43470.5417 | 52.73% | 65.26% | 60.86%
2019-01-05 14:00 | 43470.5833 | 52.61% | 65.25% | 61.34%
2019-01-05 15:00 | 43470.625 | 52.64% | 64.1% | 61.31%
2019-01-05 16:00 | 43470.6667 | 52.31% | 63.1% | 61.5%
2019-01-05 17:00 | 43470.7083 | 52.48% | 63.2% | 61.5%
2019-01-05 18:00 | 43470.75 | 51.64% | 64.9% | 62.04%
2019-01-05 19:00 | 43470.7917 | 52.05% | 65.24% | 61.75%
2019-01-05 20:00 | 43470.8333 | 51.11% | 62.96% | 61.39%
2019-01-05 21:00 | 43470.875 | 51.35% | 60.08% | 61.63%
2019-01-05 22:00 | 43470.9167 | 51.7% | 55.62% | 61.98%
2019-01-05 23:00 | 43470.9583 | 52.11% | 55.74% | 62.15%
2019-01-06 | 43471 | 51.82% | 50.19% | 61.46%
2019-01-06 01:00 | 43471.0417 | 51.59% | 46.4% | 61.27%
2019-01-06 02:00 | 43471.0833 | 52.31% | 44.77% | 61.39%
2019-01-06 03:00 | 43471.125 | 52.35% | 44.46% | 61.1%
2019-01-06 04:00 | 43471.1667 | 51.85% | 44.52% | 60.82%
2019-01-06 05:00 | 43471.2083 | 51% | 44.75% | 60.43%
2019-01-06 06:00 | 43471.25 | 50.98% | 45.57% | 60.64%
2019-01-06 07:00 | 43471.2917 | 51.2% | 48% | 59.66%
2019-01-06 08:00 | 43471.3333 | 50.96% | 51.15% | 59.93%
2019-01-06 09:00 | 43471.375 | 51.5% | 55.4% | 60.58%
2019-01-06 10:00 | 43471.4167 | 50.64% | 59.71% | 61.06%
2019-01-06 11:00 | 43471.4583 | 52.11% | 60.87% | 61.05%
2019-01-06 12:00 | 43471.5 | 52.14% | 61.48% | 60.56%
2019-01-06 13:00 | 43471.5417 | 52.11% | 62.07% | 60.72%
2019-01-06 14:00 | 43471.5833 | 51.94% | 59.97% | 60.64%
2019-01-06 15:00 | 43471.625 | 51.79% | 59.61% | 61.08%
2019-01-06 16:00 | 43471.6667 | 52.45% | 59.21% | 60.71%
2019-01-06 17:00 | 43471.7083 | 51.46% | 60.18% | 61.02%
2019-01-06 18:00 | 43471.75 | 52.19% | 63.28% | 61.66%
2019-01-06 19:00 | 43471.7917 | 52.19% | 62.57% | 61.53%
2019-01-06 20:00 | 43471.8333 | 53.29% | 61.71% | 61.28%
2019-01-06 21:00 | 43471.875 | 52.45% | 57.78% | 60.9%
2019-01-06 22:00 | 43471.9167 | 51.65% | 53.18% | 61.06%
2019-01-06 23:00 | 43471.9583 | 51.69% | 52.77% | 61.08%
2019-01-07 | 43472 | 51.92% | 49.39% | 60.98%
2019-01-07 01:00 | 43472.0417 | 52.83% | 45.95% | 60.5%
2019-01-07 02:00 | 43472.0833 | 52.48% | 45.66% | 60.52%
2019-01-07 03:00 | 43472.125 | 52.21% | 45.32% | 60.78%
2019-01-07 04:00 | 43472.1667 | 51.6% | 44.93% | 60.4%
2019-01-07 05:00 | 43472.2083 | 51.91% | 45.43% | 60.2%
2019-01-07 06:00 | 43472.25 | 51.74% | 49.03% | 60.46%
2019-01-07 07:00 | 43472.2917 | 51.81% | 58% | 59.83%
2019-01-07 08:00 | 43472.3333 | 51.74% | 63.57% | 59.5%
2019-01-07 09:00 | 43472.375 | 51.45% | 64.75% | 60.17%
2019-01-07 10:00 | 43472.4167 | 51.77% | 64.42% | 60.38%
2019-01-07 11:00 | 43472.4583 | 51.77% | 63.59% | 60.36%
2019-01-07 12:00 | 43472.5 | 52.11% | 63.28% | 59.91%
2019-01-07 13:00 | 43472.5417 | 51.34% | 62.16% | 60.81%
2019-01-07 14:00 | 43472.5833 | 52.55% | 61.93% | 60.51%
2019-01-07 15:00 | 43472.625 | 51.31% | 62.6% | 60.9%
2019-01-07 16:00 | 43472.6667 | 52.02% | 63.32% | 61.35%
2019-01-07 17:00 | 43472.7083 | 50.96% | 64.26% | 61.19%
2019-01-07 18:00 | 43472.75 | 50.89% | 64.96% | 61.29%
2019-01-07 19:00 | 43472.7917 | 51.61% | 63.97% | 60.96%
2019-01-07 20:00 | 43472.8333 | 51.5% | 61.37% | 60.96%
2019-01-07 21:00 | 43472.875 | 51.38% | 59.22% | 61.21%
2019-01-07 22:00 | 43472.9167 | 50.9% | 55.96% | 61.34%
2019-01-07 23:00 | 43472.9583 | 50.02% | 54.39% | 61.11%
2019-01-08 | 43473 | 51.48% | 49.01% | 60.08%
2019-01-08 01:00 | 43473.0417 | 52.38% | 45.89% | 59.75%
2019-01-08 02:00 | 43473.0833 | 52.97% | 45.47% | 59.44%
2019-01-08 03:00 | 43473.125 | 51.65% | 46.96% | 59.62%
2019-01-08 04:00 | 43473.1667 | 50.64% | 47.04% | 59.75%
2019-01-08 05:00 | 43473.2083 | 50.43% | 47.17% | 59.5%
2019-01-08 06:00 | 43473.25 | 50.1% | 49.83% | 58.78%
2019-01-08 07:00 | 43473.2917 | 48.71% | 57.93% | 58.52%
2019-01-08 08:00 | 43473.3333 | 47.49% | 62.48% | 59.11%
2019-01-08 09:00 | 43473.375 | 48.11% | 62.29% | 58.5%
2019-01-08 10:00 | 43473.4167 | 49.04% | 61.87% | 58.18%
2019-01-08 11:00 | 43473.4583 | 49.47% | 62.18% | 57.32%
2019-01-08 12:00 | 43473.5 | 49.74% | 62.37% | 57.73%
2019-01-08 13:00 | 43473.5417 | 50.32% | 61.35% | 58.31%
2019-01-08 14:00 | 43473.5833 | 51.1% | 60.56% | 57.97%
2019-01-08 15:00 | 43473.625 | 51.39% | 60.75% | 57.58%
2019-01-08 16:00 | 43473.6667 | 51.71% | 61.09% | 58.64%
2019-01-08 17:00 | 43473.7083 | 52.06% | 62.44% | 58.74%
2019-01-08 18:00 | 43473.75 | 51.54% | 63.91% | 57.79%
2019-01-08 19:00 | 43473.7917 | 51.99% | 64.1% | 58.42%
2019-01-08 20:00 | 43473.8333 | 52.72% | 62.37% | 59.01%
2019-01-08 21:00 | 43473.875 | 51.63% | 60.08% | 59.16%
2019-01-08 22:00 | 43473.9167 | 50.85% | 55.71% | 59.73%
2019-01-08 23:00 | 43473.9583 | 51.06% | 54.87% | 59.6%
2019-01-09 | 43474 | 50.93% | 48.1% | 59.01%
2019-01-09 01:00 | 43474.0417 | 51.52% | 44.65% | 58.53%
2019-01-09 02:00 | 43474.0833 | 51.53% | 44.51% | 57.96%
2019-01-09 03:00 | 43474.125 | 51.51% | 43.95% | 58.25%
2019-01-09 04:00 | 43474.1667 | 51.51% | 43.55% | 58.33%
2019-01-09 05:00 | 43474.2083 | 51.65% | 44.22% | 58.63%
2019-01-09 06:00 | 43474.25 | 50.82% | 46.91% | 58.42%
2019-01-09 07:00 | 43474.2917 | 51.62% | 55.88% | 58.64%
2019-01-09 08:00 | 43474.3333 | 51.53% | 60.99% | 58.63%
2019-01-09 09:00 | 43474.375 | 52.1% | 61.5% | 59.21%
2019-01-09 10:00 | 43474.4167 | 52.01% | 60.44% | 59.15%
2019-01-09 11:00 | 43474.4583 | 51.56% | 59.16% | 59.04%
2019-01-09 12:00 | 43474.5 | 49.49% | 59.11% | 58.66%
2019-01-09 13:00 | 43474.5417 | 49.32% | 58.85% | 58.83%
2019-01-09 14:00 | 43474.5833 | 49.04% | 59.24% | 59.2%
2019-01-09 15:00 | 43474.625 | 49.28% | 60.62% | 59.15%
2019-01-09 16:00 | 43474.6667 | 49.3% | 62.4% | 59.1%
2019-01-09 17:00 | 43474.7083 | 49.6% | 63.43% | 59.66%
2019-01-09 18:00 | 43474.75 | 49.8% | 64.75% | 59.53%
2019-01-09 19:00 | 43474.7917 | 49.86% | 64.32% | 59.15%
2019-01-09 20:00 | 43474.8333 | 49.22% | 62.99% | 59.4%
2019-01-09 21:00 | 43474.875 | 49.74% | 59.79% | 59.45%
2019-01-09 22:00 | 43474.9167 | 49.41% | 55.94% | 59.19%
2019-01-09 23:00 | 43474.9583 | 49.24% | 55.4% | 59.08%
2019-01-10 | 43475 | 49.47% | 50.08% | 59.34%
2019-01-10 01:00 | 43475.0417 | 49.75% | 47.92% | 59.24%
2019-01-10 02:00 | 43475.0833 | 50.52% | 47.17% | 59.31%
2019-01-10 03:00 | 43475.125 | 50.31% | 46.49% | 59.5%
2019-01-10 04:00 | 43475.1667 | 49.96% | 46.27% | 58.6%
2019-01-10 05:00 | 43475.2083 | 49.67% | 46.25% | 59.28%
2019-01-10 06:00 | 43475.25 | 48.83% | 48.71% | 59.84%
2019-01-10 07:00 | 43475.2917 | 48.28% | 56.86% | 59.31%
2019-01-10 08:00 | 43475.3333 | 47.38% | 62.29% | 59.63%
2019-01-10 09:00 | 43475.375 | 47.75% | 63.28% | 58.56%
2019-01-10 10:00 | 43475.4167 | 48.1% | 63.21% | 58.05%
2019-01-10 11:00 | 43475.4583 | 47.73% | 63.12% | 58.22%
2019-01-10 12:00 | 43475.5 | 48.2% | 63.35% | 58.3%
2019-01-10 13:00 | 43475.5417 | 48.56% | 63.28% | 58.52%
2019-01-10 14:00 | 43475.5833 | 48.54% | 63.43% | 59.33%
2019-01-10 15:00 | 43475.625 | 49.31% | 63.86% | 60.13%
2019-01-10 16:00 | 43475.6667 | 49.12% | 64.37% | 60.33%
2019-01-10 17:00 | 43475.7083 | 48.99% | 64.53% | 60.2%
2019-01-10 18:00 | 43475.75 | 50.3% | 65.98% | 60.37%
2019-01-10 19:00 | 43475.7917 | 49.24% | 65.85% | 60.84%
2019-01-10 20:00 | 43475.8333 | 49.79% | 64.1% | 61.13%
2019-01-10 21:00 | 43475.875 | 49.83% | 61.1% | 61.33%
2019-01-10 22:00 | 43475.9167 | 50.52% | 57.48% | 60.75%
2019-01-10 23:00 | 43475.9583 | 50.79% | 57.31% | 60.31%
2019-01-11 | 43476 | 52.8% | 52.6% | 61.05%
2019-01-11 01:00 | 43476.0417 | 52.04% | 49.13% | 61.03%
2019-01-11 02:00 | 43476.0833 | 52.52% | 48.19% | 61.11%
2019-01-11 03:00 | 43476.125 | 52.15% | 48.02% | 60.52%
2019-01-11 04:00 | 43476.1667 | 53% | 48.16% | 60.44%
2019-01-11 05:00 | 43476.2083 | 52.95% | 48.93% | 60.71%
2019-01-11 06:00 | 43476.25 | 53.23% | 52.07% | 60.16%
2019-01-11 07:00 | 43476.2917 | 53.29% | 59.72% | 60.2%
2019-01-11 08:00 | 43476.3333 | 53.61% | 63.87% | 60.05%
2019-01-11 09:00 | 43476.375 | 52.7% | 64.91% | 60.11%
2019-01-11 10:00 | 43476.4167 | 52.42% | 64.37% | 60.23%
2019-01-11 11:00 | 43476.4583 | 51.72% | 63.16% | 60.38%
2019-01-11 12:00 | 43476.5 | 51.48% | 62.59% | 60.98%
2019-01-11 13:00 | 43476.5417 | 52.13% | 61.21% | 61.34%
2019-01-11 14:00 | 43476.5833 | 52.51% | 61.22% | 61.32%
2019-01-11 15:00 | 43476.625 | 52.38% | 61.44% | 61.33%
2019-01-11 16:00 | 43476.6667 | 52.58% | 62.75% | 61.67%
2019-01-11 17:00 | 43476.7083 | 52.11% | 64.66% | 62.15%
2019-01-11 18:00 | 43476.75 | 52.57% | 66.76% | 61.79%
2019-01-11 19:00 | 43476.7917 | 52.85% | 65.47% | 61.65%
2019-01-11 20:00 | 43476.8333 | 52.67% | 63.03% | 61.44%
2019-01-11 21:00 | 43476.875 | 52.26% | 60% | 61.11%
2019-01-11 22:00 | 43476.9167 | 52.57% | 56.55% | 60.74%
2019-01-11 23:00 | 43476.9583 | 52.07% | 56.23% | 60.95%
2019-01-12 | 43477 | 52.84% | 53.06% | 61.64%
2019-01-12 01:00 | 43477.0417 | 52.75% | 49.56% | 61.68%
2019-01-12 02:00 | 43477.0833 | 53.09% | 48.72% | 61.72%
2019-01-12 03:00 | 43477.125 | 52.59% | 49% | 61.58%
2019-01-12 04:00 | 43477.1667 | 52.58% | 49.31% | 61.06%
2019-01-12 05:00 | 43477.2083 | 52.98% | 49.48% | 61.13%
2019-01-12 06:00 | 43477.25 | 51.92% | 50.45% | 61.33%
2019-01-12 07:00 | 43477.2917 | 52.01% | 53.63% | 60.86%
2019-01-12 08:00 | 43477.3333 | 52.23% | 57.56% | 61.03%
2019-01-12 09:00 | 43477.375 | 52.58% | 62.4% | 60.54%
2019-01-12 10:00 | 43477.4167 | 52.81% | 64.52% | 61.29%
2019-01-12 11:00 | 43477.4583 | 52.1% | 65.05% | 61.09%
2019-01-12 12:00 | 43477.5 | 51.6% | 64.86% | 60.75%
2019-01-12 13:00 | 43477.5417 | 52.73% | 65.26% | 60.86%
2019-01-12 14:00 | 43477.5833 | 52.61% | 65.25% | 61.34%
2019-01-12 15:00 | 43477.625 | 52.64% | 64.1% | 61.31%
2019-01-12 16:00 | 43477.6667 | 52.31% | 63.1% | 61.5%
2019-01-12 17:00 | 43477.7083 | 52.48% | 63.2% | 61.5%
2019-01-12 18:00 | 43477.75 | 51.64% | 64.9% | 62.04%
2019-01-12 19:00 | 43477.7917 | 52.05% | 65.24% | 61.75%
2019-01-12 20:00 | 43477.8333 | 51.11% | 62.96% | 61.39%
2019-01-12 21:00 | 43477.875 | 51.35% | 60.08% | 61.63%
2019-01-12 22:00 | 43477.9167 | 51.7% | 55.62% | 61.98%
2019-01-12 23:00 | 43477.9583 | 52.11% | 55.74% | 62.15%
2019-01-13 | 43478 | 51.82% | 50.19% | 61.46%
2019-01-13 01:00 | 43478.0417 | 51.59% | 46.4% | 61.27%
2019-01-13 02:00 | 43478.0833 | 52.31% | 44.77% | 61.39%
2019-01-13 03:00 | 43478.125 | 52.35% | 44.46% | 61.1%
2019-01-13 04:00 | 43478.1667 | 51.85% | 44.52% | 60.82%
2019-01-13 05:00 | 43478.2083 | 51% | 44.75% | 60.43%
2019-01-13 06:00 | 43478.25 | 50.98% | 45.57% | 60.64%
2019-01-13 07:00 | 43478.2917 | 51.2% | 48% | 59.66%
2019-01-13 08:00 | 43478.3333 | 50.96% | 51.15% | 59.93%
2019-01-13 09:00 | 43478.375 | 51.5% | 55.4% | 60.58%
2019-01-13 10:00 | 43478.4167 | 50.64% | 59.71% | 61.06%
2019-01-13 11:00 | 43478.4583 | 52.11% | 60.87% | 61.05%
2019-01-13 12:00 | 43478.5 | 52.14% | 61.48% | 60.56%
2019-01-13 13:00 | 43478.5417 | 52.11% | 62.07% | 60.72%
2019-01-13 14:00 | 43478.5833 | 51.94% | 59.97% | 60.64%
2019-01-13 15:00 | 43478.625 | 51.79% | 59.61% | 61.08%
2019-01-13 16:00 | 43478.6667 | 52.45% | 59.21% | 60.71%
2019-01-13 17:00 | 43478.7083 | 51.46% | 60.18% | 61.02%
2019-01-13 18:00 | 43478.75 | 52.19% | 63.28% | 61.66%
2019-01-13 19:00 | 43478.7917 | 52.19% | 62.57% | 61.53%
2019-01-13 20:00 | 43478.8333 | 53.29% | 61.71% | 61.28%
2019-01-13 21:00 | 43478.875 | 52.45% | 57.78% | 60.9%
2019-01-13 22:00 | 43478.9167 | 51.65% | 53.18% | 61.06%
2019-01-13 23:00 | 43478.9583 | 51.69% | 52.77% | 61.08%
2019-01-14 | 43479 | 51.92% | 49.39% | 60.98%
2019-01-14 01:00 | 43479.0417 | 52.83% | 45.95% | 60.5%
2019-01-14 02:00 | 43479.0833 | 52.48% | 45.66% | 60.52%
2019-01-14 03:00 | 43479.125 | 52.21% | 45.32% | 60.78%
2019-01-14 04:00 | 43479.1667 | 51.6% | 44.93% | 60.4%
2019-01-14 05:00 | 43479.2083 | 51.91% | 45.43% | 60.2%
2019-01-14 06:00 | 43479.25 | 51.74% | 49.03% | 60.46%
2019-01-14 07:00 | 43479.2917 | 51.81% | 58% | 59.83%
2019-01-14 08:00 | 43479.3333 | 51.74% | 63.57% | 59.5%
2019-01-14 09:00 | 43479.375 | 51.45% | 64.75% | 60.17%
2019-01-14 10:00 | 43479.4167 | 51.77% | 64.42% | 60.38%
2019-01-14 11:00 | 43479.4583 | 51.77% | 63.59% | 60.36%
2019-01-14 12:00 | 43479.5 | 52.11% | 63.28% | 59.91%
2019-01-14 13:00 | 43479.5417 | 51.34% | 62.16% | 60.81%
2019-01-14 14:00 | 43479.5833 | 52.55% | 61.93% | 60.51%
2019-01-14 15:00 | 43479.625 | 51.31% | 62.6% | 60.9%
2019-01-14 16:00 | 43479.6667 | 52.02% | 63.32% | 61.35%
2019-01-14 17:00 | 43479.7083 | 50.96% | 64.26% | 61.19%
2019-01-14 18:00 | 43479.75 | 50.89% | 64.96% | 61.29%
2019-01-14 19:00 | 43479.7917 | 51.61% | 63.97% | 60.96%
2019-01-14 20:00 | 43479.8333 | 51.5% | 61.37% | 60.96%
2019-01-14 21:00 | 43479.875 | 51.38% | 59.22% | 61.21%
2019-01-14 22:00 | 43479.9167 | 50.9% | 55.96% | 61.34%
2019-01-14 23:00 | 43479.9583 | 50.02% | 54.39% | 61.11%
2019-01-15 | 43480 | 51.48% | 49.01% | 60.08%
2019-01-15 01:00 | 43480.0417 | 52.38% | 45.89% | 59.75%
2019-01-15 02:00 | 43480.0833 | 52.97% | 45.47% | 59.44%
2019-01-15 03:00 | 43480.125 | 51.65% | 46.96% | 59.62%
2019-01-15 04:00 | 43480.1667 | 50.64% | 47.04% | 59.75%
2019-01-15 05:00 | 43480.2083 | 50.43% | 47.17% | 59.5%
2019-01-15 06:00 | 43480.25 | 50.1% | 49.83% | 58.78%
2019-01-15 07:00 | 43480.2917 | 48.71% | 57.93% | 58.52%
2019-01-15 08:00 | 43480.3333 | 47.49% | 62.48% | 59.11%
2019-01-15 09:00 | 43480.375 | 48.11% | 62.29% | 58.5%
2019-01-15 10:00 | 43480.4167 | 49.04% | 61.87% | 58.18%
2019-01-15 11:00 | 43480.4583 | 49.47% | 62.18% | 57.32%
2019-01-15 12:00 | 43480.5 | 49.74% | 62.37% | 57.73%
2019-01-15 13:00 | 43480.5417 | 50.32% | 61.35% | 58.31%
2019-01-15 14:00 | 43480.5833 | 51.1% | 60.56% | 57.97%
2019-01-15 15:00 | 43480.625 | 51.39% | 60.75% | 57.58%
2019-01-15 16:00 | 43480.6667 | 51.71% | 61.09% | 58.64%
2019-01-15 17:00 | 43480.7083 | 52.06% | 62.44% | 58.74%
2019-01-15 18:00 | 43480.75 | 51.54% | 63.91% | 57.79%
2019-01-15 19:00 | 43480.7917 | 51.99% | 64.1% | 58.42%
2019-01-15 20:00 | 43480.8333 | 52.72% | 62.37% | 59.01%
2019-01-15 21:00 | 43480.875 | 51.63% | 60.08% | 59.16%
2019-01-15 22:00 | 43480.9167 | 50.85% | 55.71% | 59.73%
2019-01-15 23:00 | 43480.9583 | 51.06% | 54.87% | 59.6%
2019-01-16 | 43481 | 50.93% | 48.1% | 59.01%
2019-01-16 01:00 | 43481.0417 | 51.52% | 44.65% | 58.53%
2019-01-16 02:00 | 43481.0833 | 51.53% | 44.51% | 57.96%
2019-01-16 03:00 | 43481.125 | 51.51% | 43.95% | 58.25%
2019-01-16 04:00 | 43481.1667 | 51.51% | 43.55% | 58.33%
2019-01-16 05:00 | 43481.2083 | 51.65% | 44.22% | 58.63%
2019-01-16 06:00 | 43481.25 | 50.82% | 46.91% | 58.42%
2019-01-16 07:00 | 43481.2917 | 51.62% | 55.88% | 58.64%
2019-01-16 08:00 | 43481.3333 | 51.53% | 60.99% | 58.63%
2019-01-16 09:00 | 43481.375 | 52.1% | 61.5% | 59.21%
2019-01-16 10:00 | 43481.4167 | 52.01% | 60.44% | 59.15%
2019-01-16 11:00 | 43481.4583 | 51.56% | 59.16% | 59.04%
2019-01-16 12:00 | 43481.5 | 49.49% | 59.11% | 58.66%
2019-01-16 13:00 | 43481.5417 | 49.32% | 58.85% | 58.83%
2019-01-16 14:00 | 43481.5833 | 49.04% | 59.24% | 59.2%
2019-01-16 15:00 | 43481.625 | 49.28% | 60.62% | 59.15%
2019-01-16 16:00 | 43481.6667 | 49.3% | 62.4% | 59.1%
2019-01-16 17:00 | 43481.7083 | 49.6% | 63.43% | 59.66%
2019-01-16 18:00 | 43481.75 | 49.8% | 64.75% | 59.53%
2019-01-16 19:00 | 43481.7917 | 49.86% | 64.32% | 59.15%
2019-01-16 20:00 | 43481.8333 | 49.22% | 62.99% | 59.4%
2019-01-16 21:00 | 43481.875 | 49.74% | 59.79% | 59.45%
2019-01-16 22:00 | 43481.9167 | 49.41% | 55.94% | 59.19%
2019-01-16 23:00 | 43481.9583 | 49.24% | 55.4% | 59.08%
2019-01-17 | 43482 | 49.47% | 50.08% | 59.34%
2019-01-17 01:00 | 43482.0417 | 49.75% | 47.92% | 59.24%
2019-01-17 02:00 | 43482.0833 | 50.52% | 47.17% | 59.31%
2019-01-17 03:00 | 43482.125 | 50.31% | 46.49% | 59.5%
2019-01-17 04:00 | 43482.1667 | 49.96% | 46.27% | 58.6%
2019-01-17 05:00 | 43482.2083 | 49.67% | 46.25% | 59.28%
2019-01-17 06:00 | 43482.25 | 48.83% | 48.71% | 59.84%
2019-01-17 07:00 | 43482.2917 | 48.28% | 56.86% | 59.31%
2019-01-17 08:00 | 43482.3333 | 47.38% | 62.29% | 59.63%
2019-01-17 09:00 | 43482.375 | 47.75% | 63.28% | 58.56%
2019-01-17 10:00 | 43482.4167 | 48.1% | 63.21% | 58.05%
2019-01-17 11:00 | 43482.4583 | 47.73% | 63.12% | 58.22%
2019-01-17 12:00 | 43482.5 | 48.2% | 63.35% | 58.3%
2019-01-17 13:00 | 43482.5417 | 48.56% | 63.28% | 58.52%
2019-01-17 14:00 | 43482.5833 | 48.54% | 63.43% | 59.33%
2019-01-17 15:00 | 43482.625 | 49.31% | 63.86% | 60.13%
2019-01-17 16:00 | 43482.6667 | 49.12% | 64.37% | 60.33%
2019-01-17 17:00 | 43482.7083 | 48.99% | 64.53% | 60.2%
2019-01-17 18:00 | 43482.75 | 50.3% | 65.98% | 60.37%
2019-01-17 19:00 | 43482.7917 | 49.24% | 65.85% | 60.84%
2019-01-17 20:00 | 43482.8333 | 49.79% | 64.1% | 61.13%
2019-01-17 21:00 | 43482.875 | 49.83% | 61.1% | 61.33%
2019-01-17 22:00 | 43482.9167 | 50.52% | 57.48% | 60.75%
2019-01-17 23:00 | 43482.9583 | 50.79% | 57.31% | 60.31%
2019-01-18 | 43483 | 52.8% | 52.6% | 61.05%
2019-01-18 01:00 | 43483.0417 | 52.04% | 49.13% | 61.03%
2019-01-18 02:00 | 43483.0833 | 52.52% | 48.19% | 61.11%
2019-01-18 03:00 | 43483.125 | 52.15% | 48.02% | 60.52%
2019-01-18 04:00 | 43483.1667 | 53% | 48.16% | 60.44%
2019-01-18 05:00 | 43483.2083 | 52.95% | 48.93% | 60.71%
2019-01-18 06:00 | 43483.25 | 53.23% | 52.07% | 60.16%
2019-01-18 07:00 | 43483.2917 | 53.29% | 59.72% | 60.2%
2019-01-18 08:00 | 43483.3333 | 53.61% | 63.87% | 60.05%
2019-01-18 09:00 | 43483.375 | 52.7% | 64.91% | 60.11%
2019-01-18 10:00 | 43483.4167 | 52.42% | 64.37% | 60.23%
2019-01-18 11:00 | 43483.4583 | 51.72% | 63.16% | 60.38%
2019-01-18 12:00 | 43483.5 | 51.48% | 62.59% | 60.98%
2019-01-18 13:00 | 43483.5417 | 52.13% | 61.21% | 61.34%
2019-01-18 14:00 | 43483.5833 | 52.51% | 61.22% | 61.32%
2019-01-18 15:00 | 43483.625 | 52.38% | 61.44% | 61.33%
2019-01-18 16:00 | 43483.6667 | 52.58% | 62.75% | 61.67%
2019-01-18 17:00 | 43483.7083 | 52.11% | 64.66% | 62.15%
2019-01-18 18:00 | 43483.75 | 52.57% | 66.76% | 61.79%
2019-01-18 19:00 | 43483.7917 | 52.85% | 65.47% | 61.65%
2019-01-18 20:00 | 43483.8333 | 52.67% | 63.03% | 61.44%
2019-01-18 21:00 | 43483.875 | 52.26% | 60% | 61.11%
2019-01-18 22:00 | 43483.9167 | 52.57% | 56.55% | 60.74%
2019-01-18 23:00 | 43483.9583 | 52.07% | 56.23% | 60.95%
2019-01-19 | 43484 | 52.84% | 53.06% | 61.64%
2019-01-19 01:00 | 43484.0417 | 52.75% | 49.56% | 61.68%
2019-01-19 02:00 | 43484.0833 | 53.09% | 48.72% | 61.72%
2019-01-19 03:00 | 43484.125 | 52.59% | 49% | 61.58%
2019-01-19 04:00 | 43484.1667 | 52.58% | 49.31% | 61.06%
2019-01-19 05:00 | 43484.2083 | 52.98% | 49.48% | 61.13%
2019-01-19 06:00 | 43484.25 | 51.92% | 50.45% | 61.33%
2019-01-19 07:00 | 43484.2917 | 52.01% | 53.63% | 60.86%
2019-01-19 08:00 | 43484.3333 | 52.23% | 57.56% | 61.03%
2019-01-19 09:00 | 43484.375 | 52.58% | 62.4% | 60.54%
2019-01-19 10:00 | 43484.4167 | 52.81% | 64.52% | 61.29%
2019-01-19 11:00 | 43484.4583 | 52.1% | 65.05% | 61.09%
2019-01-19 12:00 | 43484.5 | 51.6% | 64.86% | 60.75%
2019-01-19 13:00 | 43484.5417 | 52.73% | 65.26% | 60.86%
2019-01-19 14:00 | 43484.5833 | 52.61% | 65.25% | 61.34%
2019-01-19 15:00 | 43484.625 | 52.64% | 64.1% | 61.31%
2019-01-19 16:00 | 43484.6667 | 52.31% | 63.1% | 61.5%
2019-01-19 17:00 | 43484.7083 | 52.48% | 63.2% | 61.5%
2019-01-19 18:00 | 43484.75 | 51.64% | 64.9% | 62.04%
2019-01-19 19:00 | 43484.7917 | 52.05% | 65.24% | 61.75%
2019-01-19 20:00 | 43484.8333 | 51.11% | 62.96% | 61.39%
2019-01-19 21:00 | 43484.875 | 51.35% | 60.08% | 61.63%
2019-01-19 22:00 | 43484.9167 | 51.7% | 55.62% | 61.98%
2019-01-19 23:00 | 43484.9583 | 52.11% | 55.74% | 62.15%
2019-01-20 | 43485 | 51.82% | 50.19% | 61.46%
2019-01-20 01:00 | 43485.0417 | 51.59% | 46.4% | 61.27%
2019-01-20 02:00 | 43485.0833 | 52.31% | 44.77% | 61.39%
2019-01-20 03:00 | 43485.125 | 52.35% | 44.46% | 61.1%
2019-01-20 04:00 | 43485.1667 | 51.85% | 44.52% | 60.82%
2019-01-20 05:00 | 43485.2083 | 51% | 44.75% | 60.43%
2019-01-20 06:00 | 43485.25 | 50.98% | 45.57% | 60.64%
2019-01-20 07:00 | 43485.2917 | 51.2% | 48% | 59.66%
2019-01-20 08:00 | 43485.3333 | 50.96% | 51.15% | 59.93%
2019-01-20 09:00 | 43485.375 | 51.5% | 55.4% | 60.58%
2019-01-20 10:00 | 43485.4167 | 50.64% | 59.71% | 61.06%
2019-01-20 11:00 | 43485.4583 | 52.11% | 60.87% | 61.05%
2019-01-20 12:00 | 43485.5 | 52.14% | 61.48% | 60.56%
2019-01-20 13:00 | 43485.5417 | 52.11% | 62.07% | 60.72%
2019-01-20 14:00 | 43485.5833 | 51.94% | 59.97% | 60.64%
2019-01-20 15:00 | 43485.625 | 51.79% | 59.61% | 61.08%
2019-01-20 16:00 | 43485.6667 | 52.45% | 59.21% | 60.71%
2019-01-20 17:00 | 43485.7083 | 51.46% | 60.18% | 61.02%
2019-01-20 18:00 | 43485.75 | 52.19% | 63.28% | 61.66%
2019-01-20 19:00 | 43485.7917 | 52.19% | 62.57% | 61.53%
2019-01-20 20:00 | 43485.8333 | 53.29% | 61.71% | 61.28%
2019-01-20 21:00 | 43485.875 | 52.45% | 57.78% | 60.9%
2019-01-20 22:00 | 43485.9167 | 51.65% | 53.18% | 61.06%
2019-01-20 23:00 | 43485.9583 | 51.69% | 52.77% | 61.08%
2019-01-21 | 43486 | 51.92% | 49.39% | 60.98%
2019-01-21 01:00 | 43486.0417 | 52.83% | 45.95% | 60.5%
2019-01-21 02:00 | 43486.0833 | 52.48% | 45.66% | 60.52%
2019-01-21 03:00 | 43486.125 | 52.21% | 45.32% | 60.78%
2019-01-21 04:00 | 43486.1667 | 51.6% | 44.93% | 60.4%
2019-01-21 05:00 | 43486.2083 | 51.91% | 45.43% | 60.2%
2019-01-21 06:00 | 43486.25 | 51.74% | 49.03% | 60.46%
2019-01-21 07:00 | 43486.2917 | 51.81% | 58% | 59.83%
2019-01-21 08:00 | 43486.3333 | 51.74% | 63.57% | 59.5%
2019-01-21 09:00 | 43486.375 | 51.45% | 64.75% | 60.17%
2019-01-21 10:00 | 43486.4167 | 51.77% | 64.42% | 60.38%
2019-01-21 11:00 | 43486.4583 | 51.77% | 63.59% | 60.36%
2019-01-21 12:00 | 43486.5 | 52.11% | 63.28% | 59.91%
2019-01-21 13:00 | 43486.5417 | 51.34% | 62.16% | 60.81%
2019-01-21 14:00 | 43486.5833 | 52.55% | 61.93% | 60.51%
2019-01-21 15:00 | 43486.625 | 51.31% | 62.6% | 60.9%
2019-01-21 16:00 | 43486.6667 | 52.02% | 63.32% | 61.35%
2019-01-21 17:00 | 43486.7083 | 50.96% | 64.26% | 61.19%
2019-01-21 18:00 | 43486.75 | 50.89% | 64.96% | 61.29%
2019-01-21 19:00 | 43486.7917 | 51.61% | 63.97% | 60.96%
2019-01-21 20:00 | 43486.8333 | 51.5% | 61.37% | 60.96%
2019-01-21 21:00 | 43486.875 | 51.38% | 59.22% | 61.21%
2019-01-21 22:00 | 43486.9167 | 50.9% | 55.96% | 61.34%
2019-01-21 23:00 | 43486.9583 | 50.02% | 54.39% | 61.11%
2019-01-22 | 43487 | 51.48% | 49.01% | 60.08%
2019-01-22 01:00 | 43487.0417 | 52.38% | 45.89% | 59.75%
2019-01-22 02:00 | 43487.0833 | 52.97% | 45.47% | 59.44%
2019-01-22 03:00 | 43487.125 | 51.65% | 46.96% | 59.62%
2019-01-22 04:00 | 43487.1667 | 50.64% | 47.04% | 59.75%
2019-01-22 05:00 | 43487.2083 | 50.43% | 47.17% | 59.5%
2019-01-22 06:00 | 43487.25 | 50.1% | 49.83% | 58.78%
2019-01-22 07:00 | 43487.2917 | 48.71% | 57.93% | 58.52%
2019-01-22 08:00 | 43487.3333 | 47.49% | 62.48% | 59.11%
2019-01-22 09:00 | 43487.375 | 48.11% | 62.29% | 58.5%
2019-01-22 10:00 | 43487.4167 | 49.04% | 61.87% | 58.18%
2019-01-22 11:00 | 43487.4583 | 49.47% | 62.18% | 57.32%
2019-01-22 12:00 | 43487.5 | 49.74% | 62.37% | 57.73%
2019-01-22 13:00 | 43487.5417 | 50.32% | 61.35% | 58.31%
2019-01-22 14:00 | 43487.5833 | 51.1% | 60.56% | 57.97%
2019-01-22 15:00 | 43487.625 | 51.39% | 60.75% | 57.58%
2019-01-22 16:00 | 43487.6667 | 51.71% | 61.09% | 58.64%
2019-01-22 17:00 | 43487.7083 | 52.06% | 62.44% | 58.74%
2019-01-22 18:00 | 43487.75 | 51.54% | 63.91% | 57.79%
2019-01-22 19:00 | 43487.7917 | 51.99% | 64.1% | 58.42%
2019-01-22 20:00 | 43487.8333 | 52.72% | 62.37% | 59.01%
2019-01-22 21:00 | 43487.875 | 51.63% | 60.08% | 59.16%
2019-01-22 22:00 | 43487.9167 | 50.85% | 55.71% | 59.73%
2019-01-22 23:00 | 43487.9583 | 51.06% | 54.87% | 59.6%
2019-01-23 | 43488 | 50.93% | 48.1% | 59.01%
2019-01-23 01:00 | 43488.0417 | 51.52% | 44.65% | 58.53%
2019-01-23 02:00 | 43488.0833 | 51.53% | 44.51% | 57.96%
2019-01-23 03:00 | 43488.125 | 51.51% | 43.95% | 58.25%
2019-01-23 04:00 | 43488.1667 | 51.51% | 43.55% | 58.33%
2019-01-23 05:00 | 43488.2083 | 51.65% | 44.22% | 58.63%
2019-01-23 06:00 | 43488.25 | 50.82% | 46.91% | 58.42%
2019-01-23 07:00 | 43488.2917 | 51.62% | 55.88% | 58.64%
2019-01-23 08:00 | 43488.3333 | 51.53% | 60.99% | 58.63%
2019-01-23 09:00 | 43488.375 | 52.1% | 61.5% | 59.21%
2019-01-23 10:00 | 43488.4167 | 52.01% | 60.44% | 59.15%
2019-01-23 11:00 | 43488.4583 | 51.56% | 59.16% | 59.04%
2019-01-23 12:00 | 43488.5 | 49.49% | 59.11% | 58.66%
2019-01-23 13:00 | 43488.5417 | 49.32% | 58.85% | 58.83%
2019-01-23 14:00 | 43488.5833 | 49.04% | 59.24% | 59.2%
2019-01-23 15:00 | 43488.625 | 49.28% | 60.62% | 59.15%
2019-01-23 16:00 | 43488.6667 | 49.3% | 62.4% | 59.1%
2019-01-23 17:00 | 43488.7083 | 49.6% | 63.43% | 59.66%
2019-01-23 18:00 | 43488.75 | 49.8% | 64.75% | 59.53%
2019-01-23 19:00 | 43488.7917 | 49.86% | 64.32% | 59.15%
2019-01-23 20:00 | 43488.8333 | 49.22% | 62.99% | 59.4%
2019-01-23 21:00 | 43488.875 | 49.74% | 59.79% | 59.45%
2019-01-23 22:00 | 43488.9167 | 49.41% | 55.94% | 59.19%
2019-01-23 23:00 | 43488.9583 | 49.24% | 55.4% | 59.08%
2019-01-24 | 43489 | 49.47% | 50.08% | 59.34%
2019-01-24 01:00 | 43489.0417 | 49.75% | 47.92% | 59.24%
2019-01-24 02:00 | 43489.0833 | 50.52% | 47.17% | 59.31%
2019-01-24 03:00 | 43489.125 | 50.31% | 46.49% | 59.5%
2019-01-24 04:00 | 43489.1667 | 49.96% | 46.27% | 58.6%
2019-01-24 05:00 | 43489.2083 | 49.67% | 46.25% | 59.28%
2019-01-24 06:00 | 43489.25 | 48.83% | 48.71% | 59.84%
2019-01-24 07:00 | 43489.2917 | 48.28% | 56.86% | 59.31%
2019-01-24 08:00 | 43489.3333 | 47.38% | 62.29% | 59.63%
2019-01-24 09:00 | 43489.375 | 47.75% | 63.28% | 58.56%
2019-01-24 10:00 | 43489.4167 | 48.1% | 63.21% | 58.05%
2019-01-24 11:00 | 43489.4583 | 47.73% | 63.12% | 58.22%
2019-01-24 12:00 | 43489.5 | 48.2% | 63.35% | 58.3%
2019-01-24 13:00 | 43489.5417 | 48.56% | 63.28% | 58.52%
2019-01-24 14:00 | 43489.5833 | 48.54% | 63.43% | 59.33%
2019-01-24 15:00 | 43489.625 | 49.31% | 63.86% | 60.13%
2019-01-24 16:00 | 43489.6667 | 49.12% | 64.37% | 60.33%
2019-01-24 17:00 | 43489.7083 | 48.99% | 64.53% | 60.2%
2019-01-24 18:00 | 43489.75 | 50.3% | 65.98% | 60.37%
2019-01-24 19:00 | 43489.7917 | 49.24% | 65.85% | 60.84%
2019-01-24 20:00 | 43489.8333 | 49.79% | 64.1% | 61.13%
2019-01-24 21:00 | 43489.875 | 49.83% | 61.1% | 61.33%
2019-01-24 22:00 | 43489.9167 | 50.52% | 57.48% | 60.75%
2019-01-24 23:00 | 43489.9583 | 50.79% | 57.31% | 60.31%
2019-01-25 | 43490 | 52.8% | 52.6% | 61.05%
2019-01-25 01:00 | 43490.0417 | 52.04% | 49.13% | 61.03%
2019-01-25 02:00 | 43490.0833 | 52.52% | 48.19% | 61.11%
2019-01-25 03:00 | 43490.125 | 52.15% | 48.02% | 60.52%
2019-01-25 04:00 | 43490.1667 | 53% | 48.16% | 60.44%
2019-01-25 05:00 | 43490.2083 | 52.95% | 48.93% | 60.71%
2019-01-25 06:00 | 43490.25 | 53.23% | 52.07% | 60.16%
2019-01-25 07:00 | 43490.2917 | 53.29% | 59.72% | 60.2%
2019-01-25 08:00 | 43490.3333 | 53.61% | 63.87% | 60.05%
2019-01-25 09:00 | 43490.375 | 52.7% | 64.91% | 60.11%
2019-01-25 10:00 | 43490.4167 | 52.42% | 64.37% | 60.23%
2019-01-25 11:00 | 43490.4583 | 51.72% | 63.16% | 60.38%
2019-01-25 12:00 | 43490.5 | 51.48% | 62.59% | 60.98%
2019-01-25 13:00 | 43490.5417 | 52.13% | 61.21% | 61.34%
2019-01-25 14:00 | 43490.5833 | 52.51% | 61.22% | 61.32%
2019-01-25 15:00 | 43490.625 | 52.38% | 61.44% | 61.33%
2019-01-25 16:00 | 43490.6667 | 52.58% | 62.75% | 61.67%
2019-01-25 17:00 | 43490.7083 | 52.11% | 64.66% | 62.15%
2019-01-25 18:00 | 43490.75 | 52.57% | 66.76% | 61.79%
2019-01-25 19:00 | 43490.7917 | 52.85% | 65.47% | 61.65%
2019-01-25 20:00 | 43490.8333 | 52.67% | 63.03% | 61.44%
2019-01-25 21:00 | 43490.875 | 52.26% | 60% | 61.11%
2019-01-25 22:00 | 43490.9167 | 52.57% | 56.55% | 60.74%
2019-01-25 23:00 | 43490.9583 | 52.07% | 56.23% | 60.95%
2019-01-26 | 43491 | 52.84% | 53.06% | 61.64%
2019-01-26 01:00 | 43491.0417 | 52.75% | 49.56% | 61.68%
2019-01-26 02:00 | 43491.0833 | 53.09% | 48.72% | 61.72%
2019-01-26 03:00 | 43491.125 | 52.59% | 49% | 61.58%
2019-01-26 04:00 | 43491.1667 | 52.58% | 49.31% | 61.06%
2019-01-26 05:00 | 43491.2083 | 52.98% | 49.48% | 61.13%
2019-01-26 06:00 | 43491.25 | 51.92% | 50.45% | 61.33%
2019-01-26 07:00 | 43491.2917 | 52.01% | 53.63% | 60.86%
2019-01-26 08:00 | 43491.3333 | 52.23% | 57.56% | 61.03%
2019-01-26 09:00 | 43491.375 | 52.58% | 62.4% | 60.54%
2019-01-26 10:00 | 43491.4167 | 52.81% | 64.52% | 61.29%
2019-01-26 11:00 | 43491.4583 | 52.1% | 65.05% | 61.09%
2019-01-26 12:00 | 43491.5 | 51.6% | 64.86% | 60.75%
2019-01-26 13:00 | 43491.5417 | 52.73% | 65.26% | 60.86%
2019-01-26 14:00 | 43491.5833 | 52.61% | 65.25% | 61.34%
2019-01-26 15:00 | 43491.625 | 52.64% | 64.1% | 61.31%
2019-01-26 16:00 | 43491.6667 | 52.31% | 63.1% | 61.5%
2019-01-26 17:00 | 43491.7083 | 52.48% | 63.2% | 61.5%
2019-01-26 18:00 | 43491.75 | 51.64% | 64.9% | 62.04%
2019-01-26 19:00 | 43491.7917 | 52.05% | 65.24% | 61.75%
2019-01-26 20:00 | 43491.8333 | 51.11% | 62.96% | 61.39%
2019-01-26 21:00 | 43491.875 | 51.35% | 60.08% | 61.63%
2019-01-26 22:00 | 43491.9167 | 51.7% | 55.62% | 61.98%
2019-01-26 23:00 | 43491.9583 | 52.11% | 55.74% | 62.15%
2019-01-27 | 43492 | 51.82% | 50.19% | 61.46%
2019-01-27 01:00 | 43492.0417 | 51.59% | 46.4% | 61.27%
2019-01-27 02:00 | 43492.0833 | 52.31% | 44.77% | 61.39%
2019-01-27 03:00 | 43492.125 | 52.35% | 44.46% | 61.1%
2019-01-27 04:00 | 43492.1667 | 51.85% | 44.52% | 60.82%
2019-01-27 05:00 | 43492.2083 | 51% | 44.75% | 60.43%
2019-01-27 06:00 | 43492.25 | 50.98% | 45.57% | 60.64%
2019-01-27 07:00 | 43492.2917 | 51.2% | 48% | 59.66%
2019-01-27 08:00 | 43492.3333 | 50.96% | 51.15% | 59.93%
2019-01-27 09:00 | 43492.375 | 51.5% | 55.4% | 60.58%
2019-01-27 10:00 | 43492.4167 | 50.64% | 59.71% | 61.06%
2019-01-27 11:00 | 43492.4583 | 52.11% | 60.87% | 61.05%
2019-01-27 12:00 | 43492.5 | 52.14% | 61.48% | 60.56%
2019-01-27 13:00 | 43492.5417 | 52.11% | 62.07% | 60.72%
2019-01-27 14:00 | 43492.5833 | 51.94% | 59.97% | 60.64%
2019-01-27 15:00 | 43492.625 | 51.79% | 59.61% | 61.08%
2019-01-27 16:00 | 43492.6667 | 52.45% | 59.21% | 60.71%
2019-01-27 17:00 | 43492.7083 | 51.46% | 60.18% | 61.02%
2019-01-27 18:00 | 43492.75 | 52.19% | 63.28% | 61.66%
2019-01-27 19:00 | 43492.7917 | 52.19% | 62.57% | 61.53%
2019-01-27 20:00 | 43492.8333 | 53.29% | 61.71% | 61.28%
2019-01-27 21:00 | 43492.875 | 52.45% | 57.78% | 60.9%
2019-01-27 22:00 | 43492.9167 | 51.65% | 53.18% | 61.06%
2019-01-27 23:00 | 43492.9583 | 51.69% | 52.77% | 61.08%
2019-01-28 | 43493 | 51.92% | 49.39% | 60.98%
2019-01-28 01:00 | 43493.0417 | 52.83% | 45.95% | 60.5%
2019-01-28 02:00 | 43493.0833 | 52.48% | 45.66% | 60.52%
2019-01-28 03:00 | 43493.125 | 52.21% | 45.32% | 60.78%
2019-01-28 04:00 | 43493.1667 | 51.6% | 44.93% | 60.4%
2019-01-28 05:00 | 43493.2083 | 51.91% | 45.43% | 60.2%
2019-01-28 06:00 | 43493.25 | 51.74% | 49.03% | 60.46%
2019-01-28 07:00 | 43493.2917 | 51.81% | 58% | 59.83%
2019-01-28 08:00 | 43493.3333 | 51.74% | 63.57% | 59.5%
2019-01-28 09:00 | 43493.375 | 51.45% | 64.75% | 60.17%
2019-01-28 10:00 | 43493.4167 | 51.77% | 64.42% | 60.38%
2019-01-28 11:00 | 43493.4583 | 51.77% | 63.59% | 60.36%
2019-01-28 12:00 | 43493.5 | 52.11% | 63.28% | 59.91%
2019-01-28 13:00 | 43493.5417 | 51.34% | 62.16% | 60.81%
2019-01-28 14:00 | 43493.5833 | 52.55% | 61.93% | 60.51%
2019-01-28 15:00 | 43493.625 | 51.31% | 62.6% | 60.9%
2019-01-28 16:00 | 43493.6667 | 52.02% | 63.32% | 61.35%
2019-01-28 17:00 | 43493.7083 | 50.96% | 64.26% | 61.19%
2019-01-28 18:00 | 43493.75 | 50.89% | 64.96% | 61.29%
2019-01-28 19:00 | 43493.7917 | 51.61% | 63.97% | 60.96%
2019-01-28 20:00 | 43493.8333 | 51.5% | 61.37% | 60.96%
2019-01-28 21:00 | 43493.875 | 51.38% | 59.22% | 61.21%
2019-01-28 22:00 | 43493.9167 | 50.9% | 55.96% | 61.34%
2019-01-28 23:00 | 43493.9583 | 50.02% | 54.39% | 61.11%
2019-01-29 | 43494 | 51.48% | 49.01% | 60.08%
2019-01-29 01:00 | 43494.0417 | 52.38% | 45.89% | 59.75%
2019-01-29 02:00 | 43494.0833 | 52.97% | 45.47% | 59.44%
2019-01-29 03:00 | 43494.125 | 51.65% | 46.96% | 59.62%
2019-01-29 04:00 | 43494.1667 | 50.64% | 47.04% | 59.75%
2019-01-29 05:00 | 43494.2083 | 50.43% | 47.17% | 59.5%
2019-01-29 06:00 | 43494.25 | 50.1% | 49.83% | 58.78%
2019-01-29 07:00 | 43494.2917 | 48.71% | 57.93% | 58.52%
2019-01-29 08:00 | 43494.3333 | 47.49% | 62.48% | 59.11%
2019-01-29 09:00 | 43494.375 | 48.11% | 62.29% | 58.5%
2019-01-29 10:00 | 43494.4167 | 49.04% | 61.87% | 58.18%
2019-01-29 11:00 | 43494.4583 | 49.47% | 62.18% | 57.32%
2019-01-29 12:00 | 43494.5 | 49.74% | 62.37% | 57.73%
2019-01-29 13:00 | 43494.5417 | 50.32% | 61.35% | 58.31%
2019-01-29 14:00 | 43494.5833 | 51.1% | 60.56% | 57.97%
2019-01-29 15:00 | 43494.625 | 51.39% | 60.75% | 57.58%
2019-01-29 16:00 | 43494.6667 | 51.71% | 61.09% | 58.64%
2019-01-29 17:00 | 43494.7083 | 52.06% | 62.44% | 58.74%
2019-01-29 18:00 | 43494.75 | 51.54% | 63.91% | 57.79%
2019-01-29 19:00 | 43494.7917 | 51.99% | 64.1% | 58.42%
2019-01-29 20:00 | 43494.8333 | 52.72% | 62.37% | 59.01%
2019-01-29 21:00 | 43494.875 | 51.63% | 60.08% | 59.16%
2019-01-29 22:00 | 43494.9167 | 50.85% | 55.71% | 59.73%
2019-01-29 23:00 | 43494.9583 | 51.06% | 54.87% | 59.6%
2019-01-30 | 43495 | 50.93% | 48.1% | 59.01%
2019-01-30 01:00 | 43495.0417 | 51.52% | 44.65% | 58.53%
2019-01-30 02:00 | 43495.0833 | 51.53% | 44.51% | 57.96%
2019-01-30 03:00 | 43495.125 | 51.51% | 43.95% | 58.25%
2019-01-30 04:00 | 43495.1667 | 51.51% | 43.55% | 58.33%
2019-01-30 05:00 | 43495.2083 | 51.65% | 44.22% | 58.63%
2019-01-30 06:00 | 43495.25 | 50.82% | 46.91% | 58.42%
2019-01-30 07:00 | 43495.2917 | 51.62% | 55.88% | 58.64%
2019-01-30 08:00 | 43495.3333 | 51.53% | 60.99% | 58.63%
2019-01-30 09:00 | 43495.375 | 52.1% | 61.5% | 59.21%
2019-01-30 10:00 | 43495.4167 | 52.01% | 60.44% | 59.15%
2019-01-30 11:00 | 43495.4583 | 51.56% | 59.16% | 59.04%
2019-01-30 12:00 | 43495.5 | 49.49% | 59.11% | 58.66%
2019-01-30 13:00 | 43495.5417 | 49.32% | 58.85% | 58.83%
2019-01-30 14:00 | 43495.5833 | 49.04% | 59.24% | 59.2%
2019-01-30 15:00 | 43495.625 | 49.28% | 60.62% | 59.15%
2019-01-30 16:00 | 43495.6667 | 49.3% | 62.4% | 59.1%
2019-01-30 17:00 | 43495.7083 | 49.6% | 63.43% | 59.66%
2019-01-30 18:00 | 43495.75 | 49.8% | 64.75% | 59.53%
2019-01-30 19:00 | 43495.7917 | 49.86% | 64.32% | 59.15%
2019-01-30 20:00 | 43495.8333 | 49.22% | 62.99% | 59.4%
2019-01-30 21:00 | 43495.875 | 49.74% | 59.79% | 59.45%
2019-01-30 22:00 | 43495.9167 | 49.41% | 55.94% | 59.19%
2019-01-30 23:00 | 43495.9583 | 49.24% | 55.4% | 59.08%
2019-01-31 | 43496 | 49.47% | 50.08% | 59.34%
2019-01-31 01:00 | 43496.0417 | 49.75% | 47.92% | 59.24%
2019-01-31 02:00 | 43496.0833 | 50.52% | 47.17% | 59.31%
2019-01-31 03:00 | 43496.125 | 50.31% | 46.49% | 59.5%
2019-01-31 04:00 | 43496.1667 | 49.96% | 46.27% | 58.6%
2019-01-31 05:00 | 43496.2083 | 49.67% | 46.25% | 59.28%
2019-01-31 06:00 | 43496.25 | 48.83% | 48.71% | 59.84%
2019-01-31 07:00 | 43496.2917 | 48.28% | 56.86% | 59.31%
2019-01-31 08:00 | 43496.3333 | 47.38% | 62.29% | 59.63%
2019-01-31 09:00 | 43496.375 | 47.75% | 63.28% | 58.56%
2019-01-31 10:00 | 43496.4167 | 48.1% | 63.21% | 58.05%
2019-01-31 11:00 | 43496.4583 | 47.73% | 63.12% | 58.22%
2019-01-31 12:00 | 43496.5 | 48.2% | 63.35% | 58.3%
2019-01-31 13:00 | 43496.5417 | 48.56% | 63.28% | 58.52%
2019-01-31 14:00 | 43496.5833 | 48.54% | 63.43% | 59.33%
2019-01-31 15:00 | 43496.625 | 49.31% | 63.86% | 60.13%
2019-01-31 16:00 | 43496.6667 | 49.12% | 64.37% | 60.33%
2019-01-31 17:00 | 43496.7083 | 48.99% | 64.53% | 60.2%
2019-01-31 18:00 | 43496.75 | 50.3% | 65.98% | 60.37%
2019-01-31 19:00 | 43496.7917 | 49.24% | 65.85% | 60.84%
2019-01-31 20:00 | 43496.8333 | 49.79% | 64.1% | 61.13%
2019-01-31 21:00 | 43496.875 | 49.83% | 61.1% | 61.33%
2019-01-31 22:00 | 43496.9167 | 50.52% | 57.48% | 60.75%
2019-01-31 23:00 | 43496.9583 | 50.79% | 57.31% | 60.31%
2019-02-01 | 43497 | 62.01% | 52.55% | 60.27%
2019-02-01 01:00 | 43497.0417 | 61.67% | 49.37% | 59.35%
2019-02-01 02:00 | 43497.0833 | 62.68% | 48.38% | 59.46%
2019-02-01 03:00 | 43497.125 | 62.46% | 48.2% | 59.31%
2019-02-01 04:00 | 43497.1667 | 62.93% | 48.46% | 59.71%
2019-02-01 05:00 | 43497.2083 | 62.74% | 49.18% | 59.83%
2019-02-01 06:00 | 43497.25 | 63% | 52.52% | 59.44%
2019-02-01 07:00 | 43497.2917 | 62.26% | 60% | 59.35%
2019-02-01 08:00 | 43497.3333 | 62.63% | 63.61% | 59.81%
2019-02-01 09:00 | 43497.375 | 60.9% | 64.49% | 58.88%
2019-02-01 10:00 | 43497.4167 | 60.28% | 64.02% | 59.08%
2019-02-01 11:00 | 43497.4583 | 61.63% | 63.12% | 59.39%
2019-02-01 12:00 | 43497.5 | 62.25% | 62.82% | 59.48%
2019-02-01 13:00 | 43497.5417 | 62.58% | 61.4% | 59.15%
2019-02-01 14:00 | 43497.5833 | 62.3% | 61.31% | 59.21%
2019-02-01 15:00 | 43497.625 | 63.17% | 61.29% | 59.85%
2019-02-01 16:00 | 43497.6667 | 61.49% | 62.4% | 60.37%
2019-02-01 17:00 | 43497.7083 | 63.3% | 64.18% | 60.34%
2019-02-01 18:00 | 43497.75 | 63% | 66.27% | 60.31%
2019-02-01 19:00 | 43497.7917 | 62.41% | 65.15% | 60.19%
2019-02-01 20:00 | 43497.8333 | 62.81% | 62.76% | 60.65%
2019-02-01 21:00 | 43497.875 | 63.3% | 59.72% | 61.81%
2019-02-01 22:00 | 43497.9167 | 63.4% | 56.2% | 61.94%
2019-02-01 23:00 | 43497.9583 | 63.39% | 56.08% | 62.1%
2019-02-02 | 43498 | 61.21% | 52.68% | 61.68%
2019-02-02 01:00 | 43498.0417 | 61.88% | 49.4% | 61.77%
2019-02-02 02:00 | 43498.0833 | 61.78% | 48.57% | 61.98%
2019-02-02 03:00 | 43498.125 | 62.28% | 48.82% | 62.01%
2019-02-02 04:00 | 43498.1667 | 61.15% | 49.19% | 61.65%
2019-02-02 05:00 | 43498.2083 | 61.76% | 49.29% | 61.31%
2019-02-02 06:00 | 43498.25 | 61.96% | 50.48% | 61.7%
2019-02-02 07:00 | 43498.2917 | 62.05% | 53.56% | 61.08%
2019-02-02 08:00 | 43498.3333 | 61.9% | 57.35% | 60.85%
2019-02-02 09:00 | 43498.375 | 60.43% | 62.12% | 60.84%
2019-02-02 10:00 | 43498.4167 | 60.86% | 64.14% | 60.77%
2019-02-02 11:00 | 43498.4583 | 60.2% | 64.75% | 60.28%
2019-02-02 12:00 | 43498.5 | 60.86% | 64.49% | 60.73%
2019-02-02 13:00 | 43498.5417 | 61.56% | 64.76% | 61.17%
2019-02-02 14:00 | 43498.5833 | 62.63% | 64.6% | 60.83%
2019-02-02 15:00 | 43498.625 | 61.67% | 63.34% | 60.91%
2019-02-02 16:00 | 43498.6667 | 61.82% | 62.45% | 61.51%
2019-02-02 17:00 | 43498.7083 | 62.96% | 62.69% | 61.09%
2019-02-02 18:00 | 43498.75 | 63.4% | 64.57% | 61.64%
2019-02-02 19:00 | 43498.7917 | 63.33% | 64.93% | 61.67%
2019-02-02 20:00 | 43498.8333 | 62.71% | 62.72% | 61.82%
2019-02-02 21:00 | 43498.875 | 62.29% | 59.85% | 61.39%
2019-02-02 22:00 | 43498.9167 | 61.78% | 55.54% | 61.55%
2019-02-02 23:00 | 43498.9583 | 61.43% | 55.75% | 61.67%
2019-02-03 | 43499 | 61.38% | 50.37% | 61.05%
2019-02-03 01:00 | 43499.0417 | 61.55% | 46.52% | 61.13%
2019-02-03 02:00 | 43499.0833 | 61.64% | 44.98% | 60.18%
2019-02-03 03:00 | 43499.125 | 61.52% | 44.64% | 60.5%
2019-02-03 04:00 | 43499.1667 | 60.32% | 44.71% | 60.87%
2019-02-03 05:00 | 43499.2083 | 61.75% | 45% | 60.8%
2019-02-03 06:00 | 43499.25 | 61.84% | 45.93% | 60.52%
2019-02-03 07:00 | 43499.2917 | 60.38% | 48.37% | 60.25%
2019-02-03 08:00 | 43499.3333 | 61.59% | 51.45% | 60.97%
2019-02-03 09:00 | 43499.375 | 60.35% | 55.71% | 60.87%
2019-02-03 10:00 | 43499.4167 | 61.03% | 59.71% | 60.43%
2019-02-03 11:00 | 43499.4583 | 61.86% | 60.63% | 60.49%
2019-02-03 12:00 | 43499.5 | 61.65% | 61.25% | 61.31%
2019-02-03 13:00 | 43499.5417 | 61.09% | 61.69% | 61.29%
2019-02-03 14:00 | 43499.5833 | 61.11% | 59.44% | 60.83%
2019-02-03 15:00 | 43499.625 | 60.94% | 59.07% | 60.99%
2019-02-03 16:00 | 43499.6667 | 60.87% | 58.98% | 61.22%
2019-02-03 17:00 | 43499.7083 | 60.88% | 60.12% | 61.16%
2019-02-03 18:00 | 43499.75 | 60.57% | 63.28% | 60.14%
2019-02-03 19:00 | 43499.7917 | 60.61% | 62.58% | 60.04%
2019-02-03 20:00 | 43499.8333 | 60.82% | 61.77% | 59.47%
2019-02-03 21:00 | 43499.875 | 60.87% | 58.07% | 60.14%
2019-02-03 22:00 | 43499.9167 | 61.5% | 53.72% | 59.75%
2019-02-03 23:00 | 43499.9583 | 62.04% | 53.28% | 59.52%
2019-02-04 | 43500 | 61.6% | 50% | 60.08%
2019-02-04 01:00 | 43500.0417 | 62.03% | 46.92% | 59.93%
2019-02-04 02:00 | 43500.0833 | 62.35% | 46.33% | 59.74%
2019-02-04 03:00 | 43500.125 | 62.07% | 45.8% | 60.27%
2019-02-04 04:00 | 43500.1667 | 62.5% | 45.44% | 59.9%
2019-02-04 05:00 | 43500.2083 | 62.38% | 45.95% | 60.14%
2019-02-04 06:00 | 43500.25 | 61.77% | 49.63% | 59.66%
2019-02-04 07:00 | 43500.2917 | 61.49% | 58.64% | 58.78%
2019-02-04 08:00 | 43500.3333 | 60.55% | 63.78% | 59.46%
2019-02-04 09:00 | 43500.375 | 61.03% | 64.84% | 59.77%
2019-02-04 10:00 | 43500.4167 | 60.68% | 64.29% | 59.09%
2019-02-04 11:00 | 43500.4583 | 61.51% | 63.37% | 58.64%
2019-02-04 12:00 | 43500.5 | 61.37% | 62.79% | 58.71%
2019-02-04 13:00 | 43500.5417 | 61.57% | 61.66% | 58.01%
2019-02-04 14:00 | 43500.5833 | 61.04% | 61.53% | 58.21%
2019-02-04 15:00 | 43500.625 | 60.99% | 62.02% | 59.19%
2019-02-04 16:00 | 43500.6667 | 61.18% | 62.68% | 59.19%
2019-02-04 17:00 | 43500.7083 | 61.49% | 63.62% | 59.09%
2019-02-04 18:00 | 43500.75 | 62.5% | 64.45% | 59.22%
2019-02-04 19:00 | 43500.7917 | 62.52% | 63.77% | 58.54%
2019-02-04 20:00 | 43500.8333 | 62.52% | 61.33% | 58.89%
2019-02-04 21:00 | 43500.875 | 61.49% | 59.15% | 59.5%
2019-02-04 22:00 | 43500.9167 | 61.61% | 55.82% | 59.99%
2019-02-04 23:00 | 43500.9583 | 61.04% | 54.45% | 59.53%
2019-02-05 | 43501 | 60.93% | 49.27% | 60.17%
2019-02-05 01:00 | 43501.0417 | 60.78% | 46.05% | 60.83%
2019-02-05 02:00 | 43501.0833 | 61.22% | 45.62% | 60.66%
2019-02-05 03:00 | 43501.125 | 61.62% | 47.1% | 59.72%
2019-02-05 04:00 | 43501.1667 | 62.13% | 46.93% | 60.33%
2019-02-05 05:00 | 43501.2083 | 61.48% | 46.89% | 59.8%
2019-02-05 06:00 | 43501.25 | 61.13% | 49.57% | 58.86%
2019-02-05 07:00 | 43501.2917 | 60.69% | 57.56% | 58.01%
2019-02-05 08:00 | 43501.3333 | 60.54% | 61.69% | 58.49%
2019-02-05 09:00 | 43501.375 | 60.38% | 61.51% | 58.45%
2019-02-05 10:00 | 43501.4167 | 60.26% | 61.25% | 58.9%
2019-02-05 11:00 | 43501.4583 | 58.62% | 61.56% | 58.63%
2019-02-05 12:00 | 43501.5 | 57.65% | 61.88% | 58.95%
2019-02-05 13:00 | 43501.5417 | 58.23% | 60.79% | 58.62%
2019-02-05 14:00 | 43501.5833 | 57.17% | 60.06% | 58.91%
2019-02-05 15:00 | 43501.625 | 58.72% | 60.33% | 58.89%
2019-02-05 16:00 | 43501.6667 | 58.6% | 60.83% | 60.17%
2019-02-05 17:00 | 43501.7083 | 58.26% | 62.1% | 59.92%
2019-02-05 18:00 | 43501.75 | 59.5% | 63.8% | 59.66%
2019-02-05 19:00 | 43501.7917 | 61.39% | 63.98% | 59.34%
2019-02-05 20:00 | 43501.8333 | 61.64% | 62.22% | 60.66%
2019-02-05 21:00 | 43501.875 | 61.55% | 60.01% | 60.87%
2019-02-05 22:00 | 43501.9167 | 61.18% | 55.89% | 60.74%
2019-02-05 23:00 | 43501.9583 | 60.69% | 55.19% | 60.48%
2019-02-06 | 43502 | 61.8% | 48.27% | 60.02%
2019-02-06 01:00 | 43502.0417 | 61.09% | 44.97% | 60.93%
2019-02-06 02:00 | 43502.0833 | 61.63% | 44.81% | 60.56%
2019-02-06 03:00 | 43502.125 | 59.71% | 44.36% | 60.42%
2019-02-06 04:00 | 43502.1667 | 60.34% | 43.99% | 61.05%
2019-02-06 05:00 | 43502.2083 | 61.08% | 44.72% | 61.19%
2019-02-06 06:00 | 43502.25 | 60.05% | 47.68% | 61.11%
2019-02-06 07:00 | 43502.2917 | 58.94% | 56.52% | 60.47%
2019-02-06 08:00 | 43502.3333 | 59.49% | 61.35% | 60.59%
2019-02-06 09:00 | 43502.375 | 58.62% | 61.64% | 60.11%
2019-02-06 10:00 | 43502.4167 | 59.41% | 60.21% | 60.37%
2019-02-06 11:00 | 43502.4583 | 59.53% | 58.92% | 60.73%
2019-02-06 12:00 | 43502.5 | 58.5% | 58.62% | 60.25%
2019-02-06 13:00 | 43502.5417 | 58.41% | 58.29% | 60.85%
2019-02-06 14:00 | 43502.5833 | 59.84% | 58.8% | 61.09%
2019-02-06 15:00 | 43502.625 | 60.02% | 60.05% | 61.06%
2019-02-06 16:00 | 43502.6667 | 59.74% | 61.82% | 61.27%
2019-02-06 17:00 | 43502.7083 | 59.97% | 62.84% | 61.99%
2019-02-06 18:00 | 43502.75 | 59.9% | 64.36% | 60.3%
2019-02-06 19:00 | 43502.7917 | 60.87% | 64.05% | 58.93%
2019-02-06 20:00 | 43502.8333 | 63.23% | 62.6% | 59.28%
2019-02-06 21:00 | 43502.875 | 62.15% | 59.53% | 59.12%
2019-02-06 22:00 | 43502.9167 | 62.05% | 55.73% | 59.65%
2019-02-06 23:00 | 43502.9583 | 61.91% | 55.15% | 59.93%
2019-02-07 | 43503 | 62.11% | 50.38% | 59.95%
2019-02-07 01:00 | 43503.0417 | 62.55% | 48.33% | 59.6%
2019-02-07 02:00 | 43503.0833 | 62.37% | 47.51% | 59.33%
2019-02-07 03:00 | 43503.125 | 61.76% | 46.83% | 60.25%
2019-02-07 04:00 | 43503.1667 | 61.98% | 46.61% | 60.34%
2019-02-07 05:00 | 43503.2083 | 63.42% | 46.51% | 59.86%
2019-02-07 06:00 | 43503.25 | 62.9% | 49.06% | 59.7%
2019-02-07 07:00 | 43503.2917 | 61.63% | 57.06% | 59.63%
2019-02-07 08:00 | 43503.3333 | 59.98% | 62.13% | 59.48%
2019-02-07 09:00 | 43503.375 | 59.21% | 63.06% | 58.73%
2019-02-07 10:00 | 43503.4167 | 59.39% | 63.09% | 58.27%
2019-02-07 11:00 | 43503.4583 | 59.73% | 62.88% | 58.07%
2019-02-07 12:00 | 43503.5 | 60.27% | 62.99% | 58.56%
2019-02-07 13:00 | 43503.5417 | 59.17% | 62.88% | 58.91%
2019-02-07 14:00 | 43503.5833 | 60.44% | 63.07% | 58.92%
2019-02-07 15:00 | 43503.625 | 60.16% | 63.55% | 59.19%
2019-02-07 16:00 | 43503.6667 | 60.56% | 64.03% | 59.49%
2019-02-07 17:00 | 43503.7083 | 61.36% | 64.23% | 60.57%
2019-02-07 18:00 | 43503.75 | 62.38% | 65.48% | 59.62%
2019-02-07 19:00 | 43503.7917 | 63.01% | 65.36% | 59.45%
2019-02-07 20:00 | 43503.8333 | 62.99% | 63.69% | 59.88%
2019-02-07 21:00 | 43503.875 | 62.82% | 60.77% | 59.88%
2019-02-07 22:00 | 43503.9167 | 61.72% | 57.21% | 59.63%
2019-02-07 23:00 | 43503.9583 | 61.69% | 57.08% | 60.36%
2019-02-08 | 43504 | 62.01% | 52.55% | 60.27%
2019-02-08 01:00 | 43504.0417 | 61.67% | 49.37% | 59.35%
2019-02-08 02:00 | 43504.0833 | 62.68% | 48.38% | 59.46%
2019-02-08 03:00 | 43504.125 | 62.46% | 48.2% | 59.31%
2019-02-08 04:00 | 43504.1667 | 62.93% | 48.46% | 59.71%
2019-02-08 05:00 | 43504.2083 | 62.74% | 49.18% | 59.83%
2019-02-08 06:00 | 43504.25 | 63% | 52.52% | 59.44%
2019-02-08 07:00 | 43504.2917 | 62.26% | 60% | 59.35%
2019-02-08 08:00 | 43504.3333 | 62.63% | 63.61% | 59.81%
2019-02-08 09:00 | 43504.375 | 60.9% | 64.49% | 58.88%
2019-02-08 10:00 | 43504.4167 | 60.28% | 64.02% | 59.08%
2019-02-08 11:00 | 43504.4583 | 61.63% | 63.12% | 59.39%
2019-02-08 12:00 | 43504.5 | 62.25% | 62.82% | 59.48%
2019-02-08 13:00 | 43504.5417 | 62.58% | 61.4% | 59.15%
2019-02-08 14:00 | 43504.5833 | 62.3% | 61.31% | 59.21%
2019-02-08 15:00 | 43504.625 | 63.17% | 61.29% | 59.85%
2019-02-08 16:00 | 43504.6667 | 61.49% | 62.4% | 60.37%
2019-02-08 17:00 | 43504.7083 | 63.3% | 64.18% | 60.34%
2019-02-08 18:00 | 43504.75 | 63% | 66.27% | 60.31%
2019-02-08 19:00 | 43504.7917 | 62.41% | 65.15% | 60.19%
2019-02-08 20:00 | 43504.8333 | 62.81% | 62.76% | 60.65%
2019-02-08 21:00 | 43504.875 | 63.3% | 59.72% | 61.81%
2019-02-08 22:00 | 43504.9167 | 63.4% | 56.2% | 61.94%
2019-02-08 23:00 | 43504.9583 | 63.39% | 56.08% | 62.1%
2019-02-09 | 43505 | 61.21% | 52.68% | 61.68%
2019-02-09 01:00 | 43505.0417 | 61.88% | 49.4% | 61.77%
2019-02-09 02:00 | 43505.0833 | 61.78% | 48.57% | 61.98%
2019-02-09 03:00 | 43505.125 | 62.28% | 48.82% | 62.01%
2019-02-09 04:00 | 43505.1667 | 61.15% | 49.19% | 61.65%
2019-02-09 05:00 | 43505.2083 | 61.76% | 49.29% | 61.31%
2019-02-09 06:00 | 43505.25 | 61.96% | 50.48% | 61.7%
2019-02-09 07:00 | 43505.2917 | 62.05% | 53.56% | 61.08%
2019-02-09 08:00 | 43505.3333 | 61.9% | 57.35% | 60.85%
2019-02-09 09:00 | 43505.375 | 60.43% | 62.12% | 60.84%
2019-02-09 10:00 | 43505.4167 | 60.86% | 64.14% | 60.77%
2019-02-09 11:00 | 43505.4583 | 60.2% | 64.75% | 60.28%
2019-02-09 12:00 | 43505.5 | 60.86% | 64.49% | 60.73%
2019-02-09 13:00 | 43505.5417 | 61.56% | 64.76% | 61.17%
2019-02-09 14:00 | 43505.5833 | 62.63% | 64.6% | 60.83%
2019-02-09 15:00 | 43505.625 | 61.67% | 63.34% | 60.91%
2019-02-09 16:00 | 43505.6667 | 61.82% | 62.45% | 61.51%
2019-02-09 17:00 | 43505.7083 | 62.96% | 62.69% | 61.09%
2019-02-09 18:00 | 43505.75 | 63.4% | 64.57% | 61.64%
2019-02-09 19:00 | 43505.7917 | 63.33% | 64.93% | 61.67%
2019-02-09 20:00 | 43505.8333 | 62.71% | 62.72% | 61.82%
2019-02-09 21:00 | 43505.875 | 62.29% | 59.85% | 61.39%
2019-02-09 22:00 | 43505.9167 | 61.78% | 55.54% | 61.55%
2019-02-09 23:00 | 43505.9583 | 61.43% | 55.75% | 61.67%
2019-02-10 | 43506 | 61.38% | 50.37% | 61.05%
2019-02-10 01:00 | 43506.0417 | 61.55% | 46.52% | 61.13%
2019-02-10 02:00 | 43506.0833 | 61.64% | 44.98% | 60.18%
2019-02-10 03:00 | 43506.125 | 61.52% | 44.64% | 60.5%
2019-02-10 04:00 | 43506.1667 | 60.32% | 44.71% | 60.87%
2019-02-10 05:00 | 43506.2083 | 61.75% | 45% | 60.8%
2019-02-10 06:00 | 43506.25 | 61.84% | 45.93% | 60.52%
2019-02-10 07:00 | 43506.2917 | 60.38% | 48.37% | 60.25%
2019-02-10 08:00 | 43506.3333 | 61.59% | 51.45% | 60.97%
2019-02-10 09:00 | 43506.375 | 60.35% | 55.71% | 60.87%
2019-02-10 10:00 | 43506.4167 | 61.03% | 59.71% | 60.43%
2019-02-10 11:00 | 43506.4583 | 61.86% | 60.63% | 60.49%
2019-02-10 12:00 | 43506.5 | 61.65% | 61.25% | 61.31%
2019-02-10 13:00 | 43506.5417 | 61.09% | 61.69% | 61.29%
2019-02-10 14:00 | 43506.5833 | 61.11% | 59.44% | 60.83%
2019-02-10 15:00 | 43506.625 | 60.94% | 59.07% | 60.99%
2019-02-10 16:00 | 43506.6667 | 60.87% | 58.98% | 61.22%
2019-02-10 17:00 | 43506.7083 | 60.88% | 60.12% | 61.16%
2019-02-10 18:00 | 43506.75 | 60.57% | 63.28% | 60.14%
2019-02-10 19:00 | 43506.7917 | 60.61% | 62.58% | 60.04%
2019-02-10 20:00 | 43506.8333 | 60.82% | 61.77% | 59.47%
2019-02-10 21:00 | 43506.875 | 60.87% | 58.07% | 60.14%
2019-02-10 22:00 | 43506.9167 | 61.5% | 53.72% | 59.75%
2019-02-10 23:00 | 43506.9583 | 62.04% | 53.28% | 59.52%
2019-02-11 | 43507 | 61.6% | 50% | 60.08%
2019-02-11 01:00 | 43507.0417 | 62.03% | 46.92% | 59.93%
2019-02-11 02:00 | 43507.0833 | 62.35% | 46.33% | 59.74%
2019-02-11 03:00 | 43507.125 | 62.07% | 45.8% | 60.27%
2019-02-11 04:00 | 43507.1667 | 62.5% | 45.44% | 59.9%
2019-02-11 05:00 | 43507.2083 | 62.38% | 45.95% | 60.14%
2019-02-11 06:00 | 43507.25 | 61.77% | 49.63% | 59.66%
2019-02-11 07:00 | 43507.2917 | 61.49% | 58.64% | 58.78%
2019-02-11 08:00 | 43507.3333 | 60.55% | 63.78% | 59.46%
2019-02-11 09:00 | 43507.375 | 61.03% | 64.84% | 59.77%
2019-02-11 10:00 | 43507.4167 | 60.68% | 64.29% | 59.09%
2019-02-11 11:00 | 43507.4583 | 61.51% | 63.37% | 58.64%
2019-02-11 12:00 | 43507.5 | 61.37% | 62.79% | 58.71%
2019-02-11 13:00 | 43507.5417 | 61.57% | 61.66% | 58.01%
2019-02-11 14:00 | 43507.5833 | 61.04% | 61.53% | 58.21%
2019-02-11 15:00 | 43507.625 | 60.99% | 62.02% | 59.19%
2019-02-11 16:00 | 43507.6667 | 61.18% | 62.68% | 59.19%
2019-02-11 17:00 | 43507.7083 | 61.49% | 63.62% | 59.09%
2019-02-11 18:00 | 43507.75 | 62.5% | 64.45% | 59.22%
2019-02-11 19:00 | 43507.7917 | 62.52% | 63.77% | 58.54%
2019-02-11 20:00 | 43507.8333 | 62.52% | 61.33% | 58.89%
2019-02-11 21:00 | 43507.875 | 61.49% | 59.15% | 59.5%
2019-02-11 22:00 | 43507.9167 | 61.61% | 55.82% | 59.99%
2019-02-11 23:00 | 43507.9583 | 61.04% | 54.45% | 59.53%
2019-02-12 | 43508 | 60.93% | 49.27% | 60.17%
2019-02-12 01:00 | 43508.0417 | 60.78% | 46.05% | 60.83%
2019-02-12 02:00 | 43508.0833 | 61.22% | 45.62% | 60.66%
2019-02-12 03:00 | 43508.125 | 61.62% | 47.1% | 59.72%
2019-02-12 04:00 | 43508.1667 | 62.13% | 46.93% | 60.33%
2019-02-12 05:00 | 43508.2083 | 61.48% | 46.89% | 59.8%
2019-02-12 06:00 | 43508.25 | 61.13% | 49.57% | 58.86%
2019-02-12 07:00 | 43508.2917 | 60.69% | 57.56% | 58.01%
2019-02-12 08:00 | 43508.3333 | 60.54% | 61.69% | 58.49%
2019-02-12 09:00 | 43508.375 | 60.38% | 61.51% | 58.45%
2019-02-12 10:00 | 43508.4167 | 60.26% | 61.25% | 58.9%
2019-02-12 11:00 | 43508.4583 | 58.62% | 61.56% | 58.63%
2019-02-12 12:00 | 43508.5 | 57.65% | 61.88% | 58.95%
2019-02-12 13:00 | 43508.5417 | 58.23% | 60.79% | 58.62%
2019-02-12 14:00 | 43508.5833 | 57.17% | 60.06% | 58.91%
2019-02-12 15:00 | 43508.625 | 58.72% | 60.33% | 58.89%
2019-02-12 16:00 | 43508.6667 | 58.6% | 60.83% | 60.17%
2019-02-12 17:00 | 43508.7083 | 58.26% | 62.1% | 59.92%
2019-02-12 18:00 | 43508.75 | 59.5% | 63.8% | 59.66%
2019-02-12 19:00 | 43508.7917 | 61.39% | 63.98% | 59.34%
2019-02-12 20:00 | 43508.8333 | 61.64% | 62.22% | 60.66%
2019-02-12 21:00 | 43508.875 | 61.55% | 60.01% | 60.87%
2019-02-12 22:00 | 43508.9167 | 61.18% | 55.89% | 60.74%
2019-02-12 23:00 | 43508.9583 | 60.69% | 55.19% | 60.48%
2019-02-13 | 43509 | 61.8% | 48.27% | 60.02%
2019-02-13 01:00 | 43509.0417 | 61.09% | 44.97% | 60.93%
2019-02-13 02:00 | 43509.0833 | 61.63% | 44.81% | 60.56%
2019-02-13 03:00 | 43509.125 | 59.71% | 44.36% | 60.42%
2019-02-13 04:00 | 43509.1667 | 60.34% | 43.99% | 61.05%
2019-02-13 05:00 | 43509.2083 | 61.08% | 44.72% | 61.19%
2019-02-13 06:00 | 43509.25 | 60.05% | 47.68% | 61.11%
2019-02-13 07:00 | 43509.2917 | 58.94% | 56.52% | 60.47%
2019-02-13 08:00 | 43509.3333 | 59.49% | 61.35% | 60.59%
2019-02-13 09:00 | 43509.375 | 58.62% | 61.64% | 60.11%
2019-02-13 10:00 | 43509.4167 | 59.41% | 60.21% | 60.37%
2019-02-13 11:00 | 43509.4583 | 59.53% | 58.92% | 60.73%
2019-02-13 12:00 | 43509.5 | 58.5% | 58.62% | 60.25%
2019-02-13 13:00 | 43509.5417 | 58.41% | 58.29% | 60.85%
2019-02-13 14:00 | 43509.5833 | 59.84% | 58.8% | 61.09%
2019-02-13 15:00 | 43509.625 | 60.02% | 60.05% | 61.06%
2019-02-13 16:00 | 43509.6667 | 59.74% | 61.82% | 61.27%
2019-02-13 17:00 | 43509.7083 | 59.97% | 62.84% | 61.99%
2019-02-13 18:00 | 43509.75 | 59.9% | 64.36% | 60.3%
2019-02-13 19:00 | 43509.7917 | 60.87% | 64.05% | 58.93%
2019-02-13 20:00 | 43509.8333 | 63.23% | 62.6% | 59.28%
2019-02-13 21:00 | 43509.875 | 62.15% | 59.53% | 59.12%
2019-02-13 22:00 | 43509.9167 | 62.05% | 55.73% | 59.65%
2019-02-13 23:00 | 43509.9583 | 61.91% | 55.15% | 59.93%
2019-02-14 | 43510 | 62.11% | 50.38% | 59.95%
2019-02-14 01:00 | 43510.0417 | 62.55% | 48.33% | 59.6%
2019-02-14 02:00 | 43510.0833 | 62.37% | 47.51% | 59.33%
2019-02-14 03:00 | 43510.125 | 61.76% | 46.83% | 60.25%
2019-02-14 04:00 | 43510.1667 | 61.98% | 46.61% | 60.34%
2019-02-14 05:00 | 43510.2083 | 63.42% | 46.51% | 59.86%
2019-02-14 06:00 | 43510.25 | 62.9% | 49.06% | 59.7%
2019-02-14 07:00 | 43510.2917 | 61.63% | 57.06% | 59.63%
2019-02-14 08:00 | 43510.3333 | 59.98% | 62.13% | 59.48%
2019-02-14 09:00 | 43510.375 | 59.21% | 63.06% | 58.73%
2019-02-14 10:00 | 43510.4167 | 59.39% | 63.09% | 58.27%
2019-02-14 11:00 | 43510.4583 | 59.73% | 62.88% | 58.07%
2019-02-14 12:00 | 43510.5 | 60.27% | 62.99% | 58.56%
2019-02-14 13:00 | 43510.5417 | 59.17% | 62.88% | 58.91%
2019-02-14 14:00 | 43510.5833 | 60.44% | 63.07% | 58.92%
2019-02-14 15:00 | 43510.625 | 60.16% | 63.55% | 59.19%
2019-02-14 16:00 | 43510.6667 | 60.56% | 64.03% | 59.49%
2019-02-14 17:00 | 43510.7083 | 61.36% | 64.23% | 60.57%
2019-02-14 18:00 | 43510.75 | 62.38% | 65.48% | 59.62%
2019-02-14 19:00 | 43510.7917 | 63.01% | 65.36% | 59.45%
2019-02-14 20:00 | 43510.8333 | 62.99% | 63.69% | 59.88%
2019-02-14 21:00 | 43510.875 | 62.82% | 60.77% | 59.88%
2019-02-14 22:00 | 43510.9167 | 61.72% | 57.21% | 59.63%
2019-02-14 23:00 | 43510.9583 | 61.69% | 57.08% | 60.36%
2019-02-15 | 43511 | 62.01% | 52.55% | 60.27%
2019-02-15 01:00 | 43511.0417 | 61.67% | 49.37% | 59.35%
2019-02-15 02:00 | 43511.0833 | 62.68% | 48.38% | 59.46%
2019-02-15 03:00 | 43511.125 | 62.46% | 48.2% | 59.31%
2019-02-15 04:00 | 43511.1667 | 62.93% | 48.46% | 59.71%
2019-02-15 05:00 | 43511.2083 | 62.74% | 49.18% | 59.83%
2019-02-15 06:00 | 43511.25 | 63% | 52.52% | 59.44%
2019-02-15 07:00 | 43511.2917 | 62.26% | 60% | 59.35%
2019-02-15 08:00 | 43511.3333 | 62.63% | 63.61% | 59.81%
2019-02-15 09:00 | 43511.375 | 60.9% | 64.49% | 58.88%
2019-02-15 10:00 | 43511.4167 | 60.28% | 64.02% | 59.08%
2019-02-15 11:00 | 43511.4583 | 61.63% | 63.12% | 59.39%
2019-02-15 12:00 | 43511.5 | 62.25% | 62.82% | 59.48%
2019-02-15 13:00 | 43511.5417 | 62.58% | 61.4% | 59.15%
2019-02-15 14:00 | 43511.5833 | 62.3% | 61.31% | 59.21%
2019-02-15 15:00 | 43511.625 | 63.17% | 61.29% | 59.85%
2019-02-15 16:00 | 43511.6667 | 61.49% | 62.4% | 60.37%
2019-02-15 17:00 | 43511.7083 | 63.3% | 64.18% | 60.34%
2019-02-15 18:00 | 43511.75 | 63% | 66.27% | 60.31%
2019-02-15 19:00 | 43511.7917 | 62.41% | 65.15% | 60.19%
2019-02-15 20:00 | 43511.8333 | 62.81% | 62.76% | 60.65%
2019-02-15 21:00 | 43511.875 | 63.3% | 59.72% | 61.81%
2019-02-15 22:00 | 43511.9167 | 63.4% | 56.2% | 61.94%
2019-02-15 23:00 | 43511.9583 | 63.39% | 56.08% | 62.1%
2019-02-16 | 43512 | 61.21% | 52.68% | 61.68%
2019-02-16 01:00 | 43512.0417 | 61.88% | 49.4% | 61.77%
2019-02-16 02:00 | 43512.0833 | 61.78% | 48.57% | 61.98%
2019-02-16 03:00 | 43512.125 | 62.28% | 48.82% | 62.01%
2019-02-16 04:00 | 43512.1667 | 61.15% | 49.19% | 61.65%
2019-02-16 05:00 | 43512.2083 | 61.76% | 49.29% | 61.31%
2019-02-16 06:00 | 43512.25 | 61.96% | 50.48% | 61.7%
2019-02-16 07:00 | 43512.2917 | 62.05% | 53.56% | 61.08%
2019-02-16 08:00 | 43512.3333 | 61.9% | 57.35% | 60.85%
2019-02-16 09:00 | 43512.375 | 60.43% | 62.12% | 60.84%
2019-02-16 10:00 | 43512.4167 | 60.86% | 64.14% | 60.77%
2019-02-16 11:00 | 43512.4583 | 60.2% | 64.75% | 60.28%
2019-02-16 12:00 | 43512.5 | 60.86% | 64.49% | 60.73%
2019-02-16 13:00 | 43512.5417 | 61.56% | 64.76% | 61.17%
2019-02-16 14:00 | 43512.5833 | 62.63% | 64.6% | 60.83%
2019-02-16 15:00 | 43512.625 | 61.67% | 63.34% | 60.91%
2019-02-16 16:00 | 43512.6667 | 61.82% | 62.45% | 61.51%
2019-02-16 17:00 | 43512.7083 | 62.96% | 62.69% | 61.09%
2019-02-16 18:00 | 43512.75 | 63.4% | 64.57% | 61.64%
2019-02-16 19:00 | 43512.7917 | 63.33% | 64.93% | 61.67%
2019-02-16 20:00 | 43512.8333 | 62.71% | 62.72% | 61.82%
2019-02-16 21:00 | 43512.875 | 62.29% | 59.85% | 61.39%
2019-02-16 22:00 | 43512.9167 | 61.78% | 55.54% | 61.55%
2019-02-16 23:00 | 43512.9583 | 61.43% | 55.75% | 61.67%
2019-02-17 | 43513 | 61.38% | 50.37% | 61.05%
2019-02-17 01:00 | 43513.0417 | 61.55% | 46.52% | 61.13%
2019-02-17 02:00 | 43513.0833 | 61.64% | 44.98% | 60.18%
2019-02-17 03:00 | 43513.125 | 61.52% | 44.64% | 60.5%
2019-02-17 04:00 | 43513.1667 | 60.32% | 44.71% | 60.87%
2019-02-17 05:00 | 43513.2083 | 61.75% | 45% | 60.8%
2019-02-17 06:00 | 43513.25 | 61.84% | 45.93% | 60.52%
2019-02-17 07:00 | 43513.2917 | 60.38% | 48.37% | 60.25%
2019-02-17 08:00 | 43513.3333 | 61.59% | 51.45% | 60.97%
2019-02-17 09:00 | 43513.375 | 60.35% | 55.71% | 60.87%
2019-02-17 10:00 | 43513.4167 | 61.03% | 59.71% | 60.43%
2019-02-17 11:00 | 43513.4583 | 61.86% | 60.63% | 60.49%
2019-02-17 12:00 | 43513.5 | 61.65% | 61.25% | 61.31%
2019-02-17 13:00 | 43513.5417 | 61.09% | 61.69% | 61.29%
2019-02-17 14:00 | 43513.5833 | 61.11% | 59.44% | 60.83%
2019-02-17 15:00 | 43513.625 | 60.94% | 59.07% | 60.99%
2019-02-17 16:00 | 43513.6667 | 60.87% | 58.98% | 61.22%
2019-02-17 17:00 | 43513.7083 | 60.88% | 60.12% | 61.16%
2019-02-17 18:00 | 43513.75 | 60.57% | 63.28% | 60.14%
2019-02-17 19:00 | 43513.7917 | 60.61% | 62.58% | 60.04%
2019-02-17 20:00 | 43513.8333 | 60.82% | 61.77% | 59.47%
2019-02-17 21:00 | 43513.875 | 60.87% | 58.07% | 60.14%
2019-02-17 22:00 | 43513.9167 | 61.5% | 53.72% | 59.75%
2019-02-17 23:00 | 43513.9583 | 62.04% | 53.28% | 59.52%
2019-02-18 | 43514 | 61.6% | 50% | 60.08%
2019-02-18 01:00 | 43514.0417 | 62.03% | 46.92% | 59.93%
2019-02-18 02:00 | 43514.0833 | 62.35% | 46.33% | 59.74%
2019-02-18 03:00 | 43514.125 | 62.07% | 45.8% | 60.27%
2019-02-18 04:00 | 43514.1667 | 62.5% | 45.44% | 59.9%
2019-02-18 05:00 | 43514.2083 | 62.38% | 45.95% | 60.14%
2019-02-18 06:00 | 43514.25 | 61.77% | 49.63% | 59.66%
2019-02-18 07:00 | 43514.2917 | 61.49% | 58.64% | 58.78%
2019-02-18 08:00 | 43514.3333 | 60.55% | 63.78% | 59.46%
2019-02-18 09:00 | 43514.375 | 61.03% | 64.84% | 59.77%
2019-02-18 10:00 | 43514.4167 | 60.68% | 64.29% | 59.09%
2019-02-18 11:00 | 43514.4583 | 61.51% | 63.37% | 58.64%
2019-02-18 12:00 | 43514.5 | 61.37% | 62.79% | 58.71%
2019-02-18 13:00 | 43514.5417 | 61.57% | 61.66% | 58.01%
2019-02-18 14:00 | 43514.5833 | 61.04% | 61.53% | 58.21%
2019-02-18 15:00 | 43514.625 | 60.99% | 62.02% | 59.19%
2019-02-18 16:00 | 43514.6667 | 61.18% | 62.68% | 59.19%
2019-02-18 17:00 | 43514.7083 | 61.49% | 63.62% | 59.09%
2019-02-18 18:00 | 43514.75 | 62.5% | 64.45% | 59.22%
2019-02-18 19:00 | 43514.7917 | 62.52% | 63.77% | 58.54%
2019-02-18 20:00 | 43514.8333 | 62.52% | 61.33% | 58.89%
2019-02-18 21:00 | 43514.875 | 61.49% | 59.15% | 59.5%
2019-02-18 22:00 | 43514.9167 | 61.61% | 55.82% | 59.99%
2019-02-18 23:00 | 43514.9583 | 61.04% | 54.45% | 59.53%
2019-02-19 | 43515 | 60.93% | 49.27% | 60.17%
2019-02-19 01:00 | 43515.0417 | 60.78% | 46.05% | 60.83%
2019-02-19 02:00 | 43515.0833 | 61.22% | 45.62% | 60.66%
2019-02-19 03:00 | 43515.125 | 61.62% | 47.1% | 59.72%
2019-02-19 04:00 | 43515.1667 | 62.13% | 46.93% | 60.33%
2019-02-19 05:00 | 43515.2083 | 61.48% | 46.89% | 59.8%
2019-02-19 06:00 | 43515.25 | 61.13% | 49.57% | 58.86%
2019-02-19 07:00 | 43515.2917 | 60.69% | 57.56% | 58.01%
2019-02-19 08:00 | 43515.3333 | 60.54% | 61.69% | 58.49%
2019-02-19 09:00 | 43515.375 | 60.38% | 61.51% | 58.45%
2019-02-19 10:00 | 43515.4167 | 60.26% | 61.25% | 58.9%
2019-02-19 11:00 | 43515.4583 | 58.62% | 61.56% | 58.63%
2019-02-19 12:00 | 43515.5 | 57.65% | 61.88% | 58.95%
2019-02-19 13:00 | 43515.5417 | 58.23% | 60.79% | 58.62%
2019-02-19 14:00 | 43515.5833 | 57.17% | 60.06% | 58.91%
2019-02-19 15:00 | 43515.625 | 58.72% | 60.33% | 58.89%
2019-02-19 16:00 | 43515.6667 | 58.6% | 60.83% | 60.17%
2019-02-19 17:00 | 43515.7083 | 58.26% | 62.1% | 59.92%
2019-02-19 18:00 | 43515.75 | 59.5% | 63.8% | 59.66%
2019-02-19 19:00 | 43515.7917 | 61.39% | 63.98% | 59.34%
2019-02-19 20:00 | 43515.8333 | 61.64% | 62.22% | 60.66%
2019-02-19 21:00 | 43515.875 | 61.55% | 60.01% | 60.87%
2019-02-19 22:00 | 43515.9167 | 61.18% | 55.89% | 60.74%
2019-02-19 23:00 | 43515.9583 | 60.69% | 55.19% | 60.48%
2019-02-20 | 43516 | 61.8% | 48.27% | 60.02%
2019-02-20 01:00 | 43516.0417 | 61.09% | 44.97% | 60.93%
2019-02-20 02:00 | 43516.0833 | 61.63% | 44.81% | 60.56%
2019-02-20 03:00 | 43516.125 | 59.71% | 44.36% | 60.42%
2019-02-20 04:00 | 43516.1667 | 60.34% | 43.99% | 61.05%
2019-02-20 05:00 | 43516.2083 | 61.08% | 44.72% | 61.19%
2019-02-20 06:00 | 43516.25 | 60.05% | 47.68% | 61.11%
2019-02-20 07:00 | 43516.2917 | 58.94% | 56.52% | 60.47%
2019-02-20 08:00 | 43516.3333 | 59.49% | 61.35% | 60.59%
2019-02-20 09:00 | 43516.375 | 58.62% | 61.64% | 60.11%
2019-02-20 10:00 | 43516.4167 | 59.41% | 60.21% | 60.37%
2019-02-20 11:00 | 43516.4583 | 59.53% | 58.92% | 60.73%
2019-02-20 12:00 | 43516.5 | 58.5% | 58.62% | 60.25%
2019-02-20 13:00 | 43516.5417 | 58.41% | 58.29% | 60.85%
2019-02-20 14:00 | 43516.5833 | 59.84% | 58.8% | 61.09%
2019-02-20 15:00 | 43516.625 | 60.02% | 60.05% | 61.06%
2019-02-20 16:00 | 43516.6667 | 59.74% | 61.82% | 61.27%
2019-02-20 17:00 | 43516.7083 | 59.97% | 62.84% | 61.99%
2019-02-20 18:00 | 43516.75 | 59.9% | 64.36% | 60.3%
2019-02-20 19:00 | 43516.7917 | 60.87% | 64.05% | 58.93%
2019-02-20 20:00 | 43516.8333 | 63.23% | 62.6% | 59.28%
2019-02-20 21:00 | 43516.875 | 62.15% | 59.53% | 59.12%
2019-02-20 22:00 | 43516.9167 | 62.05% | 55.73% | 59.65%
2019-02-20 23:00 | 43516.9583 | 61.91% | 55.15% | 59.93%
2019-02-21 | 43517 | 62.11% | 50.38% | 59.95%
2019-02-21 01:00 | 43517.0417 | 62.55% | 48.33% | 59.6%
2019-02-21 02:00 | 43517.0833 | 62.37% | 47.51% | 59.33%
2019-02-21 03:00 | 43517.125 | 61.76% | 46.83% | 60.25%
2019-02-21 04:00 | 43517.1667 | 61.98% | 46.61% | 60.34%
2019-02-21 05:00 | 43517.2083 | 63.42% | 46.51% | 59.86%
2019-02-21 06:00 | 43517.25 | 62.9% | 49.06% | 59.7%
2019-02-21 07:00 | 43517.2917 | 61.63% | 57.06% | 59.63%
2019-02-21 08:00 | 43517.3333 | 59.98% | 62.13% | 59.48%
2019-02-21 09:00 | 43517.375 | 59.21% | 63.06% | 58.73%
2019-02-21 10:00 | 43517.4167 | 59.39% | 63.09% | 58.27%
2019-02-21 11:00 | 43517.4583 | 59.73% | 62.88% | 58.07%
2019-02-21 12:00 | 43517.5 | 60.27% | 62.99% | 58.56%
2019-02-21 13:00 | 43517.5417 | 59.17% | 62.88% | 58.91%
2019-02-21 14:00 | 43517.5833 | 60.44% | 63.07% | 58.92%
2019-02-21 15:00 | 43517.625 | 60.16% | 63.55% | 59.19%
2019-02-21 16:00 | 43517.6667 | 60.56% | 64.03% | 59.49%
2019-02-21 17:00 | 43517.7083 | 61.36% | 64.23% | 60.57%
2019-02-21 18:00 | 43517.75 | 62.38% | 65.48% | 59.62%
2019-02-21 19:00 | 43517.7917 | 63.01% | 65.36% | 59.45%
2019-02-21 20:00 | 43517.8333 | 62.99% | 63.69% | 59.88%
2019-02-21 21:00 | 43517.875 | 62.82% | 60.77% | 59.88%
2019-02-21 22:00 | 43517.9167 | 61.72% | 57.21% | 59.63%
2019-02-21 23:00 | 43517.9583 | 61.69% | 57.08% | 60.36%
2019-02-22 | 43518 | 62.01% | 52.55% | 60.27%
2019-02-22 01:00 | 43518.0417 | 61.67% | 49.37% | 59.35%
2019-02-22 02:00 | 43518.0833 | 62.68% | 48.38% | 59.46%
2019-02-22 03:00 | 43518.125 | 62.46% | 48.2% | 59.31%
2019-02-22 04:00 | 43518.1667 | 62.93% | 48.46% | 59.71%
2019-02-22 05:00 | 43518.2083 | 62.74% | 49.18% | 59.83%
2019-02-22 06:00 | 43518.25 | 63% | 52.52% | 59.44%
2019-02-22 07:00 | 43518.2917 | 62.26% | 60% | 59.35%
2019-02-22 08:00 | 43518.3333 | 62.63% | 63.61% | 59.81%
2019-02-22 09:00 | 43518.375 | 60.9% | 64.49% | 58.88%
2019-02-22 10:00 | 43518.4167 | 60.28% | 64.02% | 59.08%
2019-02-22 11:00 | 43518.4583 | 61.63% | 63.12% | 59.39%
2019-02-22 12:00 | 43518.5 | 62.25% | 62.82% | 59.48%
2019-02-22 13:00 | 43518.5417 | 62.58% | 61.4% | 59.15%
2019-02-22 14:00 | 43518.5833 | 62.3% | 61.31% | 59.21%
2019-02-22 15:00 | 43518.625 | 63.17% | 61.29% | 59.85%
2019-02-22 16:00 | 43518.6667 | 61.49% | 62.4% | 60.37%
2019-02-22 17:00 | 43518.7083 | 63.3% | 64.18% | 60.34%
2019-02-22 18:00 | 43518.75 | 63% | 66.27% | 60.31%
2019-02-22 19:00 | 43518.7917 | 62.41% | 65.15% | 60.19%
2019-02-22 20:00 | 43518.8333 | 62.81% | 62.76% | 60.65%
2019-02-22 21:00 | 43518.875 | 63.3% | 59.72% | 61.81%
2019-02-22 22:00 | 43518.9167 | 63.4% | 56.2% | 61.94%
2019-02-22 23:00 | 43518.9583 | 63.39% | 56.08% | 62.1%
2019-02-23 | 43519 | 61.21% | 52.68% | 61.68%
2019-02-23 01:00 | 43519.0417 | 61.88% | 49.4% | 61.77%
2019-02-23 02:00 | 43519.0833 | 61.78% | 48.57% | 61.98%
2019-02-23 03:00 | 43519.125 | 62.28% | 48.82% | 62.01%
2019-02-23 04:00 | 43519.1667 | 61.15% | 49.19% | 61.65%
2019-02-23 05:00 | 43519.2083 | 61.76% | 49.29% | 61.31%
2019-02-23 06:00 | 43519.25 | 61.96% | 50.48% | 61.7%
2019-02-23 07:00 | 43519.2917 | 62.05% | 53.56% | 61.08%
2019-02-23 08:00 | 43519.3333 | 61.9% | 57.35% | 60.85%
2019-02-23 09:00 | 43519.375 | 60.43% | 62.12% | 60.84%
2019-02-23 10:00 | 43519.4167 | 60.86% | 64.14% | 60.77%
2019-02-23 11:00 | 43519.4583 | 60.2% | 64.75% | 60.28%
2019-02-23 12:00 | 43519.5 | 60.86% | 64.49% | 60.73%
2019-02-23 13:00 | 43519.5417 | 61.56% | 64.76% | 61.17%
2019-02-23 14:00 | 43519.5833 | 62.63% | 64.6% | 60.83%
2019-02-23 15:00 | 43519.625 | 61.67% | 63.34% | 60.91%
2019-02-23 16:00 | 43519.6667 | 61.82% | 62.45% | 61.51%
2019-02-23 17:00 | 43519.7083 | 62.96% | 62.69% | 61.09%
2019-02-23 18:00 | 43519.75 | 63.4% | 64.57% | 61.64%
2019-02-23 19:00 | 43519.7917 | 63.33% | 64.93% | 61.67%
2019-02-23 20:00 | 43519.8333 | 62.71% | 62.72% | 61.82%
2019-02-23 21:00 | 43519.875 | 62.29% | 59.85% | 61.39%
2019-02-23 22:00 | 43519.9167 | 61.78% | 55.54% | 61.55%
2019-02-23 23:00 | 43519.9583 | 61.43% | 55.75% | 61.67%
2019-02-24 | 43520 | 61.38% | 50.37% | 61.05%
2019-02-24 01:00 | 43520.0417 | 61.55% | 46.52% | 61.13%
2019-02-24 02:00 | 43520.0833 | 61.64% | 44.98% | 60.18%
2019-02-24 03:00 | 43520.125 | 61.52% | 44.64% | 60.5%
2019-02-24 04:00 | 43520.1667 | 60.32% | 44.71% | 60.87%
2019-02-24 05:00 | 43520.2083 | 61.75% | 45% | 60.8%
2019-02-24 06:00 | 43520.25 | 61.84% | 45.93% | 60.52%
2019-02-24 07:00 | 43520.2917 | 60.38% | 48.37% | 60.25%
2019-02-24 08:00 | 43520.3333 | 61.59% | 51.45% | 60.97%
2019-02-24 09:00 | 43520.375 | 60.35% | 55.71% | 60.87%
2019-02-24 10:00 | 43520.4167 | 61.03% | 59.71% | 60.43%
2019-02-24 11:00 | 43520.4583 | 61.86% | 60.63% | 60.49%
2019-02-24 12:00 | 43520.5 | 61.65% | 61.25% | 61.31%
2019-02-24 13:00 | 43520.5417 | 61.09% | 61.69% | 61.29%
2019-02-24 14:00 | 43520.5833 | 61.11% | 59.44% | 60.83%
2019-02-24 15:00 | 43520.625 | 60.94% | 59.07% | 60.99%
2019-02-24 16:00 | 43520.6667 | 60.87% | 58.98% | 61.22%
2019-02-24 17:00 | 43520.7083 | 60.88% | 60.12% | 61.16%
2019-02-24 18:00 | 43520.75 | 60.57% | 63.28% | 60.14%
2019-02-24 19:00 | 43520.7917 | 60.61% | 62.58% | 60.04%
2019-02-24 20:00 | 43520.8333 | 60.82% | 61.77% | 59.47%
2019-02-24 21:00 | 43520.875 | 60.87% | 58.07% | 60.14%
2019-02-24 22:00 | 43520.9167 | 61.5% | 53.72% | 59.75%
2019-02-24 23:00 | 43520.9583 | 62.04% | 53.28% | 59.52%
2019-02-25 | 43521 | 61.6% | 50% | 60.08%
2019-02-25 01:00 | 43521.0417 | 62.03% | 46.92% | 59.93%
2019-02-25 02:00 | 43521.0833 | 62.35% | 46.33% | 59.74%
2019-02-25 03:00 | 43521.125 | 62.07% | 45.8% | 60.27%
2019-02-25 04:00 | 43521.1667 | 62.5% | 45.44% | 59.9%
2019-02-25 05:00 | 43521.2083 | 62.38% | 45.95% | 60.14%
2019-02-25 06:00 | 43521.25 | 61.77% | 49.63% | 59.66%
2019-02-25 07:00 | 43521.2917 | 61.49% | 58.64% | 58.78%
2019-02-25 08:00 | 43521.3333 | 60.55% | 63.78% | 59.46%
2019-02-25 09:00 | 43521.375 | 61.03% | 64.84% | 59.77%
2019-02-25 10:00 | 43521.4167 | 60.68% | 64.29% | 59.09%
2019-02-25 11:00 | 43521.4583 | 61.51% | 63.37% | 58.64%
2019-02-25 12:00 | 43521.5 | 61.37% | 62.79% | 58.71%
2019-02-25 13:00 | 43521.5417 | 61.57% | 61.66% | 58.01%
2019-02-25 14:00 | 43521.5833 | 61.04% | 61.53% | 58.21%
2019-02-25 15:00 | 43521.625 | 60.99% | 62.02% | 59.19%
2019-02-25 16:00 | 43521.6667 | 61.18% | 62.68% | 59.19%
2019-02-25 17:00 | 43521.7083 | 61.49% | 63.62% | 59.09%
2019-02-25 18:00 | 43521.75 | 62.5% | 64.45% | 59.22%
2019-02-25 19:00 | 43521.7917 | 62.52% | 63.77% | 58.54%
2019-02-25 20:00 | 43521.8333 | 62.52% | 61.33% | 58.89%
2019-02-25 21:00 | 43521.875 | 61.49% | 59.15% | 59.5%
2019-02-25 22:00 | 43521.9167 | 61.61% | 55.82% | 59.99%
2019-02-25 23:00 | 43521.9583 | 61.04% | 54.45% | 59.53%
2019-02-26 | 43522 | 60.93% | 49.27% | 60.17%
2019-02-26 01:00 | 43522.0417 | 60.78% | 46.05% | 60.83%
2019-02-26 02:00 | 43522.0833 | 61.22% | 45.62% | 60.66%
2019-02-26 03:00 | 43522.125 | 61.62% | 47.1% | 59.72%
2019-02-26 04:00 | 43522.1667 | 62.13% | 46.93% | 60.33%
2019-02-26 05:00 | 43522.2083 | 61.48% | 46.89% | 59.8%
2019-02-26 06:00 | 43522.25 | 61.13% | 49.57% | 58.86%
2019-02-26 07:00 | 43522.2917 | 60.69% | 57.56% | 58.01%
2019-02-26 08:00 | 43522.3333 | 60.54% | 61.69% | 58.49%
2019-02-26 09:00 | 43522.375 | 60.38% | 61.51% | 58.45%
2019-02-26 10:00 | 43522.4167 | 60.26% | 61.25% | 58.9%
2019-02-26 11:00 | 43522.4583 | 58.62% | 61.56% | 58.63%
2019-02-26 12:00 | 43522.5 | 57.65% | 61.88% | 58.95%
2019-02-26 13:00 | 43522.5417 | 58.23% | 60.79% | 58.62%
2019-02-26 14:00 | 43522.5833 | 57.17% | 60.06% | 58.91%
2019-02-26 15:00 | 43522.625 | 58.72% | 60.33% | 58.89%
2019-02-26 16:00 | 43522.6667 | 58.6% | 60.83% | 60.17%
2019-02-26 17:00 | 43522.7083 | 58.26% | 62.1% | 59.92%
2019-02-26 18:00 | 43522.75 | 59.5% | 63.8% | 59.66%
2019-02-26 19:00 | 43522.7917 | 61.39% | 63.98% | 59.34%
2019-02-26 20:00 | 43522.8333 | 61.64% | 62.22% | 60.66%
2019-02-26 21:00 | 43522.875 | 61.55% | 60.01% | 60.87%
2019-02-26 22:00 | 43522.9167 | 61.18% | 55.89% | 60.74%
2019-02-26 23:00 | 43522.9583 | 60.69% | 55.19% | 60.48%
2019-02-27 | 43523 | 61.8% | 48.27% | 60.02%
2019-02-27 01:00 | 43523.0417 | 61.09% | 44.97% | 60.93%
2019-02-27 02:00 | 43523.0833 | 61.63% | 44.81% | 60.56%
2019-02-27 03:00 | 43523.125 | 59.71% | 44.36% | 60.42%
2019-02-27 04:00 | 43523.1667 | 60.34% | 43.99% | 61.05%
2019-02-27 05:00 | 43523.2083 | 61.08% | 44.72% | 61.19%
2019-02-27 06:00 | 43523.25 | 60.05% | 47.68% | 61.11%
2019-02-27 07:00 | 43523.2917 | 58.94% | 56.52% | 60.47%
2019-02-27 08:00 | 43523.3333 | 59.49% | 61.35% | 60.59%
2019-02-27 09:00 | 43523.375 | 58.62% | 61.64% | 60.11%
2019-02-27 10:00 | 43523.4167 | 59.41% | 60.21% | 60.37%
2019-02-27 11:00 | 43523.4583 | 59.53% | 58.92% | 60.73%
2019-02-27 12:00 | 43523.5 | 58.5% | 58.62% | 60.25%
2019-02-27 13:00 | 43523.5417 | 58.41% | 58.29% | 60.85%
2019-02-27 14:00 | 43523.5833 | 59.84% | 58.8% | 61.09%
2019-02-27 15:00 | 43523.625 | 60.02% | 60.05% | 61.06%
2019-02-27 16:00 | 43523.6667 | 59.74% | 61.82% | 61.27%
2019-02-27 17:00 | 43523.7083 | 59.97% | 62.84% | 61.99%
2019-02-27 18:00 | 43523.75 | 59.9% | 64.36% | 60.3%
2019-02-27 19:00 | 43523.7917 | 60.87% | 64.05% | 58.93%
2019-02-27 20:00 | 43523.8333 | 63.23% | 62.6% | 59.28%
2019-02-27 21:00 | 43523.875 | 62.15% | 59.53% | 59.12%
2019-02-27 22:00 | 43523.9167 | 62.05% | 55.73% | 59.65%
2019-02-27 23:00 | 43523.9583 | 61.91% | 55.15% | 59.93%
2019-02-28 | 43524 | 62.11% | 50.38% | 59.95%
2019-02-28 01:00 | 43524.0417 | 62.55% | 48.33% | 59.6%
2019-02-28 02:00 | 43524.0833 | 62.37% | 47.51% | 59.33%
2019-02-28 03:00 | 43524.125 | 61.76% | 46.83% | 60.25%
2019-02-28 04:00 | 43524.1667 | 61.98% | 46.61% | 60.34%
2019-02-28 05:00 | 43524.2083 | 63.42% | 46.51% | 59.86%
2019-02-28 06:00 | 43524.25 | 62.9% | 49.06% | 59.7%
2019-02-28 07:00 | 43524.2917 | 61.63% | 57.06% | 59.63%
2019-02-28 08:00 | 43524.3333 | 59.98% | 62.13% | 59.48%
2019-02-28 09:00 | 43524.375 | 59.21% | 63.06% | 58.73%
2019-02-28 10:00 | 43524.4167 | 59.39% | 63.09% | 58.27%
2019-02-28 11:00 | 43524.4583 | 59.73% | 62.88% | 58.07%
2019-02-28 12:00 | 43524.5 | 60.27% | 62.99% | 58.56%
2019-02-28 13:00 | 43524.5417 | 59.17% | 62.88% | 58.91%
2019-02-28 14:00 | 43524.5833 | 60.44% | 63.07% | 58.92%
2019-02-28 15:00 | 43524.625 | 60.16% | 63.55% | 59.19%
2019-02-28 16:00 | 43524.6667 | 60.56% | 64.03% | 59.49%
2019-02-28 17:00 | 43524.7083 | 61.36% | 64.23% | 60.57%
2019-02-28 18:00 | 43524.75 | 62.38% | 65.48% | 59.62%
2019-02-28 19:00 | 43524.7917 | 63.01% | 65.36% | 59.45%
2019-02-28 20:00 | 43524.8333 | 62.99% | 63.69% | 59.88%
2019-02-28 21:00 | 43524.875 | 62.82% | 60.77% | 59.88%
2019-02-28 22:00 | 43524.9167 | 61.72% | 57.21% | 59.63%
2019-02-28 23:00 | 43524.9583 | 61.69% | 57.08% | 60.36%
2019-03-01 | 43525 | 56.32% | 52.71% | 59.09%
2019-03-01 01:00 | 43525.0417 | 55.68% | 49.45% | 59.29%
2019-03-01 02:00 | 43525.0833 | 55.15% | 48.57% | 58.97%
2019-03-01 03:00 | 43525.125 | 55.64% | 48.38% | 58.93%
2019-03-01 04:00 | 43525.1667 | 55.29% | 48.45% | 58.96%
2019-03-01 05:00 | 43525.2083 | 54.91% | 49.19% | 58.68%
2019-03-01 06:00 | 43525.25 | 54.4% | 52.63% | 58.91%
2019-03-01 07:00 | 43525.2917 | 55.1% | 60.4% | 58.58%
2019-03-01 08:00 | 43525.3333 | 55.13% | 63.91% | 58.34%
2019-03-01 09:00 | 43525.375 | 55.64% | 64.49% | 57.02%
2019-03-01 10:00 | 43525.4167 | 56.53% | 63.95% | 56.52%
2019-03-01 11:00 | 43525.4583 | 55.06% | 63.05% | 56.69%
2019-03-01 12:00 | 43525.5 | 54.93% | 62.64% | 57.64%
2019-03-01 13:00 | 43525.5417 | 57.35% | 61.35% | 58.22%
2019-03-01 14:00 | 43525.5833 | 57.76% | 61.21% | 58.29%
2019-03-01 15:00 | 43525.625 | 57.87% | 61.28% | 58.77%
2019-03-01 16:00 | 43525.6667 | 57.27% | 62.47% | 58.44%
2019-03-01 17:00 | 43525.7083 | 57.63% | 64.48% | 58.47%
2019-03-01 18:00 | 43525.75 | 58.28% | 66.48% | 58.86%
2019-03-01 19:00 | 43525.7917 | 58.42% | 65.47% | 58.23%
2019-03-01 20:00 | 43525.8333 | 58.76% | 63.2% | 58.65%
2019-03-01 21:00 | 43525.875 | 58.47% | 60.3% | 58.94%
2019-03-01 22:00 | 43525.9167 | 58.53% | 56.77% | 58.79%
2019-03-01 23:00 | 43525.9583 | 58.97% | 56.49% | 57.93%
2019-03-02 | 43526 | 58.84% | 53.2% | 58.81%
2019-03-02 01:00 | 43526.0417 | 58% | 49.92% | 58.96%
2019-03-02 02:00 | 43526.0833 | 57.78% | 48.97% | 58.26%
2019-03-02 03:00 | 43526.125 | 58.3% | 49.12% | 58.58%
2019-03-02 04:00 | 43526.1667 | 58.03% | 49.35% | 58.51%
2019-03-02 05:00 | 43526.2083 | 56.49% | 49.45% | 58.49%
2019-03-02 06:00 | 43526.25 | 56.19% | 50.49% | 58.13%
2019-03-02 07:00 | 43526.2917 | 56.85% | 53.9% | 57.95%
2019-03-02 08:00 | 43526.3333 | 56.15% | 57.64% | 58.25%
2019-03-02 09:00 | 43526.375 | 54.93% | 62.44% | 58.06%
2019-03-02 10:00 | 43526.4167 | 55.64% | 64.32% | 58.79%
2019-03-02 11:00 | 43526.4583 | 55.26% | 65% | 58.13%
2019-03-02 12:00 | 43526.5 | 56.27% | 64.79% | 57.7%
2019-03-02 13:00 | 43526.5417 | 56.38% | 65.25% | 57.77%
2019-03-02 14:00 | 43526.5833 | 55.63% | 65.2% | 57.62%
2019-03-02 15:00 | 43526.625 | 55.73% | 64.08% | 58.45%
2019-03-02 16:00 | 43526.6667 | 56.38% | 63.13% | 58.56%
2019-03-02 17:00 | 43526.7083 | 56.08% | 63.15% | 58.58%
2019-03-02 18:00 | 43526.75 | 57.55% | 64.74% | 58.58%
2019-03-02 19:00 | 43526.7917 | 57.32% | 65.06% | 57.58%
2019-03-02 20:00 | 43526.8333 | 56.97% | 62.89% | 57.24%
2019-03-02 21:00 | 43526.875 | 57.35% | 60.05% | 57.52%
2019-03-02 22:00 | 43526.9167 | 57.19% | 55.52% | 57.59%
2019-03-02 23:00 | 43526.9583 | 57.12% | 55.71% | 58.26%
2019-03-03 | 43527 | 56.94% | 50.29% | 58.34%
2019-03-03 01:00 | 43527.0417 | 57.58% | 46.63% | 58.8%
2019-03-03 02:00 | 43527.0833 | 52.18% | 44.99% | 58.41%
2019-03-03 03:00 | 43527.125 | 55.4% | 44.62% | 58.78%
2019-03-03 04:00 | 43527.1667 | 57.71% | 44.63% | 57.99%
2019-03-03 05:00 | 43527.2083 | 56.9% | 44.77% | 57.12%
2019-03-03 06:00 | 43527.25 | 56.95% | 45.51% | 56.79%
2019-03-03 07:00 | 43527.2917 | 57.02% | 48.28% | 56.28%
2019-03-03 08:00 | 43527.3333 | 57.65% | 51.43% | 56.7%
2019-03-03 09:00 | 43527.375 | 56.99% | 55.74% | 56.91%
2019-03-03 10:00 | 43527.4167 | 57.33% | 59.72% | 57.64%
2019-03-03 11:00 | 43527.4583 | 57.07% | 60.63% | 57.48%
2019-03-03 12:00 | 43527.5 | 56.6% | 61.21% | 57.81%
2019-03-03 13:00 | 43527.5417 | 57.18% | 61.74% | 58.01%
2019-03-03 14:00 | 43527.5833 | 56.62% | 59.76% | 57.9%
2019-03-03 15:00 | 43527.625 | 57.67% | 59.3% | 58.33%
2019-03-03 16:00 | 43527.6667 | 57.2% | 59.16% | 58.14%
2019-03-03 17:00 | 43527.7083 | 57.51% | 60.1% | 58.08%
2019-03-03 18:00 | 43527.75 | 56.03% | 63.22% | 57.37%
2019-03-03 19:00 | 43527.7917 | 55.4% | 62.6% | 56.56%
2019-03-03 20:00 | 43527.8333 | 55.13% | 61.75% | 56.25%
2019-03-03 21:00 | 43527.875 | 54.88% | 57.95% | 56.79%
2019-03-03 22:00 | 43527.9167 | 54.82% | 53.41% | 57.14%
2019-03-03 23:00 | 43527.9583 | 55.47% | 52.74% | 57.06%
2019-03-04 | 43528 | 54.93% | 49.78% | 56.64%
2019-03-04 01:00 | 43528.0417 | 55.09% | 46.41% | 56.92%
2019-03-04 02:00 | 43528.0833 | 56.54% | 46.12% | 56.67%
2019-03-04 03:00 | 43528.125 | 56.22% | 45.73% | 56.3%
2019-03-04 04:00 | 43528.1667 | 57.06% | 45.37% | 56.56%
2019-03-04 05:00 | 43528.2083 | 55.8% | 45.77% | 55.72%
2019-03-04 06:00 | 43528.25 | 56.46% | 49.4% | 55.76%
2019-03-04 07:00 | 43528.2917 | 57.25% | 58.73% | 55.52%
2019-03-04 08:00 | 43528.3333 | 56.28% | 63.86% | 55.58%
2019-03-04 09:00 | 43528.375 | 56.06% | 64.77% | 55.46%
2019-03-04 10:00 | 43528.4167 | 54.67% | 64.3% | 55.24%
2019-03-04 11:00 | 43528.4583 | 53.93% | 63.55% | 55.32%
2019-03-04 12:00 | 43528.5 | 54.13% | 63.39% | 55.66%
2019-03-04 13:00 | 43528.5417 | 55.03% | 62.36% | 55.84%
2019-03-04 14:00 | 43528.5833 | 54.82% | 62.15% | 54.19%
2019-03-04 15:00 | 43528.625 | 55.09% | 62.63% | 54.34%
2019-03-04 16:00 | 43528.6667 | 54.46% | 63.35% | 55.36%
2019-03-04 17:00 | 43528.7083 | 54.44% | 64.18% | 55.37%
2019-03-04 18:00 | 43528.75 | 54.87% | 65.05% | 55.89%
2019-03-04 19:00 | 43528.7917 | 54.06% | 64.33% | 55.24%
2019-03-04 20:00 | 43528.8333 | 54.32% | 61.86% | 55.36%
2019-03-04 21:00 | 43528.875 | 53.75% | 59.48% | 54.96%
2019-03-04 22:00 | 43528.9167 | 54.51% | 56.21% | 55.69%
2019-03-04 23:00 | 43528.9583 | 54.32% | 54.87% | 55.62%
2019-03-05 | 43529 | 53.52% | 49.51% | 55.29%
2019-03-05 01:00 | 43529.0417 | 53.15% | 46.35% | 55.38%
2019-03-05 02:00 | 43529.0833 | 53.83% | 45.95% | 55.34%
2019-03-05 03:00 | 43529.125 | 53.77% | 47.48% | 55.75%
2019-03-05 04:00 | 43529.1667 | 54.75% | 47.11% | 55.85%
2019-03-05 05:00 | 43529.2083 | 53.87% | 47.26% | 55.69%
2019-03-05 06:00 | 43529.25 | 52.31% | 50.13% | 55.67%
2019-03-05 07:00 | 43529.2917 | 52.39% | 58.34% | 55.9%
2019-03-05 08:00 | 43529.3333 | 53.23% | 62.27% | 55.41%
2019-03-05 09:00 | 43529.375 | 53.13% | 61.94% | 55.79%
2019-03-05 10:00 | 43529.4167 | 53.54% | 61.58% | 55.83%
2019-03-05 11:00 | 43529.4583 | 52.67% | 61.77% | 55.98%
2019-03-05 12:00 | 43529.5 | 52.24% | 62.04% | 55.84%
2019-03-05 13:00 | 43529.5417 | 51.64% | 60.9% | 55%
2019-03-05 14:00 | 43529.5833 | 53.15% | 60.24% | 55.45%
2019-03-05 15:00 | 43529.625 | 52.4% | 60.2% | 56.59%
2019-03-05 16:00 | 43529.6667 | 52.43% | 60.4% | 56.1%
2019-03-05 17:00 | 43529.7083 | 52.43% | 61.65% | 55.9%
2019-03-05 18:00 | 43529.75 | 52.12% | 63.28% | 56.44%
2019-03-05 19:00 | 43529.7917 | 53.15% | 63.54% | 56.86%
2019-03-05 20:00 | 43529.8333 | 54.57% | 61.76% | 56.52%
2019-03-05 21:00 | 43529.875 | 54.45% | 59.57% | 56.81%
2019-03-05 22:00 | 43529.9167 | 53.29% | 55.39% | 56.06%
2019-03-05 23:00 | 43529.9583 | 53.33% | 54.77% | 55.37%
2019-03-06 | 43530 | 53.64% | 48.11% | 57.59%
2019-03-06 01:00 | 43530.0417 | 53.85% | 44.71% | 57.49%
2019-03-06 02:00 | 43530.0833 | 53.38% | 44.54% | 56.48%
2019-03-06 03:00 | 43530.125 | 53.84% | 44.06% | 56.02%
2019-03-06 04:00 | 43530.1667 | 52.99% | 43.71% | 55.1%
2019-03-06 05:00 | 43530.2083 | 53.48% | 44.43% | 54.48%
2019-03-06 06:00 | 43530.25 | 53.05% | 47.35% | 54.23%
2019-03-06 07:00 | 43530.2917 | 51.49% | 56.31% | 54.49%
2019-03-06 08:00 | 43530.3333 | 51.69% | 60.86% | 54.2%
2019-03-06 09:00 | 43530.375 | 52.57% | 61.3% | 55.51%
2019-03-06 10:00 | 43530.4167 | 51.54% | 60.08% | 56.4%
2019-03-06 11:00 | 43530.4583 | 50.7% | 58.77% | 56.95%
2019-03-06 12:00 | 43530.5 | 50.94% | 58.71% | 57.17%
2019-03-06 13:00 | 43530.5417 | 51.29% | 58.57% | 56.98%
2019-03-06 14:00 | 43530.5833 | 52.1% | 58.91% | 57.12%
2019-03-06 15:00 | 43530.625 | 51.62% | 59.9% | 57.25%
2019-03-06 16:00 | 43530.6667 | 51.83% | 61.44% | 56.76%
2019-03-06 17:00 | 43530.7083 | 51.25% | 62.56% | 57.22%
2019-03-06 18:00 | 43530.75 | 52.81% | 63.97% | 58.47%
2019-03-06 19:00 | 43530.7917 | 53.54% | 63.64% | 58.51%
2019-03-06 20:00 | 43530.8333 | 52.66% | 62.53% | 57.34%
2019-03-06 21:00 | 43530.875 | 52.66% | 59.39% | 56.83%
2019-03-06 22:00 | 43530.9167 | 52.09% | 55.68% | 56.71%
2019-03-06 23:00 | 43530.9583 | 53.31% | 55.2% | 57.87%
2019-03-07 | 43531 | 53.66% | 50.17% | 58.15%
2019-03-07 01:00 | 43531.0417 | 53.38% | 47.99% | 56.55%
2019-03-07 02:00 | 43531.0833 | 54.18% | 47.39% | 55.99%
2019-03-07 03:00 | 43531.125 | 53.8% | 47.03% | 56.42%
2019-03-07 04:00 | 43531.1667 | 54.34% | 46.73% | 57.19%
2019-03-07 05:00 | 43531.2083 | 53.72% | 46.55% | 57.91%
2019-03-07 06:00 | 43531.25 | 54.7% | 49.25% | 57.1%
2019-03-07 07:00 | 43531.2917 | 54.13% | 57.33% | 56.89%
2019-03-07 08:00 | 43531.3333 | 54.78% | 62.44% | 56.53%
2019-03-07 09:00 | 43531.375 | 54.15% | 63.21% | 55.39%
2019-03-07 10:00 | 43531.4167 | 52.27% | 63.11% | 55.56%
2019-03-07 11:00 | 43531.4583 | 52.1% | 62.91% | 54.79%
2019-03-07 12:00 | 43531.5 | 51.97% | 62.98% | 54.86%
2019-03-07 13:00 | 43531.5417 | 52.08% | 62.71% | 55.12%
2019-03-07 14:00 | 43531.5833 | 52.17% | 62.73% | 56.54%
2019-03-07 15:00 | 43531.625 | 52.67% | 63.05% | 56.45%
2019-03-07 16:00 | 43531.6667 | 53.69% | 63.59% | 57.49%
2019-03-07 17:00 | 43531.7083 | 53.89% | 63.95% | 57.42%
2019-03-07 18:00 | 43531.75 | 54.48% | 65.66% | 57.58%
2019-03-07 19:00 | 43531.7917 | 53.94% | 65.58% | 58.06%
2019-03-07 20:00 | 43531.8333 | 53.94% | 63.97% | 57.97%
2019-03-07 21:00 | 43531.875 | 54.53% | 60.89% | 57.34%
2019-03-07 22:00 | 43531.9167 | 54.65% | 57.24% | 57.94%
2019-03-07 23:00 | 43531.9583 | 53.81% | 57.08% | 58.67%
2019-03-08 | 43532 | 56.32% | 52.71% | 59.09%
2019-03-08 01:00 | 43532.0417 | 55.68% | 49.45% | 59.29%
2019-03-08 02:00 | 43532.0833 | 55.15% | 48.57% | 58.97%
2019-03-08 03:00 | 43532.125 | 55.64% | 48.38% | 58.93%
2019-03-08 04:00 | 43532.1667 | 55.29% | 48.45% | 58.96%
2019-03-08 05:00 | 43532.2083 | 54.91% | 49.19% | 58.68%
2019-03-08 06:00 | 43532.25 | 54.4% | 52.63% | 58.91%
2019-03-08 07:00 | 43532.2917 | 55.1% | 60.4% | 58.58%
2019-03-08 08:00 | 43532.3333 | 55.13% | 63.91% | 58.34%
2019-03-08 09:00 | 43532.375 | 55.64% | 64.49% | 57.02%
2019-03-08 10:00 | 43532.4167 | 56.53% | 63.95% | 56.52%
2019-03-08 11:00 | 43532.4583 | 55.06% | 63.05% | 56.69%
2019-03-08 12:00 | 43532.5 | 54.93% | 62.64% | 57.64%
2019-03-08 13:00 | 43532.5417 | 57.35% | 61.35% | 58.22%
2019-03-08 14:00 | 43532.5833 | 57.76% | 61.21% | 58.29%
2019-03-08 15:00 | 43532.625 | 57.87% | 61.28% | 58.77%
2019-03-08 16:00 | 43532.6667 | 57.27% | 62.47% | 58.44%
2019-03-08 17:00 | 43532.7083 | 57.63% | 64.48% | 58.47%
2019-03-08 18:00 | 43532.75 | 58.28% | 66.48% | 58.86%
2019-03-08 19:00 | 43532.7917 | 58.42% | 65.47% | 58.23%
2019-03-08 20:00 | 43532.8333 | 58.76% | 63.2% | 58.65%
2019-03-08 21:00 | 43532.875 | 58.47% | 60.3% | 58.94%
2019-03-08 22:00 | 43532.9167 | 58.53% | 56.77% | 58.79%
2019-03-08 23:00 | 43532.9583 | 58.97% | 56.49% | 57.93%
2019-03-09 | 43533 | 58.84% | 53.2% | 58.81%
2019-03-09 01:00 | 43533.0417 | 58% | 49.92% | 58.96%
2019-03-09 02:00 | 43533.0833 | 57.78% | 48.97% | 58.26%
2019-03-09 03:00 | 43533.125 | 58.3% | 49.12% | 58.58%
2019-03-09 04:00 | 43533.1667 | 58.03% | 49.35% | 58.51%
2019-03-09 05:00 | 43533.2083 | 56.49% | 49.45% | 58.49%
2019-03-09 06:00 | 43533.25 | 56.19% | 50.49% | 58.13%
2019-03-09 07:00 | 43533.2917 | 56.85% | 53.9% | 57.95%
2019-03-09 08:00 | 43533.3333 | 56.15% | 57.64% | 58.25%
2019-03-09 09:00 | 43533.375 | 54.93% | 62.44% | 58.06%
2019-03-09 10:00 | 43533.4167 | 55.64% | 64.32% | 58.79%
2019-03-09 11:00 | 43533.4583 | 55.26% | 65% | 58.13%
2019-03-09 12:00 | 43533.5 | 56.27% | 64.79% | 57.7%
2019-03-09 13:00 | 43533.5417 | 56.38% | 65.25% | 57.77%
2019-03-09 14:00 | 43533.5833 | 55.63% | 65.2% | 57.62%
2019-03-09 15:00 | 43533.625 | 55.73% | 64.08% | 58.45%
2019-03-09 16:00 | 43533.6667 | 56.38% | 63.13% | 58.56%
2019-03-09 17:00 | 43533.7083 | 56.08% | 63.15% | 58.58%
2019-03-09 18:00 | 43533.75 | 57.55% | 64.74% | 58.58%
2019-03-09 19:00 | 43533.7917 | 57.32% | 65.06% | 57.58%
2019-03-09 20:00 | 43533.8333 | 56.97% | 62.89% | 57.24%
2019-03-09 21:00 | 43533.875 | 57.35% | 60.05% | 57.52%
2019-03-09 22:00 | 43533.9167 | 57.19% | 55.52% | 57.59%
2019-03-09 23:00 | 43533.9583 | 57.12% | 55.71% | 58.26%
2019-03-10 | 43534 | 56.94% | 50.29% | 58.34%
2019-03-10 01:00 | 43534.0417 | 57.58% | 46.63% | 58.8%
2019-03-10 02:00 | 43534.0833 | 52.18% | 44.99% | 58.41%
2019-03-10 03:00 | 43534.125 | 55.4% | 44.62% | 58.78%
2019-03-10 04:00 | 43534.1667 | 57.71% | 44.63% | 57.99%
2019-03-10 05:00 | 43534.2083 | 56.9% | 44.77% | 57.12%
2019-03-10 06:00 | 43534.25 | 56.95% | 45.51% | 56.79%
2019-03-10 07:00 | 43534.2917 | 57.02% | 48.28% | 56.28%
2019-03-10 08:00 | 43534.3333 | 57.65% | 51.43% | 56.7%
2019-03-10 09:00 | 43534.375 | 56.99% | 55.74% | 56.91%
2019-03-10 10:00 | 43534.4167 | 57.33% | 59.72% | 57.64%
2019-03-10 11:00 | 43534.4583 | 57.07% | 60.63% | 57.48%
2019-03-10 12:00 | 43534.5 | 56.6% | 61.21% | 57.81%
2019-03-10 13:00 | 43534.5417 | 57.18% | 61.74% | 58.01%
2019-03-10 14:00 | 43534.5833 | 56.62% | 59.76% | 57.9%
2019-03-10 15:00 | 43534.625 | 57.67% | 59.3% | 58.33%
2019-03-10 16:00 | 43534.6667 | 57.2% | 59.16% | 58.14%
2019-03-10 17:00 | 43534.7083 | 57.51% | 60.1% | 58.08%
2019-03-10 18:00 | 43534.75 | 56.03% | 63.22% | 57.37%
2019-03-10 19:00 | 43534.7917 | 55.4% | 62.6% | 56.56%
2019-03-10 20:00 | 43534.8333 | 55.13% | 61.75% | 56.25%
2019-03-10 21:00 | 43534.875 | 54.88% | 57.95% | 56.79%
2019-03-10 22:00 | 43534.9167 | 54.82% | 53.41% | 57.14%
2019-03-10 23:00 | 43534.9583 | 55.47% | 52.74% | 57.06%
2019-03-11 | 43535 | 54.93% | 49.78% | 56.64%
2019-03-11 01:00 | 43535.0417 | 55.09% | 46.41% | 56.92%
2019-03-11 02:00 | 43535.0833 | 56.54% | 46.12% | 56.67%
2019-03-11 03:00 | 43535.125 | 56.22% | 45.73% | 56.3%
2019-03-11 04:00 | 43535.1667 | 57.06% | 45.37% | 56.56%
2019-03-11 05:00 | 43535.2083 | 55.8% | 45.77% | 55.72%
2019-03-11 06:00 | 43535.25 | 56.46% | 49.4% | 55.76%
2019-03-11 07:00 | 43535.2917 | 57.25% | 58.73% | 55.52%
2019-03-11 08:00 | 43535.3333 | 56.28% | 63.86% | 55.58%
2019-03-11 09:00 | 43535.375 | 56.06% | 64.77% | 55.46%
2019-03-11 10:00 | 43535.4167 | 54.67% | 64.3% | 55.24%
2019-03-11 11:00 | 43535.4583 | 53.93% | 63.55% | 55.32%
2019-03-11 12:00 | 43535.5 | 54.13% | 63.39% | 55.66%
2019-03-11 13:00 | 43535.5417 | 55.03% | 62.36% | 55.84%
2019-03-11 14:00 | 43535.5833 | 54.82% | 62.15% | 54.19%
2019-03-11 15:00 | 43535.625 | 55.09% | 62.63% | 54.34%
2019-03-11 16:00 | 43535.6667 | 54.46% | 63.35% | 55.36%
2019-03-11 17:00 | 43535.7083 | 54.44% | 64.18% | 55.37%
2019-03-11 18:00 | 43535.75 | 54.87% | 65.05% | 55.89%
2019-03-11 19:00 | 43535.7917 | 54.06% | 64.33% | 55.24%
2019-03-11 20:00 | 43535.8333 | 54.32% | 61.86% | 55.36%
2019-03-11 21:00 | 43535.875 | 53.75% | 59.48% | 54.96%
2019-03-11 22:00 | 43535.9167 | 54.51% | 56.21% | 55.69%
2019-03-11 23:00 | 43535.9583 | 54.32% | 54.87% | 55.62%
2019-03-12 | 43536 | 53.52% | 49.51% | 55.29%
2019-03-12 01:00 | 43536.0417 | 53.15% | 46.35% | 55.38%
2019-03-12 02:00 | 43536.0833 | 53.83% | 45.95% | 55.34%
2019-03-12 03:00 | 43536.125 | 53.77% | 47.48% | 55.75%
2019-03-12 04:00 | 43536.1667 | 54.75% | 47.11% | 55.85%
2019-03-12 05:00 | 43536.2083 | 53.87% | 47.26% | 55.69%
2019-03-12 06:00 | 43536.25 | 52.31% | 50.13% | 55.67%
2019-03-12 07:00 | 43536.2917 | 52.39% | 58.34% | 55.9%
2019-03-12 08:00 | 43536.3333 | 53.23% | 62.27% | 55.41%
2019-03-12 09:00 | 43536.375 | 53.13% | 61.94% | 55.79%
2019-03-12 10:00 | 43536.4167 | 53.54% | 61.58% | 55.83%
2019-03-12 11:00 | 43536.4583 | 52.67% | 61.77% | 55.98%
2019-03-12 12:00 | 43536.5 | 52.24% | 62.04% | 55.84%
2019-03-12 13:00 | 43536.5417 | 51.64% | 60.9% | 55%
2019-03-12 14:00 | 43536.5833 | 53.15% | 60.24% | 55.45%
2019-03-12 15:00 | 43536.625 | 52.4% | 60.2% | 56.59%
2019-03-12 16:00 | 43536.6667 | 52.43% | 60.4% | 56.1%
2019-03-12 17:00 | 43536.7083 | 52.43% | 61.65% | 55.9%
2019-03-12 18:00 | 43536.75 | 52.12% | 63.28% | 56.44%
2019-03-12 19:00 | 43536.7917 | 53.15% | 63.54% | 56.86%
2019-03-12 20:00 | 43536.8333 | 54.57% | 61.76% | 56.52%
2019-03-12 21:00 | 43536.875 | 54.45% | 59.57% | 56.81%
2019-03-12 22:00 | 43536.9167 | 53.29% | 55.39% | 56.06%
2019-03-12 23:00 | 43536.9583 | 53.33% | 54.77% | 55.37%
2019-03-13 | 43537 | 53.64% | 48.11% | 57.59%
2019-03-13 01:00 | 43537.0417 | 53.85% | 44.71% | 57.49%
2019-03-13 02:00 | 43537.0833 | 53.38% | 44.54% | 56.48%
2019-03-13 03:00 | 43537.125 | 53.84% | 44.06% | 56.02%
2019-03-13 04:00 | 43537.1667 | 52.99% | 43.71% | 55.1%
2019-03-13 05:00 | 43537.2083 | 53.48% | 44.43% | 54.48%
2019-03-13 06:00 | 43537.25 | 53.05% | 47.35% | 54.23%
2019-03-13 07:00 | 43537.2917 | 51.49% | 56.31% | 54.49%
2019-03-13 08:00 | 43537.3333 | 51.69% | 60.86% | 54.2%
2019-03-13 09:00 | 43537.375 | 52.57% | 61.3% | 55.51%
2019-03-13 10:00 | 43537.4167 | 51.54% | 60.08% | 56.4%
2019-03-13 11:00 | 43537.4583 | 50.7% | 58.77% | 56.95%
2019-03-13 12:00 | 43537.5 | 50.94% | 58.71% | 57.17%
2019-03-13 13:00 | 43537.5417 | 51.29% | 58.57% | 56.98%
2019-03-13 14:00 | 43537.5833 | 52.1% | 58.91% | 57.12%
2019-03-13 15:00 | 43537.625 | 51.62% | 59.9% | 57.25%
2019-03-13 16:00 | 43537.6667 | 51.83% | 61.44% | 56.76%
2019-03-13 17:00 | 43537.7083 | 51.25% | 62.56% | 57.22%
2019-03-13 18:00 | 43537.75 | 52.81% | 63.97% | 58.47%
2019-03-13 19:00 | 43537.7917 | 53.54% | 63.64% | 58.51%
2019-03-13 20:00 | 43537.8333 | 52.66% | 62.53% | 57.34%
2019-03-13 21:00 | 43537.875 | 52.66% | 59.39% | 56.83%
2019-03-13 22:00 | 43537.9167 | 52.09% | 55.68% | 56.71%
2019-03-13 23:00 | 43537.9583 | 53.31% | 55.2% | 57.87%
2019-03-14 | 43538 | 53.66% | 50.17% | 58.15%
2019-03-14 01:00 | 43538.0417 | 53.38% | 47.99% | 56.55%
2019-03-14 02:00 | 43538.0833 | 54.18% | 47.39% | 55.99%
2019-03-14 03:00 | 43538.125 | 53.8% | 47.03% | 56.42%
2019-03-14 04:00 | 43538.1667 | 54.34% | 46.73% | 57.19%
2019-03-14 05:00 | 43538.2083 | 53.72% | 46.55% | 57.91%
2019-03-14 06:00 | 43538.25 | 54.7% | 49.25% | 57.1%
2019-03-14 07:00 | 43538.2917 | 54.13% | 57.33% | 56.89%
2019-03-14 08:00 | 43538.3333 | 54.78% | 62.44% | 56.53%
2019-03-14 09:00 | 43538.375 | 54.15% | 63.21% | 55.39%
2019-03-14 10:00 | 43538.4167 | 52.27% | 63.11% | 55.56%
2019-03-14 11:00 | 43538.4583 | 52.1% | 62.91% | 54.79%
2019-03-14 12:00 | 43538.5 | 51.97% | 62.98% | 54.86%
2019-03-14 13:00 | 43538.5417 | 52.08% | 62.71% | 55.12%
2019-03-14 14:00 | 43538.5833 | 52.17% | 62.73% | 56.54%
2019-03-14 15:00 | 43538.625 | 52.67% | 63.05% | 56.45%
2019-03-14 16:00 | 43538.6667 | 53.69% | 63.59% | 57.49%
2019-03-14 17:00 | 43538.7083 | 53.89% | 63.95% | 57.42%
2019-03-14 18:00 | 43538.75 | 54.48% | 65.66% | 57.58%
2019-03-14 19:00 | 43538.7917 | 53.94% | 65.58% | 58.06%
2019-03-14 20:00 | 43538.8333 | 53.94% | 63.97% | 57.97%
2019-03-14 21:00 | 43538.875 | 54.53% | 60.89% | 57.34%
2019-03-14 22:00 | 43538.9167 | 54.65% | 57.24% | 57.94%
2019-03-14 23:00 | 43538.9583 | 53.81% | 57.08% | 58.67%
2019-03-15 | 43539 | 56.32% | 52.71% | 59.09%
2019-03-15 01:00 | 43539.0417 | 55.68% | 49.45% | 59.29%
2019-03-15 02:00 | 43539.0833 | 55.15% | 48.57% | 58.97%
2019-03-15 03:00 | 43539.125 | 55.64% | 48.38% | 58.93%
2019-03-15 04:00 | 43539.1667 | 55.29% | 48.45% | 58.96%
2019-03-15 05:00 | 43539.2083 | 54.91% | 49.19% | 58.68%
2019-03-15 06:00 | 43539.25 | 54.4% | 52.63% | 58.91%
2019-03-15 07:00 | 43539.2917 | 55.1% | 60.4% | 58.58%
2019-03-15 08:00 | 43539.3333 | 55.13% | 63.91% | 58.34%
2019-03-15 09:00 | 43539.375 | 55.64% | 64.49% | 57.02%
2019-03-15 10:00 | 43539.4167 | 56.53% | 63.95% | 56.52%
2019-03-15 11:00 | 43539.4583 | 55.06% | 63.05% | 56.69%
2019-03-15 12:00 | 43539.5 | 54.93% | 62.64% | 57.64%
2019-03-15 13:00 | 43539.5417 | 57.35% | 61.35% | 58.22%
2019-03-15 14:00 | 43539.5833 | 57.76% | 61.21% | 58.29%
2019-03-15 15:00 | 43539.625 | 57.87% | 61.28% | 58.77%
2019-03-15 16:00 | 43539.6667 | 57.27% | 62.47% | 58.44%
2019-03-15 17:00 | 43539.7083 | 57.63% | 64.48% | 58.47%
2019-03-15 18:00 | 43539.75 | 58.28% | 66.48% | 58.86%
2019-03-15 19:00 | 43539.7917 | 58.42% | 65.47% | 58.23%
2019-03-15 20:00 | 43539.8333 | 58.76% | 63.2% | 58.65%
2019-03-15 21:00 | 43539.875 | 58.47% | 60.3% | 58.94%
2019-03-15 22:00 | 43539.9167 | 58.53% | 56.77% | 58.79%
2019-03-15 23:00 | 43539.9583 | 58.97% | 56.49% | 57.93%
2019-03-16 | 43540 | 58.84% | 53.2% | 58.81%
2019-03-16 01:00 | 43540.0417 | 58% | 49.92% | 58.96%
2019-03-16 02:00 | 43540.0833 | 57.78% | 48.97% | 58.26%
2019-03-16 03:00 | 43540.125 | 58.3% | 49.12% | 58.58%
2019-03-16 04:00 | 43540.1667 | 58.03% | 49.35% | 58.51%
2019-03-16 05:00 | 43540.2083 | 56.49% | 49.45% | 58.49%
2019-03-16 06:00 | 43540.25 | 56.19% | 50.49% | 58.13%
2019-03-16 07:00 | 43540.2917 | 56.85% | 53.9% | 57.95%
2019-03-16 08:00 | 43540.3333 | 56.15% | 57.64% | 58.25%
2019-03-16 09:00 | 43540.375 | 54.93% | 62.44% | 58.06%
2019-03-16 10:00 | 43540.4167 | 55.64% | 64.32% | 58.79%
2019-03-16 11:00 | 43540.4583 | 55.26% | 65% | 58.13%
2019-03-16 12:00 | 43540.5 | 56.27% | 64.79% | 57.7%
2019-03-16 13:00 | 43540.5417 | 56.38% | 65.25% | 57.77%
2019-03-16 14:00 | 43540.5833 | 55.63% | 65.2% | 57.62%
2019-03-16 15:00 | 43540.625 | 55.73% | 64.08% | 58.45%
2019-03-16 16:00 | 43540.6667 | 56.38% | 63.13% | 58.56%
2019-03-16 17:00 | 43540.7083 | 56.08% | 63.15% | 58.58%
2019-03-16 18:00 | 43540.75 | 57.55% | 64.74% | 58.58%
2019-03-16 19:00 | 43540.7917 | 57.32% | 65.06% | 57.58%
2019-03-16 20:00 | 43540.8333 | 56.97% | 62.89% | 57.24%
2019-03-16 21:00 | 43540.875 | 57.35% | 60.05% | 57.52%
2019-03-16 22:00 | 43540.9167 | 57.19% | 55.52% | 57.59%
2019-03-16 23:00 | 43540.9583 | 57.12% | 55.71% | 58.26%
2019-03-17 | 43541 | 56.94% | 50.29% | 58.34%
2019-03-17 01:00 | 43541.0417 | 57.58% | 46.63% | 58.8%
2019-03-17 02:00 | 43541.0833 | 52.18% | 44.99% | 58.41%
2019-03-17 03:00 | 43541.125 | 55.4% | 44.62% | 58.78%
2019-03-17 04:00 | 43541.1667 | 57.71% | 44.63% | 57.99%
2019-03-17 05:00 | 43541.2083 | 56.9% | 44.77% | 57.12%
2019-03-17 06:00 | 43541.25 | 56.95% | 45.51% | 56.79%
2019-03-17 07:00 | 43541.2917 | 57.02% | 48.28% | 56.28%
2019-03-17 08:00 | 43541.3333 | 57.65% | 51.43% | 56.7%
2019-03-17 09:00 | 43541.375 | 56.99% | 55.74% | 56.91%
2019-03-17 10:00 | 43541.4167 | 57.33% | 59.72% | 57.64%
2019-03-17 11:00 | 43541.4583 | 57.07% | 60.63% | 57.48%
2019-03-17 12:00 | 43541.5 | 56.6% | 61.21% | 57.81%
2019-03-17 13:00 | 43541.5417 | 57.18% | 61.74% | 58.01%
2019-03-17 14:00 | 43541.5833 | 56.62% | 59.76% | 57.9%
2019-03-17 15:00 | 43541.625 | 57.67% | 59.3% | 58.33%
2019-03-17 16:00 | 43541.6667 | 57.2% | 59.16% | 58.14%
2019-03-17 17:00 | 43541.7083 | 57.51% | 60.1% | 58.08%
2019-03-17 18:00 | 43541.75 | 56.03% | 63.22% | 57.37%
2019-03-17 19:00 | 43541.7917 | 55.4% | 62.6% | 56.56%
2019-03-17 20:00 | 43541.8333 | 55.13% | 61.75% | 56.25%
2019-03-17 21:00 | 43541.875 | 54.88% | 57.95% | 56.79%
2019-03-17 22:00 | 43541.9167 | 54.82% | 53.41% | 57.14%
2019-03-17 23:00 | 43541.9583 | 55.47% | 52.74% | 57.06%
2019-03-18 | 43542 | 54.93% | 49.78% | 56.64%
2019-03-18 01:00 | 43542.0417 | 55.09% | 46.41% | 56.92%
2019-03-18 02:00 | 43542.0833 | 56.54% | 46.12% | 56.67%
2019-03-18 03:00 | 43542.125 | 56.22% | 45.73% | 56.3%
2019-03-18 04:00 | 43542.1667 | 57.06% | 45.37% | 56.56%
2019-03-18 05:00 | 43542.2083 | 55.8% | 45.77% | 55.72%
2019-03-18 06:00 | 43542.25 | 56.46% | 49.4% | 55.76%
2019-03-18 07:00 | 43542.2917 | 57.25% | 58.73% | 55.52%
2019-03-18 08:00 | 43542.3333 | 56.28% | 63.86% | 55.58%
2019-03-18 09:00 | 43542.375 | 56.06% | 64.77% | 55.46%
2019-03-18 10:00 | 43542.4167 | 54.67% | 64.3% | 55.24%
2019-03-18 11:00 | 43542.4583 | 53.93% | 63.55% | 55.32%
2019-03-18 12:00 | 43542.5 | 54.13% | 63.39% | 55.66%
2019-03-18 13:00 | 43542.5417 | 55.03% | 62.36% | 55.84%
2019-03-18 14:00 | 43542.5833 | 54.82% | 62.15% | 54.19%
2019-03-18 15:00 | 43542.625 | 55.09% | 62.63% | 54.34%
2019-03-18 16:00 | 43542.6667 | 54.46% | 63.35% | 55.36%
2019-03-18 17:00 | 43542.7083 | 54.44% | 64.18% | 55.37%
2019-03-18 18:00 | 43542.75 | 54.87% | 65.05% | 55.89%
2019-03-18 19:00 | 43542.7917 | 54.06% | 64.33% | 55.24%
2019-03-18 20:00 | 43542.8333 | 54.32% | 61.86% | 55.36%
2019-03-18 21:00 | 43542.875 | 53.75% | 59.48% | 54.96%
2019-03-18 22:00 | 43542.9167 | 54.51% | 56.21% | 55.69%
2019-03-18 23:00 | 43542.9583 | 54.32% | 54.87% | 55.62%
2019-03-19 | 43543 | 53.52% | 49.51% | 55.29%
2019-03-19 01:00 | 43543.0417 | 53.15% | 46.35% | 55.38%
2019-03-19 02:00 | 43543.0833 | 53.83% | 45.95% | 55.34%
2019-03-19 03:00 | 43543.125 | 53.77% | 47.48% | 55.75%
2019-03-19 04:00 | 43543.1667 | 54.75% | 47.11% | 55.85%
2019-03-19 05:00 | 43543.2083 | 53.87% | 47.26% | 55.69%
2019-03-19 06:00 | 43543.25 | 52.31% | 50.13% | 55.67%
2019-03-19 07:00 | 43543.2917 | 52.39% | 58.34% | 55.9%
2019-03-19 08:00 | 43543.3333 | 53.23% | 62.27% | 55.41%
2019-03-19 09:00 | 43543.375 | 53.13% | 61.94% | 55.79%
2019-03-19 10:00 | 43543.4167 | 53.54% | 61.58% | 55.83%
2019-03-19 11:00 | 43543.4583 | 52.67% | 61.77% | 55.98%
2019-03-19 12:00 | 43543.5 | 52.24% | 62.04% | 55.84%
2019-03-19 13:00 | 43543.5417 | 51.64% | 60.9% | 55%
2019-03-19 14:00 | 43543.5833 | 53.15% | 60.24% | 55.45%
2019-03-19 15:00 | 43543.625 | 52.4% | 60.2% | 56.59%
2019-03-19 16:00 | 43543.6667 | 52.43% | 60.4% | 56.1%
2019-03-19 17:00 | 43543.7083 | 52.43% | 61.65% | 55.9%
2019-03-19 18:00 | 43543.75 | 52.12% | 63.28% | 56.44%
2019-03-19 19:00 | 43543.7917 | 53.15% | 63.54% | 56.86%
2019-03-19 20:00 | 43543.8333 | 54.57% | 61.76% | 56.52%
2019-03-19 21:00 | 43543.875 | 54.45% | 59.57% | 56.81%
2019-03-19 22:00 | 43543.9167 | 53.29% | 55.39% | 56.06%
2019-03-19 23:00 | 43543.9583 | 53.33% | 54.77% | 55.37%
2019-03-20 | 43544 | 53.64% | 48.11% | 57.59%
2019-03-20 01:00 | 43544.0417 | 53.85% | 44.71% | 57.49%
2019-03-20 02:00 | 43544.0833 | 53.38% | 44.54% | 56.48%
2019-03-20 03:00 | 43544.125 | 53.84% | 44.06% | 56.02%
2019-03-20 04:00 | 43544.1667 | 52.99% | 43.71% | 55.1%
2019-03-20 05:00 | 43544.2083 | 53.48% | 44.43% | 54.48%
2019-03-20 06:00 | 43544.25 | 53.05% | 47.35% | 54.23%
2019-03-20 07:00 | 43544.2917 | 51.49% | 56.31% | 54.49%
2019-03-20 08:00 | 43544.3333 | 51.69% | 60.86% | 54.2%
2019-03-20 09:00 | 43544.375 | 52.57% | 61.3% | 55.51%
2019-03-20 10:00 | 43544.4167 | 51.54% | 60.08% | 56.4%
2019-03-20 11:00 | 43544.4583 | 50.7% | 58.77% | 56.95%
2019-03-20 12:00 | 43544.5 | 50.94% | 58.71% | 57.17%
2019-03-20 13:00 | 43544.5417 | 51.29% | 58.57% | 56.98%
2019-03-20 14:00 | 43544.5833 | 52.1% | 58.91% | 57.12%
2019-03-20 15:00 | 43544.625 | 51.62% | 59.9% | 57.25%
2019-03-20 16:00 | 43544.6667 | 51.83% | 61.44% | 56.76%
2019-03-20 17:00 | 43544.7083 | 51.25% | 62.56% | 57.22%
2019-03-20 18:00 | 43544.75 | 52.81% | 63.97% | 58.47%
2019-03-20 19:00 | 43544.7917 | 53.54% | 63.64% | 58.51%
2019-03-20 20:00 | 43544.8333 | 52.66% | 62.53% | 57.34%
2019-03-20 21:00 | 43544.875 | 52.66% | 59.39% | 56.83%
2019-03-20 22:00 | 43544.9167 | 52.09% | 55.68% | 56.71%
2019-03-20 23:00 | 43544.9583 | 53.31% | 55.2% | 57.87%
2019-03-21 | 43545 | 53.66% | 50.17% | 58.15%
2019-03-21 01:00 | 43545.0417 | 53.38% | 47.99% | 56.55%
2019-03-21 02:00 | 43545.0833 | 54.18% | 47.39% | 55.99%
2019-03-21 03:00 | 43545.125 | 53.8% | 47.03% | 56.42%
2019-03-21 04:00 | 43545.1667 | 54.34% | 46.73% | 57.19%
2019-03-21 05:00 | 43545.2083 | 53.72% | 46.55% | 57.91%
2019-03-21 06:00 | 43545.25 | 54.7% | 49.25% | 57.1%
2019-03-21 07:00 | 43545.2917 | 54.13% | 57.33% | 56.89%
2019-03-21 08:00 | 43545.3333 | 54.78% | 62.44% | 56.53%
2019-03-21 09:00 | 43545.375 | 54.15% | 63.21% | 55.39%
2019-03-21 10:00 | 43545.4167 | 52.27% | 63.11% | 55.56%
2019-03-21 11:00 | 43545.4583 | 52.1% | 62.91% | 54.79%
2019-03-21 12:00 | 43545.5 | 51.97% | 62.98% | 54.86%
2019-03-21 13:00 | 43545.5417 | 52.08% | 62.71% | 55.12%
2019-03-21 14:00 | 43545.5833 | 52.17% | 62.73% | 56.54%
2019-03-21 15:00 | 43545.625 | 52.67% | 63.05% | 56.45%
2019-03-21 16:00 | 43545.6667 | 53.69% | 63.59% | 57.49%
2019-03-21 17:00 | 43545.7083 | 53.89% | 63.95% | 57.42%
2019-03-21 18:00 | 43545.75 | 54.48% | 65.66% | 57.58%
2019-03-21 19:00 | 43545.7917 | 53.94% | 65.58% | 58.06%
2019-03-21 20:00 | 43545.8333 | 53.94% | 63.97% | 57.97%
2019-03-21 21:00 | 43545.875 | 54.53% | 60.89% | 57.34%
2019-03-21 22:00 | 43545.9167 | 54.65% | 57.24% | 57.94%
2019-03-21 23:00 | 43545.9583 | 53.81% | 57.08% | 58.67%
2019-03-22 | 43546 | 56.32% | 52.71% | 59.09%
2019-03-22 01:00 | 43546.0417 | 55.68% | 49.45% | 59.29%
2019-03-22 02:00 | 43546.0833 | 55.15% | 48.57% | 58.97%
2019-03-22 03:00 | 43546.125 | 55.64% | 48.38% | 58.93%
2019-03-22 04:00 | 43546.1667 | 55.29% | 48.45% | 58.96%
2019-03-22 05:00 | 43546.2083 | 54.91% | 49.19% | 58.68%
2019-03-22 06:00 | 43546.25 | 54.4% | 52.63% | 58.91%
2019-03-22 07:00 | 43546.2917 | 55.1% | 60.4% | 58.58%
2019-03-22 08:00 | 43546.3333 | 55.13% | 63.91% | 58.34%
2019-03-22 09:00 | 43546.375 | 55.64% | 64.49% | 57.02%
2019-03-22 10:00 | 43546.4167 | 56.53% | 63.95% | 56.52%
2019-03-22 11:00 | 43546.4583 | 55.06% | 63.05% | 56.69%
2019-03-22 12:00 | 43546.5 | 54.93% | 62.64% | 57.64%
2019-03-22 13:00 | 43546.5417 | 57.35% | 61.35% | 58.22%
2019-03-22 14:00 | 43546.5833 | 57.76% | 61.21% | 58.29%
2019-03-22 15:00 | 43546.625 | 57.87% | 61.28% | 58.77%
2019-03-22 16:00 | 43546.6667 | 57.27% | 62.47% | 58.44%
2019-03-22 17:00 | 43546.7083 | 57.63% | 64.48% | 58.47%
2019-03-22 18:00 | 43546.75 | 58.28% | 66.48% | 58.86%
2019-03-22 19:00 | 43546.7917 | 58.42% | 65.47% | 58.23%
2019-03-22 20:00 | 43546.8333 | 58.76% | 63.2% | 58.65%
2019-03-22 21:00 | 43546.875 | 58.47% | 60.3% | 58.94%
2019-03-22 22:00 | 43546.9167 | 58.53% | 56.77% | 58.79%
2019-03-22 23:00 | 43546.9583 | 58.97% | 56.49% | 57.93%
2019-03-23 | 43547 | 58.84% | 53.2% | 58.81%
2019-03-23 01:00 | 43547.0417 | 58% | 49.92% | 58.96%
2019-03-23 02:00 | 43547.0833 | 57.78% | 48.97% | 58.26%
2019-03-23 03:00 | 43547.125 | 58.3% | 49.12% | 58.58%
2019-03-23 04:00 | 43547.1667 | 58.03% | 49.35% | 58.51%
2019-03-23 05:00 | 43547.2083 | 56.49% | 49.45% | 58.49%
2019-03-23 06:00 | 43547.25 | 56.19% | 50.49% | 58.13%
2019-03-23 07:00 | 43547.2917 | 56.85% | 53.9% | 57.95%
2019-03-23 08:00 | 43547.3333 | 56.15% | 57.64% | 58.25%
2019-03-23 09:00 | 43547.375 | 54.93% | 62.44% | 58.06%
2019-03-23 10:00 | 43547.4167 | 55.64% | 64.32% | 58.79%
2019-03-23 11:00 | 43547.4583 | 55.26% | 65% | 58.13%
2019-03-23 12:00 | 43547.5 | 56.27% | 64.79% | 57.7%
2019-03-23 13:00 | 43547.5417 | 56.38% | 65.25% | 57.77%
2019-03-23 14:00 | 43547.5833 | 55.63% | 65.2% | 57.62%
2019-03-23 15:00 | 43547.625 | 55.73% | 64.08% | 58.45%
2019-03-23 16:00 | 43547.6667 | 56.38% | 63.13% | 58.56%
2019-03-23 17:00 | 43547.7083 | 56.08% | 63.15% | 58.58%
2019-03-23 18:00 | 43547.75 | 57.55% | 64.74% | 58.58%
2019-03-23 19:00 | 43547.7917 | 57.32% | 65.06% | 57.58%
2019-03-23 20:00 | 43547.8333 | 56.97% | 62.89% | 57.24%
2019-03-23 21:00 | 43547.875 | 57.35% | 60.05% | 57.52%
2019-03-23 22:00 | 43547.9167 | 57.19% | 55.52% | 57.59%
2019-03-23 23:00 | 43547.9583 | 57.12% | 55.71% | 58.26%
2019-03-24 | 43548 | 56.94% | 50.29% | 58.34%
2019-03-24 01:00 | 43548.0417 | 57.58% | 46.63% | 58.8%
2019-03-24 02:00 | 43548.0833 | 52.18% | 44.99% | 58.41%
2019-03-24 03:00 | 43548.125 | 55.4% | 44.62% | 58.78%
2019-03-24 04:00 | 43548.1667 | 57.71% | 44.63% | 57.99%
2019-03-24 05:00 | 43548.2083 | 56.9% | 44.77% | 57.12%
2019-03-24 06:00 | 43548.25 | 56.95% | 45.51% | 56.79%
2019-03-24 07:00 | 43548.2917 | 57.02% | 48.28% | 56.28%
2019-03-24 08:00 | 43548.3333 | 57.65% | 51.43% | 56.7%
2019-03-24 09:00 | 43548.375 | 56.99% | 55.74% | 56.91%
2019-03-24 10:00 | 43548.4167 | 57.33% | 59.72% | 57.64%
2019-03-24 11:00 | 43548.4583 | 57.07% | 60.63% | 57.48%
2019-03-24 12:00 | 43548.5 | 56.6% | 61.21% | 57.81%
2019-03-24 13:00 | 43548.5417 | 57.18% | 61.74% | 58.01%
2019-03-24 14:00 | 43548.5833 | 56.62% | 59.76% | 57.9%
2019-03-24 15:00 | 43548.625 | 57.67% | 59.3% | 58.33%
2019-03-24 16:00 | 43548.6667 | 57.2% | 59.16% | 58.14%
2019-03-24 17:00 | 43548.7083 | 57.51% | 60.1% | 58.08%
2019-03-24 18:00 | 43548.75 | 56.03% | 63.22% | 57.37%
2019-03-24 19:00 | 43548.7917 | 55.4% | 62.6% | 56.56%
2019-03-24 20:00 | 43548.8333 | 55.13% | 61.75% | 56.25%
2019-03-24 21:00 | 43548.875 | 54.88% | 57.95% | 56.79%
2019-03-24 22:00 | 43548.9167 | 54.82% | 53.41% | 57.14%
2019-03-24 23:00 | 43548.9583 | 55.47% | 52.74% | 57.06%
2019-03-25 | 43549 | 54.93% | 49.78% | 56.64%
2019-03-25 01:00 | 43549.0417 | 55.09% | 46.41% | 56.92%
2019-03-25 02:00 | 43549.0833 | 56.54% | 46.12% | 56.67%
2019-03-25 03:00 | 43549.125 | 56.22% | 45.73% | 56.3%
2019-03-25 04:00 | 43549.1667 | 57.06% | 45.37% | 56.56%
2019-03-25 05:00 | 43549.2083 | 55.8% | 45.77% | 55.72%
2019-03-25 06:00 | 43549.25 | 56.46% | 49.4% | 55.76%
2019-03-25 07:00 | 43549.2917 | 57.25% | 58.73% | 55.52%
2019-03-25 08:00 | 43549.3333 | 56.28% | 63.86% | 55.58%
2019-03-25 09:00 | 43549.375 | 56.06% | 64.77% | 55.46%
2019-03-25 10:00 | 43549.4167 | 54.67% | 64.3% | 55.24%
2019-03-25 11:00 | 43549.4583 | 53.93% | 63.55% | 55.32%
2019-03-25 12:00 | 43549.5 | 54.13% | 63.39% | 55.66%
2019-03-25 13:00 | 43549.5417 | 55.03% | 62.36% | 55.84%
2019-03-25 14:00 | 43549.5833 | 54.82% | 62.15% | 54.19%
2019-03-25 15:00 | 43549.625 | 55.09% | 62.63% | 54.34%
2019-03-25 16:00 | 43549.6667 | 54.46% | 63.35% | 55.36%
2019-03-25 17:00 | 43549.7083 | 54.44% | 64.18% | 55.37%
2019-03-25 18:00 | 43549.75 | 54.87% | 65.05% | 55.89%
2019-03-25 19:00 | 43549.7917 | 54.06% | 64.33% | 55.24%
2019-03-25 20:00 | 43549.8333 | 54.32% | 61.86% | 55.36%
2019-03-25 21:00 | 43549.875 | 53.75% | 59.48% | 54.96%
2019-03-25 22:00 | 43549.9167 | 54.51% | 56.21% | 55.69%
2019-03-25 23:00 | 43549.9583 | 54.32% | 54.87% | 55.62%
2019-03-26 | 43550 | 53.52% | 49.51% | 55.29%
2019-03-26 01:00 | 43550.0417 | 53.15% | 46.35% | 55.38%
2019-03-26 02:00 | 43550.0833 | 53.83% | 45.95% | 55.34%
2019-03-26 03:00 | 43550.125 | 53.77% | 47.48% | 55.75%
2019-03-26 04:00 | 43550.1667 | 54.75% | 47.11% | 55.85%
2019-03-26 05:00 | 43550.2083 | 53.87% | 47.26% | 55.69%
2019-03-26 06:00 | 43550.25 | 52.31% | 50.13% | 55.67%
2019-03-26 07:00 | 43550.2917 | 52.39% | 58.34% | 55.9%
2019-03-26 08:00 | 43550.3333 | 53.23% | 62.27% | 55.41%
2019-03-26 09:00 | 43550.375 | 53.13% | 61.94% | 55.79%
2019-03-26 10:00 | 43550.4167 | 53.54% | 61.58% | 55.83%
2019-03-26 11:00 | 43550.4583 | 52.67% | 61.77% | 55.98%
2019-03-26 12:00 | 43550.5 | 52.24% | 62.04% | 55.84%
2019-03-26 13:00 | 43550.5417 | 51.64% | 60.9% | 55%
2019-03-26 14:00 | 43550.5833 | 53.15% | 60.24% | 55.45%
2019-03-26 15:00 | 43550.625 | 52.4% | 60.2% | 56.59%
2019-03-26 16:00 | 43550.6667 | 52.43% | 60.4% | 56.1%
2019-03-26 17:00 | 43550.7083 | 52.43% | 61.65% | 55.9%
2019-03-26 18:00 | 43550.75 | 52.12% | 63.28% | 56.44%
2019-03-26 19:00 | 43550.7917 | 53.15% | 63.54% | 56.86%
2019-03-26 20:00 | 43550.8333 | 54.57% | 61.76% | 56.52%
2019-03-26 21:00 | 43550.875 | 54.45% | 59.57% | 56.81%
2019-03-26 22:00 | 43550.9167 | 53.29% | 55.39% | 56.06%
2019-03-26 23:00 | 43550.9583 | 53.33% | 54.77% | 55.37%
2019-03-27 | 43551 | 53.64% | 48.11% | 57.59%
2019-03-27 01:00 | 43551.0417 | 53.85% | 44.71% | 57.49%
2019-03-27 02:00 | 43551.0833 | 53.38% | 44.54% | 56.48%
2019-03-27 03:00 | 43551.125 | 53.84% | 44.06% | 56.02%
2019-03-27 04:00 | 43551.1667 | 52.99% | 43.71% | 55.1%
2019-03-27 05:00 | 43551.2083 | 53.48% | 44.43% | 54.48%
2019-03-27 06:00 | 43551.25 | 53.05% | 47.35% | 54.23%
2019-03-27 07:00 | 43551.2917 | 51.49% | 56.31% | 54.49%
2019-03-27 08:00 | 43551.3333 | 51.69% | 60.86% | 54.2%
2019-03-27 09:00 | 43551.375 | 52.57% | 61.3% | 55.51%
2019-03-27 10:00 | 43551.4167 | 51.54% | 60.08% | 56.4%
2019-03-27 11:00 | 43551.4583 | 50.7% | 58.77% | 56.95%
2019-03-27 12:00 | 43551.5 | 50.94% | 58.71% | 57.17%
2019-03-27 13:00 | 43551.5417 | 51.29% | 58.57% | 56.98%
2019-03-27 14:00 | 43551.5833 | 52.1% | 58.91% | 57.12%
2019-03-27 15:00 | 43551.625 | 51.62% | 59.9% | 57.25%
2019-03-27 16:00 | 43551.6667 | 51.83% | 61.44% | 56.76%
2019-03-27 17:00 | 43551.7083 | 51.25% | 62.56% | 57.22%
2019-03-27 18:00 | 43551.75 | 52.81% | 63.97% | 58.47%
2019-03-27 19:00 | 43551.7917 | 53.54% | 63.64% | 58.51%
2019-03-27 20:00 | 43551.8333 | 52.66% | 62.53% | 57.34%
2019-03-27 21:00 | 43551.875 | 52.66% | 59.39% | 56.83%
2019-03-27 22:00 | 43551.9167 | 52.09% | 55.68% | 56.71%
2019-03-27 23:00 | 43551.9583 | 53.31% | 55.2% | 57.87%
2019-03-28 | 43552 | 53.66% | 50.17% | 58.15%
2019-03-28 01:00 | 43552.0417 | 53.38% | 47.99% | 56.55%
2019-03-28 02:00 | 43552.0833 | 54.18% | 47.39% | 55.99%
2019-03-28 03:00 | 43552.125 | 53.8% | 47.03% | 56.42%
2019-03-28 04:00 | 43552.1667 | 54.34% | 46.73% | 57.19%
2019-03-28 05:00 | 43552.2083 | 53.72% | 46.55% | 57.91%
2019-03-28 06:00 | 43552.25 | 54.7% | 49.25% | 57.1%
2019-03-28 07:00 | 43552.2917 | 54.13% | 57.33% | 56.89%
2019-03-28 08:00 | 43552.3333 | 54.78% | 62.44% | 56.53%
2019-03-28 09:00 | 43552.375 | 54.15% | 63.21% | 55.39%
2019-03-28 10:00 | 43552.4167 | 52.27% | 63.11% | 55.56%
2019-03-28 11:00 | 43552.4583 | 52.1% | 62.91% | 54.79%
2019-03-28 12:00 | 43552.5 | 51.97% | 62.98% | 54.86%
2019-03-28 13:00 | 43552.5417 | 52.08% | 62.71% | 55.12%
2019-03-28 14:00 | 43552.5833 | 52.17% | 62.73% | 56.54%
2019-03-28 15:00 | 43552.625 | 52.67% | 63.05% | 56.45%
2019-03-28 16:00 | 43552.6667 | 53.69% | 63.59% | 57.49%
2019-03-28 17:00 | 43552.7083 | 53.89% | 63.95% | 57.42%
2019-03-28 18:00 | 43552.75 | 54.48% | 65.66% | 57.58%
2019-03-28 19:00 | 43552.7917 | 53.94% | 65.58% | 58.06%
2019-03-28 20:00 | 43552.8333 | 53.94% | 63.97% | 57.97%
2019-03-28 21:00 | 43552.875 | 54.53% | 60.89% | 57.34%
2019-03-28 22:00 | 43552.9167 | 54.65% | 57.24% | 57.94%
2019-03-28 23:00 | 43552.9583 | 53.81% | 57.08% | 58.67%
2019-03-29 | 43553 | 56.32% | 52.71% | 59.09%
2019-03-29 01:00 | 43553.0417 | 55.68% | 49.45% | 59.29%
2019-03-29 02:00 | 43553.0833 | 55.15% | 48.57% | 58.97%
2019-03-29 03:00 | 43553.125 | 55.64% | 48.38% | 58.93%
2019-03-29 04:00 | 43553.1667 | 55.29% | 48.45% | 58.96%
2019-03-29 05:00 | 43553.2083 | 54.91% | 49.19% | 58.68%
2019-03-29 06:00 | 43553.25 | 54.4% | 52.63% | 58.91%
2019-03-29 07:00 | 43553.2917 | 55.1% | 60.4% | 58.58%
2019-03-29 08:00 | 43553.3333 | 55.13% | 63.91% | 58.34%
2019-03-29 09:00 | 43553.375 | 55.64% | 64.49% | 57.02%
2019-03-29 10:00 | 43553.4167 | 56.53% | 63.95% | 56.52%
2019-03-29 11:00 | 43553.4583 | 55.06% | 63.05% | 56.69%
2019-03-29 12:00 | 43553.5 | 54.93% | 62.64% | 57.64%
2019-03-29 13:00 | 43553.5417 | 57.35% | 61.35% | 58.22%
2019-03-29 14:00 | 43553.5833 | 57.76% | 61.21% | 58.29%
2019-03-29 15:00 | 43553.625 | 57.87% | 61.28% | 58.77%
2019-03-29 16:00 | 43553.6667 | 57.27% | 62.47% | 58.44%
2019-03-29 17:00 | 43553.7083 | 57.63% | 64.48% | 58.47%
2019-03-29 18:00 | 43553.75 | 58.28% | 66.48% | 58.86%
2019-03-29 19:00 | 43553.7917 | 58.42% | 65.47% | 58.23%
2019-03-29 20:00 | 43553.8333 | 58.76% | 63.2% | 58.65%
2019-03-29 21:00 | 43553.875 | 58.47% | 60.3% | 58.94%
2019-03-29 22:00 | 43553.9167 | 58.53% | 56.77% | 58.79%
2019-03-29 23:00 | 43553.9583 | 58.97% | 56.49% | 57.93%
2019-03-30 | 43554 | 58.84% | 53.2% | 58.81%
2019-03-30 01:00 | 43554.0417 | 58% | 49.92% | 58.96%
2019-03-30 02:00 | 43554.0833 | 57.78% | 48.97% | 58.26%
2019-03-30 03:00 | 43554.125 | 58.3% | 49.12% | 58.58%
2019-03-30 04:00 | 43554.1667 | 58.03% | 49.35% | 58.51%
2019-03-30 05:00 | 43554.2083 | 56.49% | 49.45% | 58.49%
2019-03-30 06:00 | 43554.25 | 56.19% | 50.49% | 58.13%
2019-03-30 07:00 | 43554.2917 | 56.85% | 53.9% | 57.95%
2019-03-30 08:00 | 43554.3333 | 56.15% | 57.64% | 58.25%
2019-03-30 09:00 | 43554.375 | 54.93% | 62.44% | 58.06%
2019-03-30 10:00 | 43554.4167 | 55.64% | 64.32% | 58.79%
2019-03-30 11:00 | 43554.4583 | 55.26% | 65% | 58.13%
2019-03-30 12:00 | 43554.5 | 56.27% | 64.79% | 57.7%
2019-03-30 13:00 | 43554.5417 | 56.38% | 65.25% | 57.77%
2019-03-30 14:00 | 43554.5833 | 55.63% | 65.2% | 57.62%
2019-03-30 15:00 | 43554.625 | 55.73% | 64.08% | 58.45%
2019-03-30 16:00 | 43554.6667 | 56.38% | 63.13% | 58.56%
2019-03-30 17:00 | 43554.7083 | 56.08% | 63.15% | 58.58%
2019-03-30 18:00 | 43554.75 | 57.55% | 64.74% | 58.58%
2019-03-30 19:00 | 43554.7917 | 57.32% | 65.06% | 57.58%
2019-03-30 20:00 | 43554.8333 | 56.97% | 62.89% | 57.24%
2019-03-30 21:00 | 43554.875 | 57.35% | 60.05% | 57.52%
2019-03-30 22:00 | 43554.9167 | 57.19% | 55.52% | 57.59%
2019-03-30 23:00 | 43554.9583 | 57.12% | 55.71% | 58.26%
2019-03-31 | 43555 | 56.94% | 50.29% | 58.34%
2019-03-31 01:00 | 43555.0417 | 57.58% | 46.63% | 58.8%
2019-03-31 02:00 | 43555.0833 | 52.18% | 44.99% | 58.41%
2019-03-31 03:00 | 43555.125 | 55.4% | 44.62% | 58.78%
2019-03-31 04:00 | 43555.1667 | 57.71% | 44.63% | 57.99%
2019-03-31 05:00 | 43555.2083 | 56.9% | 44.77% | 57.12%
2019-03-31 06:00 | 43555.25 | 56.95% | 45.51% | 56.79%
2019-03-31 07:00 | 43555.2917 | 57.02% | 48.28% | 56.28%
2019-03-31 08:00 | 43555.3333 | 57.65% | 51.43% | 56.7%
2019-03-31 09:00 | 43555.375 | 56.99% | 55.74% | 56.91%
2019-03-31 10:00 | 43555.4167 | 57.33% | 59.72% | 57.64%
2019-03-31 11:00 | 43555.4583 | 57.07% | 60.63% | 57.48%
2019-03-31 12:00 | 43555.5 | 56.6% | 61.21% | 57.81%
2019-03-31 13:00 | 43555.5417 | 57.18% | 61.74% | 58.01%
2019-03-31 14:00 | 43555.5833 | 56.62% | 59.76% | 57.9%
2019-03-31 15:00 | 43555.625 | 57.67% | 59.3% | 58.33%
2019-03-31 16:00 | 43555.6667 | 57.2% | 59.16% | 58.14%
2019-03-31 17:00 | 43555.7083 | 57.51% | 60.1% | 58.08%
2019-03-31 18:00 | 43555.75 | 56.03% | 63.22% | 57.37%
2019-03-31 19:00 | 43555.7917 | 55.4% | 62.6% | 56.56%
2019-03-31 20:00 | 43555.8333 | 55.13% | 61.75% | 56.25%
2019-03-31 21:00 | 43555.875 | 54.88% | 57.95% | 56.79%
2019-03-31 22:00 | 43555.9167 | 54.82% | 53.41% | 57.14%
2019-03-31 23:00 | 43555.9583 | 55.47% | 52.74% | 57.06%
Formulas:
Date = [Date, row above]+1/24

## 1.6 Forced outage rates
1.6 Forced outage rates
Average forced outage rate over 2007-2016
Nuclear | 3.59%
Classical | 10.39%
CCGT | 8.75%
GT | 13.6%
TJ | 4.51%
Waste | 1.65%
CHP | 6.7%
Pumped storage | 4.46%

## 2.1 Demand
2.1 Demand
|  | Historical values |  |  | Base case normalized total demand
|  | Total demand [TWh] | Normalised total demand [TWh] | Growth rate | Growth rate | Forecast [TWh]
historical | 2011 | 87.02 | 88.1684 | -0.012311
historical | 2012 | 84.857 | 84.6645 | -3.974%
historical | 2013 | 86.239 | 85.8137 | 1.357%
historical | 2014 | 83.728 | 85.1404 | -0.7846%
historical | 2015 | 85.009 | 85.6376 | 0.584%
historical | 2016 | 85.02 | 84.86 | -0.908%
forecast | 2017 |  |  |  | 0.4369% | 85.2308
forecast | 2018 |  |  |  | 0.3291% | 85.5113
forecast | 2019 |  |  |  | 0.6527% | 86.0694
forecast | 2020 |  |  |  | 0.5601% | 86.5515
forecast | 2021 |  |  |  | 0.5975% | 87.0687

## 2.2 Demand profile
2.2 Demand profile
Normalised hourly demand [MW]
Date | Hour
2018-11-01 | 43405 | 8718.8555
2018-11-01 01:00 | 43405.0417 | 8315.7094
2018-11-01 02:00 | 43405.0833 | 8055.4076
2018-11-01 03:00 | 43405.125 | 7962.8263
2018-11-01 04:00 | 43405.1667 | 8034.3654
2018-11-01 05:00 | 43405.2083 | 8425.3066
2018-11-01 06:00 | 43405.25 | 9286.3934
2018-11-01 07:00 | 43405.2917 | 10032.4921
2018-11-01 08:00 | 43405.3333 | 10232.1624
2018-11-01 09:00 | 43405.375 | 10423.033
2018-11-01 10:00 | 43405.4167 | 10512.7256
2018-11-01 11:00 | 43405.4583 | 10635.8139
2018-11-01 12:00 | 43405.5 | 10455.1107
2018-11-01 13:00 | 43405.5417 | 10414.8674
2018-11-01 14:00 | 43405.5833 | 10304.523
2018-11-01 15:00 | 43405.625 | 10281.0569
2018-11-01 16:00 | 43405.6667 | 10371.3242
2018-11-01 17:00 | 43405.7083 | 10940.745
2018-11-01 18:00 | 43405.75 | 10981.1468
2018-11-01 19:00 | 43405.7917 | 10561.9669
2018-11-01 20:00 | 43405.8333 | 10069.9606
2018-11-01 21:00 | 43405.875 | 9625.9391
2018-11-01 22:00 | 43405.9167 | 9677.961
2018-11-01 23:00 | 43405.9583 | 9487.4769
2018-11-02 | 43406 | 9172.2149
2018-11-02 01:00 | 43406.0417 | 8749.4626
2018-11-02 02:00 | 43406.0833 | 8476.5011
2018-11-02 03:00 | 43406.125 | 8379.4159
2018-11-02 04:00 | 43406.1667 | 8454.4342
2018-11-02 05:00 | 43406.2083 | 8864.3902
2018-11-02 06:00 | 43406.25 | 9767.3563
2018-11-02 07:00 | 43406.2917 | 10549.7383
2018-11-02 08:00 | 43406.3333 | 10759.1202
2018-11-02 09:00 | 43406.375 | 10959.286
2018-11-02 10:00 | 43406.4167 | 11053.329
2018-11-02 11:00 | 43406.4583 | 11182.4126
2018-11-02 12:00 | 43406.5 | 10992.9195
2018-11-02 13:00 | 43406.5417 | 10950.7141
2018-11-02 14:00 | 43406.5833 | 10835.0086
2018-11-02 15:00 | 43406.625 | 10810.3929
2018-11-02 16:00 | 43406.6667 | 10905.0602
2018-11-02 17:00 | 43406.7083 | 11502.1686
2018-11-02 18:00 | 43406.75 | 11544.5425
2018-11-02 19:00 | 43406.7917 | 11104.9684
2018-11-02 20:00 | 43406.8333 | 10589.0302
2018-11-02 21:00 | 43406.875 | 10123.4135
2018-11-02 22:00 | 43406.9167 | 10177.9663
2018-11-02 23:00 | 43406.9583 | 9978.2167
2018-11-03 | 43407 | 8960.3636
2018-11-03 01:00 | 43407.0417 | 8500.9443
2018-11-03 02:00 | 43407.0833 | 8197.7326
2018-11-03 03:00 | 43407.125 | 7995.9405
2018-11-03 04:00 | 43407.1667 | 7947.4267
2018-11-03 05:00 | 43407.2083 | 8005.3498
2018-11-03 06:00 | 43407.25 | 8282.6319
2018-11-03 07:00 | 43407.2917 | 8585.6345
2018-11-03 08:00 | 43407.3333 | 8936.3147
2018-11-03 09:00 | 43407.375 | 9401.7977
2018-11-03 10:00 | 43407.4167 | 9632.2387
2018-11-03 11:00 | 43407.4583 | 9824.4113
2018-11-03 12:00 | 43407.5 | 9847.4137
2018-11-03 13:00 | 43407.5417 | 9673.4332
2018-11-03 14:00 | 43407.5833 | 9522.4551
2018-11-03 15:00 | 43407.625 | 9515.554
2018-11-03 16:00 | 43407.6667 | 9619.9011
2018-11-03 17:00 | 43407.7083 | 10192.2363
2018-11-03 18:00 | 43407.75 | 10245.3522
2018-11-03 19:00 | 43407.7917 | 9846.7864
2018-11-03 20:00 | 43407.8333 | 9441.7377
2018-11-03 21:00 | 43407.875 | 9063.246
2018-11-03 22:00 | 43407.9167 | 9097.1213
2018-11-03 23:00 | 43407.9583 | 9049.4448
2018-11-04 | 43408 | 8659.323
2018-11-04 01:00 | 43408.0417 | 8242.0001
2018-11-04 02:00 | 43408.0833 | 7950.1399
2018-11-04 03:00 | 43408.125 | 7781.799
2018-11-04 04:00 | 43408.1667 | 7726.392
2018-11-04 05:00 | 43408.2083 | 7785.1515
2018-11-04 06:00 | 43408.25 | 7984.1966
2018-11-04 07:00 | 43408.2917 | 8126.245
2018-11-04 08:00 | 43408.3333 | 8389.5198
2018-11-04 09:00 | 43408.375 | 8866.3077
2018-11-04 10:00 | 43408.4167 | 9229.1055
2018-11-04 11:00 | 43408.4583 | 9499.4379
2018-11-04 12:00 | 43408.5 | 9606.5488
2018-11-04 13:00 | 43408.5417 | 9338.8622
2018-11-04 14:00 | 43408.5833 | 9083.1744
2018-11-04 15:00 | 43408.625 | 8934.5974
2018-11-04 16:00 | 43408.6667 | 9011.7096
2018-11-04 17:00 | 43408.7083 | 9681.0122
2018-11-04 18:00 | 43408.75 | 10031.2831
2018-11-04 19:00 | 43408.7917 | 9855.5308
2018-11-04 20:00 | 43408.8333 | 9568.2567
2018-11-04 21:00 | 43408.875 | 9202.2839
2018-11-04 22:00 | 43408.9167 | 9189.7551
2018-11-04 23:00 | 43408.9583 | 9035.7079
2018-11-05 | 43409 | 8784.6251
2018-11-05 01:00 | 43409.0417 | 8284.0331
2018-11-05 02:00 | 43409.0833 | 7960.8127
2018-11-05 03:00 | 43409.125 | 7845.8523
2018-11-05 04:00 | 43409.1667 | 7934.6838
2018-11-05 05:00 | 43409.2083 | 8420.1209
2018-11-05 06:00 | 43409.25 | 9489.3478
2018-11-05 07:00 | 43409.2917 | 10415.789
2018-11-05 08:00 | 43409.3333 | 10663.7295
2018-11-05 09:00 | 43409.375 | 10900.7396
2018-11-05 10:00 | 43409.4167 | 11012.1047
2018-11-05 11:00 | 43409.4583 | 11164.9518
2018-11-05 12:00 | 43409.5 | 10940.5666
2018-11-05 13:00 | 43409.5417 | 10890.5821
2018-11-05 14:00 | 43409.5833 | 10753.5807
2018-11-05 15:00 | 43409.625 | 10724.4363
2018-11-05 16:00 | 43409.6667 | 10836.5347
2018-11-05 17:00 | 43409.7083 | 11543.5812
2018-11-05 18:00 | 43409.75 | 11593.754
2018-11-05 19:00 | 43409.7917 | 11073.2475
2018-11-05 20:00 | 43409.8333 | 10462.315
2018-11-05 21:00 | 43409.875 | 9910.9695
2018-11-05 22:00 | 43409.9167 | 9975.5609
2018-11-05 23:00 | 43409.9583 | 9739.0364
2018-11-06 | 43410 | 9236.7042
2018-11-06 01:00 | 43410.0417 | 8814.4513
2018-11-06 02:00 | 43410.0833 | 8541.8119
2018-11-06 03:00 | 43410.125 | 8444.8426
2018-11-06 04:00 | 43410.1667 | 8519.7728
2018-11-06 05:00 | 43410.2083 | 8929.2422
2018-11-06 06:00 | 43410.25 | 9831.142
2018-11-06 07:00 | 43410.2917 | 10612.5955
2018-11-06 08:00 | 43410.3333 | 10821.7395
2018-11-06 09:00 | 43410.375 | 11021.6576
2018-11-06 10:00 | 43410.4167 | 11115.6015
2018-11-06 11:00 | 43410.4583 | 11244.5266
2018-11-06 12:00 | 43410.5 | 11055.2515
2018-11-06 13:00 | 43410.5417 | 11013.0957
2018-11-06 14:00 | 43410.5833 | 10897.5288
2018-11-06 15:00 | 43410.625 | 10872.9429
2018-11-06 16:00 | 43410.6667 | 10967.5012
2018-11-06 17:00 | 43410.7083 | 11563.906
2018-11-06 18:00 | 43410.75 | 11606.2303
2018-11-06 19:00 | 43410.7917 | 11167.1715
2018-11-06 20:00 | 43410.8333 | 10651.8478
2018-11-06 21:00 | 43410.875 | 10186.786
2018-11-06 22:00 | 43410.9167 | 10241.2694
2018-11-06 23:00 | 43410.9583 | 10041.7576
2018-11-07 | 43411 | 9263.0224
2018-11-07 01:00 | 43411.0417 | 8840.9815
2018-11-07 02:00 | 43411.0833 | 8568.4779
2018-11-07 03:00 | 43411.125 | 8471.5572
2018-11-07 04:00 | 43411.1667 | 8546.4496
2018-11-07 05:00 | 43411.2083 | 8955.7149
2018-11-07 06:00 | 43411.25 | 9857.1629
2018-11-07 07:00 | 43411.2917 | 10638.2219
2018-11-07 08:00 | 43411.3333 | 10847.2669
2018-11-07 09:00 | 43411.375 | 11047.0859
2018-11-07 10:00 | 43411.4167 | 11140.9703
2018-11-07 11:00 | 43411.4583 | 11269.8359
2018-11-07 12:00 | 43411.5 | 11080.6599
2018-11-07 13:00 | 43411.5417 | 11038.5239
2018-11-07 14:00 | 43411.5833 | 10923.0166
2018-11-07 15:00 | 43411.625 | 10898.4405
2018-11-07 16:00 | 43411.6667 | 10992.9492
2018-11-07 17:00 | 43411.7083 | 11589.0568
2018-11-07 18:00 | 43411.75 | 11631.3613
2018-11-07 19:00 | 43411.7917 | 11192.5304
2018-11-07 20:00 | 43411.8333 | 10677.4544
2018-11-07 21:00 | 43411.875 | 10212.6205
2018-11-07 22:00 | 43411.9167 | 10267.0842
2018-11-07 23:00 | 43411.9583 | 10067.6715
2018-11-08 | 43412 | 9276.2895
2018-11-08 01:00 | 43412.0417 | 8854.3576
2018-11-08 02:00 | 43412.0833 | 8581.9244
2018-11-08 03:00 | 43412.125 | 8485.0284
2018-11-08 04:00 | 43412.1667 | 8559.9011
2018-11-08 05:00 | 43412.2083 | 8969.0613
2018-11-08 06:00 | 43412.25 | 9870.2793
2018-11-08 07:00 | 43412.2917 | 10651.1442
2018-11-08 08:00 | 43412.3333 | 10860.1197
2018-11-08 09:00 | 43412.375 | 11059.8892
2018-11-08 10:00 | 43412.4167 | 11153.7637
2018-11-08 11:00 | 43412.4583 | 11282.5897
2018-11-08 12:00 | 43412.5 | 11093.4632
2018-11-08 13:00 | 43412.5417 | 11051.3371
2018-11-08 14:00 | 43412.5833 | 10935.8595
2018-11-08 15:00 | 43412.625 | 10911.2934
2018-11-08 16:00 | 43412.6667 | 11005.7724
2018-11-08 17:00 | 43412.7083 | 11601.7313
2018-11-08 18:00 | 43412.75 | 11644.016
2018-11-08 19:00 | 43412.7917 | 11205.304
2018-11-08 20:00 | 43412.8333 | 10690.3568
2018-11-08 21:00 | 43412.875 | 10225.6518
2018-11-08 22:00 | 43412.9167 | 10280.0956
2018-11-08 23:00 | 43412.9583 | 10080.7324
2018-11-09 | 43413 | 9303.0377
2018-11-09 01:00 | 43413.0417 | 8881.3278
2018-11-09 02:00 | 43413.0833 | 8609.0373
2018-11-09 03:00 | 43413.125 | 8512.1928
2018-11-09 04:00 | 43413.1667 | 8587.0259
2018-11-09 05:00 | 43413.2083 | 8995.9711
2018-11-09 06:00 | 43413.25 | 9896.7144
2018-11-09 07:00 | 43413.2917 | 10677.167
2018-11-09 08:00 | 43413.3333 | 10886.0435
2018-11-09 09:00 | 43413.375 | 11085.704
2018-11-09 10:00 | 43413.4167 | 11179.519
2018-11-09 11:00 | 43413.4583 | 11308.2855
2018-11-09 12:00 | 43413.5 | 11119.2582
2018-11-09 13:00 | 43413.5417 | 11077.1519
2018-11-09 14:00 | 43413.5833 | 10961.7337
2018-11-09 15:00 | 43413.625 | 10937.1775
2018-11-09 16:00 | 43413.6667 | 11031.6169
2018-11-09 17:00 | 43413.7083 | 11627.2587
2018-11-09 18:00 | 43413.75 | 11669.5235
2018-11-09 19:00 | 43413.7917 | 11231.0296
2018-11-09 20:00 | 43413.8333 | 10716.3599
2018-11-09 21:00 | 43413.875 | 10251.8926
2018-11-09 22:00 | 43413.9167 | 10306.3167
2018-11-09 23:00 | 43413.9583 | 10107.0625
2018-11-10 | 43414 | 9098.6791
2018-11-10 01:00 | 43414.0417 | 8637.3542
2018-11-10 02:00 | 43414.0833 | 8332.8839
2018-11-10 03:00 | 43414.125 | 8130.2545
2018-11-10 04:00 | 43414.1667 | 8081.5395
2018-11-10 05:00 | 43414.2083 | 8139.7034
2018-11-10 06:00 | 43414.25 | 8418.136
2018-11-10 07:00 | 43414.2917 | 8722.3962
2018-11-10 08:00 | 43414.3333 | 9074.5311
2018-11-10 09:00 | 43414.375 | 9541.9435
2018-11-10 10:00 | 43414.4167 | 9773.3408
2018-11-10 11:00 | 43414.4583 | 9966.3152
2018-11-10 12:00 | 43414.5 | 9989.4146
2018-11-10 13:00 | 43414.5417 | 9814.7068
2018-11-10 14:00 | 43414.5833 | 9663.1024
2018-11-10 15:00 | 43414.625 | 9656.1725
2018-11-10 16:00 | 43414.6667 | 9760.9517
2018-11-10 17:00 | 43414.7083 | 10335.6692
2018-11-10 18:00 | 43414.75 | 10389.0031
2018-11-10 19:00 | 43414.7917 | 9988.7804
2018-11-10 20:00 | 43414.8333 | 9582.05
2018-11-10 21:00 | 43414.875 | 9201.9886
2018-11-10 22:00 | 43414.9167 | 9236.0046
2018-11-10 23:00 | 43414.9583 | 9188.1289
2018-11-11 | 43415 | 7786.7608
2018-11-11 01:00 | 43415.0417 | 7414.1614
2018-11-11 02:00 | 43415.0833 | 7153.5781
2018-11-11 03:00 | 43415.125 | 7003.2779
2018-11-11 04:00 | 43415.1667 | 6953.8087
2018-11-11 05:00 | 43415.2083 | 7006.2716
2018-11-11 06:00 | 43415.25 | 7183.985
2018-11-11 07:00 | 43415.2917 | 7310.8103
2018-11-11 08:00 | 43415.3333 | 7545.8711
2018-11-11 09:00 | 43415.375 | 7971.5637
2018-11-11 10:00 | 43415.4167 | 8295.4818
2018-11-11 11:00 | 43415.4583 | 8536.8442
2018-11-11 12:00 | 43415.5 | 8632.4757
2018-11-11 13:00 | 43415.5417 | 8393.4757
2018-11-11 14:00 | 43415.5833 | 8165.1901
2018-11-11 15:00 | 43415.625 | 8032.5341
2018-11-11 16:00 | 43415.6667 | 8101.3826
2018-11-11 17:00 | 43415.7083 | 8698.9598
2018-11-11 18:00 | 43415.75 | 9011.6908
2018-11-11 19:00 | 43415.7917 | 8854.7748
2018-11-11 20:00 | 43415.8333 | 8598.2872
2018-11-11 21:00 | 43415.875 | 8271.534
2018-11-11 22:00 | 43415.9167 | 8260.3479
2018-11-11 23:00 | 43415.9583 | 8122.8094
2018-11-12 | 43416 | 8919.7665
2018-11-12 01:00 | 43416.0417 | 8420.5401
2018-11-12 02:00 | 43416.0833 | 8098.2006
2018-11-12 03:00 | 43416.125 | 7983.5544
2018-11-12 04:00 | 43416.1667 | 8072.1431
2018-11-12 05:00 | 43416.2083 | 8556.2573
2018-11-12 06:00 | 43416.25 | 9622.5678
2018-11-12 07:00 | 43416.2917 | 10546.478
2018-11-12 08:00 | 43416.3333 | 10793.7446
2018-11-12 09:00 | 43416.375 | 11030.1106
2018-11-12 10:00 | 43416.4167 | 11141.1685
2018-11-12 11:00 | 43416.4583 | 11293.5994
2018-11-12 12:00 | 43416.5 | 11069.8286
2018-11-12 13:00 | 43416.5417 | 11019.9829
2018-11-12 14:00 | 43416.5833 | 10883.3481
2018-11-12 15:00 | 43416.625 | 10854.2829
2018-11-12 16:00 | 43416.6667 | 10966.0742
2018-11-12 17:00 | 43416.7083 | 11671.1982
2018-11-12 18:00 | 43416.75 | 11721.2323
2018-11-12 19:00 | 43416.7917 | 11202.1527
2018-11-12 20:00 | 43416.8333 | 10592.8752
2018-11-12 21:00 | 43416.875 | 10043.036
2018-11-12 22:00 | 43416.9167 | 10107.4589
2018-11-12 23:00 | 43416.9583 | 9871.5755
2018-11-13 | 43417 | 9371.0995
2018-11-13 01:00 | 43417.0417 | 8949.9713
2018-11-13 02:00 | 43417.0833 | 8678.0593
2018-11-13 03:00 | 43417.125 | 8581.3476
2018-11-13 04:00 | 43417.1667 | 8656.0776
2018-11-13 05:00 | 43417.2083 | 9064.457
2018-11-13 06:00 | 43417.25 | 9963.9566
2018-11-13 07:00 | 43417.2917 | 10743.3241
2018-11-13 08:00 | 43417.3333 | 10951.9132
2018-11-13 09:00 | 43417.375 | 11151.2962
2018-11-13 10:00 | 43417.4167 | 11244.9824
2018-11-13 11:00 | 43417.4583 | 11373.5706
2018-11-13 12:00 | 43417.5 | 11184.8009
2018-11-13 13:00 | 43417.5417 | 11142.764
2018-11-13 14:00 | 43417.5833 | 11027.4944
2018-11-13 15:00 | 43417.625 | 11002.9878
2018-11-13 16:00 | 43417.6667 | 11097.2884
2018-11-13 17:00 | 43417.7083 | 11692.0978
2018-11-13 18:00 | 43417.75 | 11734.3131
2018-11-13 19:00 | 43417.7917 | 11296.4335
2018-11-13 20:00 | 43417.8333 | 10782.4674
2018-11-13 21:00 | 43417.875 | 10318.6443
2018-11-13 22:00 | 43417.9167 | 10372.9891
2018-11-13 23:00 | 43417.9583 | 10174.0124
2018-11-14 | 43418 | 9384.9076
2018-11-14 01:00 | 43418.0417 | 8963.9013
2018-11-14 02:00 | 43418.0833 | 8692.0666
2018-11-14 03:00 | 43418.125 | 8595.3837
2018-11-14 04:00 | 43418.1667 | 8670.0919
2018-11-14 05:00 | 43418.2083 | 9078.3543
2018-11-14 06:00 | 43418.25 | 9977.5924
2018-11-14 07:00 | 43418.2917 | 10756.7418
2018-11-14 08:00 | 43418.3333 | 10965.2616
2018-11-14 09:00 | 43418.375 | 11164.595
2018-11-14 10:00 | 43418.4167 | 11258.2515
2018-11-14 11:00 | 43418.4583 | 11386.8
2018-11-14 12:00 | 43418.5 | 11198.0898
2018-11-14 13:00 | 43418.5417 | 11156.0529
2018-11-14 14:00 | 43418.5833 | 11040.8329
2018-11-14 15:00 | 43418.625 | 11016.3163
2018-11-14 16:00 | 43418.6667 | 11110.5971
2018-11-14 17:00 | 43418.7083 | 11705.238
2018-11-14 18:00 | 43418.75 | 11747.4335
2018-11-14 19:00 | 43418.7917 | 11309.6828
2018-11-14 20:00 | 43418.8333 | 10795.8752
2018-11-14 21:00 | 43418.875 | 10332.181
2018-11-14 22:00 | 43418.9167 | 10386.5059
2018-11-14 23:00 | 43418.9583 | 10187.5787
2018-11-15 | 43419 | 9412.7142
2018-11-15 01:00 | 43419.0417 | 8991.9567
2018-11-15 02:00 | 43419.0833 | 8720.2825
2018-11-15 03:00 | 43419.125 | 8623.656
2018-11-15 04:00 | 43419.1667 | 8698.3206
2018-11-15 05:00 | 43419.2083 | 9106.3413
2018-11-15 06:00 | 43419.25 | 10005.0521
2018-11-15 07:00 | 43419.2917 | 10783.7358
2018-11-15 08:00 | 43419.3333 | 10992.1367
2018-11-15 09:00 | 43419.375 | 11191.3512
2018-11-15 10:00 | 43419.4167 | 11284.9581
2018-11-15 11:00 | 43419.4583 | 11413.4274
2018-11-15 12:00 | 43419.5 | 11224.8261
2018-11-15 13:00 | 43419.5417 | 11182.8189
2018-11-15 14:00 | 43419.5833 | 11067.6584
2018-11-15 15:00 | 43419.625 | 11043.1617
2018-11-15 16:00 | 43419.6667 | 11137.383
2018-11-15 17:00 | 43419.7083 | 11731.6771
2018-11-15 18:00 | 43419.75 | 11773.8527
2018-11-15 19:00 | 43419.7917 | 11336.3498
2018-11-15 20:00 | 43419.8333 | 10822.8494
2018-11-15 21:00 | 43419.875 | 10359.4326
2018-11-15 22:00 | 43419.9167 | 10413.7278
2018-11-15 23:00 | 43419.9583 | 10214.9196
2018-11-16 | 43420 | 9426.7107
2018-11-16 01:00 | 43420.0417 | 9006.079
2018-11-16 02:00 | 43420.0833 | 8734.487
2018-11-16 03:00 | 43420.125 | 8637.8893
2018-11-16 04:00 | 43420.1667 | 8712.5321
2018-11-16 05:00 | 43420.2083 | 9120.4299
2018-11-16 06:00 | 43420.25 | 10018.8662
2018-11-16 07:00 | 43420.2917 | 10797.322
2018-11-16 08:00 | 43420.3333 | 11005.6634
2018-11-16 09:00 | 43420.375 | 11204.8085
2018-11-16 10:00 | 43420.4167 | 11298.3857
2018-11-16 11:00 | 43420.4583 | 11426.8253
2018-11-16 12:00 | 43420.5 | 11238.2736
2018-11-16 13:00 | 43420.5417 | 11196.2862
2018-11-16 14:00 | 43420.5833 | 11081.1554
2018-11-16 15:00 | 43420.625 | 11056.6686
2018-11-16 16:00 | 43420.6667 | 11150.8602
2018-11-16 17:00 | 43420.7083 | 11744.9759
2018-11-16 18:00 | 43420.75 | 11787.1317
2018-11-16 19:00 | 43420.7917 | 11349.7675
2018-11-16 20:00 | 43420.8333 | 10836.4158
2018-11-16 21:00 | 43420.875 | 10373.1377
2018-11-16 22:00 | 43420.9167 | 10427.423
2018-11-16 23:00 | 43420.9583 | 10228.6742
2018-11-17 | 43421 | 9227.8539
2018-11-17 01:00 | 43421.0417 | 8765.0218
2018-11-17 02:00 | 43421.0833 | 8459.5575
2018-11-17 03:00 | 43421.125 | 8256.2651
2018-11-17 04:00 | 43421.1667 | 8207.3915
2018-11-17 05:00 | 43421.2083 | 8265.7448
2018-11-17 06:00 | 43421.25 | 8545.0871
2018-11-17 07:00 | 43421.2917 | 8850.3412
2018-11-17 08:00 | 43421.3333 | 9203.6267
2018-11-17 09:00 | 43421.375 | 9672.5681
2018-11-17 10:00 | 43421.4167 | 9904.7205
2018-11-17 11:00 | 43421.4583 | 10098.3221
2018-11-17 12:00 | 43421.5 | 10121.491
2018-11-17 13:00 | 43421.5417 | 9946.2183
2018-11-17 14:00 | 43421.5833 | 9794.1224
2018-11-17 15:00 | 43421.625 | 9787.1697
2018-11-17 16:00 | 43421.6667 | 9892.2917
2018-11-17 17:00 | 43421.7083 | 10468.8851
2018-11-17 18:00 | 43421.75 | 10522.3876
2018-11-17 19:00 | 43421.7917 | 10120.8667
2018-11-17 20:00 | 43421.8333 | 9712.8044
2018-11-17 21:00 | 43421.875 | 9331.5013
2018-11-17 22:00 | 43421.9167 | 9365.6283
2018-11-17 23:00 | 43421.9583 | 9317.597
2018-11-18 | 43422 | 8940.1974
2018-11-18 01:00 | 43422.0417 | 8515.5066
2018-11-18 02:00 | 43422.0833 | 8218.4944
2018-11-18 03:00 | 43422.125 | 8047.1816
2018-11-18 04:00 | 43422.1667 | 7990.7964
2018-11-18 05:00 | 43422.2083 | 8050.5935
2018-11-18 06:00 | 43422.25 | 8253.1515
2018-11-18 07:00 | 43422.2917 | 8397.7072
2018-11-18 08:00 | 43422.3333 | 8665.6305
2018-11-18 09:00 | 43422.375 | 9150.8358
2018-11-18 10:00 | 43422.4167 | 9520.0391
2018-11-18 11:00 | 43422.4583 | 9795.1431
2018-11-18 12:00 | 43422.5 | 9904.1447
2018-11-18 13:00 | 43422.5417 | 9631.7323
2018-11-18 14:00 | 43422.5833 | 9371.5315
2018-11-18 15:00 | 43422.625 | 9220.3304
2018-11-18 16:00 | 43422.6667 | 9298.8043
2018-11-18 17:00 | 43422.7083 | 9979.9212
2018-11-18 18:00 | 43422.75 | 10336.3727
2018-11-18 19:00 | 43422.7917 | 10157.5226
2018-11-18 20:00 | 43422.8333 | 9865.1768
2018-11-18 21:00 | 43422.875 | 9492.7429
2018-11-18 22:00 | 43422.9167 | 9479.9931
2018-11-18 23:00 | 43422.9583 | 9323.2257
2018-11-19 | 43423 | 9043.0025
2018-11-19 01:00 | 43423.0417 | 8544.435
2018-11-19 02:00 | 43423.0833 | 8222.5197
2018-11-19 03:00 | 43423.125 | 8108.0241
2018-11-19 04:00 | 43423.1667 | 8196.4958
2018-11-19 05:00 | 43423.2083 | 8679.9718
2018-11-19 06:00 | 43423.25 | 9744.8781
2018-11-19 07:00 | 43423.2917 | 10667.5645
2018-11-19 08:00 | 43423.3333 | 10914.5041
2018-11-19 09:00 | 43423.375 | 11150.5629
2018-11-19 10:00 | 43423.4167 | 11261.4821
2018-11-19 11:00 | 43423.4583 | 11413.7048
2018-11-19 12:00 | 43423.5 | 11190.2314
2018-11-19 13:00 | 43423.5417 | 11140.455
2018-11-19 14:00 | 43423.5833 | 11003.9986
2018-11-19 15:00 | 43423.625 | 10974.9731
2018-11-19 16:00 | 43423.6667 | 11086.6156
2018-11-19 17:00 | 43423.7083 | 11790.8082
2018-11-19 18:00 | 43423.75 | 11840.7828
2018-11-19 19:00 | 43423.7917 | 11322.3771
2018-11-19 20:00 | 43423.8333 | 10713.9122
2018-11-19 21:00 | 43423.875 | 10164.7964
2018-11-19 22:00 | 43423.9167 | 10229.1301
2018-11-19 23:00 | 43423.9583 | 9993.5569
2018-11-20 | 43424 | 9497.5768
2018-11-20 01:00 | 43424.0417 | 9077.6031
2018-11-20 02:00 | 43424.0833 | 8806.4344
2018-11-20 03:00 | 43424.125 | 8709.9883
2018-11-20 04:00 | 43424.1667 | 8784.5141
2018-11-20 05:00 | 43424.2083 | 9191.7747
2018-11-20 06:00 | 43424.25 | 10088.8088
2018-11-20 07:00 | 43424.2917 | 10866.0457
2018-11-20 08:00 | 43424.3333 | 11074.0601
2018-11-20 09:00 | 43424.375 | 11272.898
2018-11-20 10:00 | 43424.4167 | 11366.3365
2018-11-20 11:00 | 43424.4583 | 11494.558
2018-11-20 12:00 | 43424.5 | 11306.3135
2018-11-20 13:00 | 43424.5417 | 11264.3856
2018-11-20 14:00 | 43424.5833 | 11149.4431
2018-11-20 15:00 | 43424.625 | 11124.9959
2018-11-20 16:00 | 43424.6667 | 11219.0389
2018-11-20 17:00 | 43424.7083 | 11812.2231
2018-11-20 18:00 | 43424.75 | 11854.3095
2018-11-20 19:00 | 43424.7917 | 11417.6291
2018-11-20 20:00 | 43424.8333 | 10905.08
2018-11-20 21:00 | 43424.875 | 10442.5254
2018-11-20 22:00 | 43424.9167 | 10496.7215
2018-11-20 23:00 | 43424.9583 | 10298.2898
2018-11-21 | 43425 | 9511.9211
2018-11-21 01:00 | 43425.0417 | 9092.0842
2018-11-21 02:00 | 43425.0833 | 8821.0046
2018-11-21 03:00 | 43425.125 | 8724.5892
2018-11-21 04:00 | 43425.1667 | 8799.0903
2018-11-21 05:00 | 43425.2083 | 9206.219
2018-11-21 06:00 | 43425.25 | 10102.9599
2018-11-21 07:00 | 43425.2917 | 10879.949
2018-11-21 08:00 | 43425.3333 | 11087.894
2018-11-21 09:00 | 43425.375 | 11286.6725
2018-11-21 10:00 | 43425.4167 | 11380.0713
2018-11-21 11:00 | 43425.4583 | 11508.2532
2018-11-21 12:00 | 43425.5 | 11320.0682
2018-11-21 13:00 | 43425.5417 | 11278.1601
2018-11-21 14:00 | 43425.5833 | 11163.2473
2018-11-21 15:00 | 43425.625 | 11138.81
2018-11-21 16:00 | 43425.6667 | 11232.8232
2018-11-21 17:00 | 43425.7083 | 11825.8092
2018-11-21 18:00 | 43425.75 | 11867.8957
2018-11-21 19:00 | 43425.7917 | 11431.354
2018-11-21 20:00 | 43425.8333 | 10918.9734
2018-11-21 21:00 | 43425.875 | 10456.5674
2018-11-21 22:00 | 43425.9167 | 10510.7437
2018-11-21 23:00 | 43425.9583 | 10312.3715
2018-11-22 | 43426 | 9540.7732
2018-11-22 01:00 | 43426.0417 | 9121.2127
2018-11-22 02:00 | 43426.0833 | 8850.3115
2018-11-22 03:00 | 43426.125 | 8753.9596
2018-11-22 04:00 | 43426.1667 | 8828.4121
2018-11-22 05:00 | 43426.2083 | 9235.2723
2018-11-22 06:00 | 43426.25 | 10131.4205
2018-11-22 07:00 | 43426.2917 | 10907.8944
2018-11-22 08:00 | 43426.3333 | 11115.7006
2018-11-22 09:00 | 43426.375 | 11314.3503
2018-11-22 10:00 | 43426.4167 | 11407.6896
2018-11-22 11:00 | 43426.4583 | 11535.7922
2018-11-22 12:00 | 43426.5 | 11347.7261
2018-11-22 13:00 | 43426.5417 | 11305.8378
2018-11-22 14:00 | 43426.5833 | 11191.0043
2018-11-22 15:00 | 43426.625 | 11166.5869
2018-11-22 16:00 | 43426.6667 | 11260.5307
2018-11-22 17:00 | 43426.7083 | 11853.1402
2018-11-22 18:00 | 43426.75 | 11895.187
2018-11-22 19:00 | 43426.7917 | 11458.9327
2018-11-22 20:00 | 43426.8333 | 10946.889
2018-11-22 21:00 | 43426.875 | 10484.7902
2018-11-22 22:00 | 43426.9167 | 10538.9367
2018-11-22 23:00 | 43426.9583 | 10340.6934
2018-11-23 | 43427 | 9555.277
2018-11-23 01:00 | 43427.0417 | 9135.8583
2018-11-23 02:00 | 43427.0833 | 8865.0492
2018-11-23 03:00 | 43427.125 | 8768.73
2018-11-23 04:00 | 43427.1667 | 8843.1567
2018-11-23 05:00 | 43427.2083 | 9249.8802
2018-11-23 06:00 | 43427.25 | 10145.7301
2018-11-23 07:00 | 43427.2917 | 10921.9364
2018-11-23 08:00 | 43427.3333 | 11129.6733
2018-11-23 09:00 | 43427.375 | 11328.2536
2018-11-23 10:00 | 43427.4167 | 11421.5632
2018-11-23 11:00 | 43427.4583 | 11549.6262
2018-11-23 12:00 | 43427.5 | 11361.6294
2018-11-23 13:00 | 43427.5417 | 11319.751
2018-11-23 14:00 | 43427.5833 | 11204.9572
2018-11-23 15:00 | 43427.625 | 11180.5397
2018-11-23 16:00 | 43427.6667 | 11274.4638
2018-11-23 17:00 | 43427.7083 | 11866.8651
2018-11-23 18:00 | 43427.75 | 11908.902
2018-11-23 19:00 | 43427.7917 | 11472.7963
2018-11-23 20:00 | 43427.8333 | 10960.9211
2018-11-23 21:00 | 43427.875 | 10498.9809
2018-11-23 22:00 | 43427.9167 | 10553.0977
2018-11-23 23:00 | 43427.9583 | 10354.9237
2018-11-24 | 43428 | 9360.4882
2018-11-24 01:00 | 43428.0417 | 8896.3876
2018-11-24 02:00 | 43428.0833 | 8590.086
2018-11-24 03:00 | 43428.125 | 8386.2367
2018-11-24 04:00 | 43428.1667 | 8337.2283
2018-11-24 05:00 | 43428.2083 | 8395.7431
2018-11-24 06:00 | 43428.25 | 8675.8504
2018-11-24 07:00 | 43428.2917 | 8981.9409
2018-11-24 08:00 | 43428.3333 | 9336.1946
2018-11-24 09:00 | 43428.375 | 9806.4213
2018-11-24 10:00 | 43428.4167 | 10039.2108
2018-11-24 11:00 | 43428.4583 | 10233.3417
2018-11-24 12:00 | 43428.5 | 10256.5799
2018-11-24 13:00 | 43428.5417 | 10080.8216
2018-11-24 14:00 | 43428.5833 | 9928.3115
2018-11-24 15:00 | 43428.625 | 9921.3351
2018-11-24 16:00 | 43428.6667 | 10026.7444
2018-11-24 17:00 | 43428.7083 | 10604.9155
2018-11-24 18:00 | 43428.75 | 10658.5764
2018-11-24 19:00 | 43428.7917 | 10255.9457
2018-11-24 20:00 | 43428.8333 | 9846.7686
2018-11-24 21:00 | 43428.875 | 9464.42
2018-11-24 22:00 | 43428.9167 | 9498.6412
2018-11-24 23:00 | 43428.9583 | 9450.4781
2018-11-25 | 43429 | 9043.159
2018-11-25 01:00 | 43429.0417 | 8616.0385
2018-11-25 02:00 | 43429.0833 | 8317.3237
2018-11-25 03:00 | 43429.125 | 8145.0308
2018-11-25 04:00 | 43429.1667 | 8088.3216
2018-11-25 05:00 | 43429.2083 | 8148.4616
2018-11-25 06:00 | 43429.25 | 8352.1801
2018-11-25 07:00 | 43429.2917 | 8497.5641
2018-11-25 08:00 | 43429.3333 | 8767.0205
2018-11-25 09:00 | 43429.375 | 9255.0054
2018-11-25 10:00 | 43429.4167 | 9626.3216
2018-11-25 11:00 | 43429.4583 | 9903.0021
2018-11-25 12:00 | 43429.5 | 10012.6231
2018-11-25 13:00 | 43429.5417 | 9738.6549
2018-11-25 14:00 | 43429.5833 | 9476.9637
2018-11-25 15:00 | 43429.625 | 9324.8975
2018-11-25 16:00 | 43429.6667 | 9403.8213
2018-11-25 17:00 | 43429.7083 | 10088.8386
2018-11-25 18:00 | 43429.75 | 10447.3316
2018-11-25 19:00 | 43429.7917 | 10267.4508
2018-11-25 20:00 | 43429.8333 | 9973.4402
2018-11-25 21:00 | 43429.875 | 9598.8697
2018-11-25 22:00 | 43429.9167 | 9586.0466
2018-11-25 23:00 | 43429.9583 | 9428.3824
2018-11-26 | 43430 | 9152.4005
2018-11-26 01:00 | 43430.0417 | 8653.8112
2018-11-26 02:00 | 43430.0833 | 8331.883
2018-11-26 03:00 | 43430.125 | 8217.3825
2018-11-26 04:00 | 43430.1667 | 8305.8582
2018-11-26 05:00 | 43430.2083 | 8789.354
2018-11-26 06:00 | 43430.25 | 9854.3039
2018-11-26 07:00 | 43430.2917 | 10777.0369
2018-11-26 08:00 | 43430.3333 | 11023.9864
2018-11-26 09:00 | 43430.375 | 11260.0452
2018-11-26 10:00 | 43430.4167 | 11370.9643
2018-11-26 11:00 | 43430.4583 | 11523.197
2018-11-26 12:00 | 43430.5 | 11299.7136
2018-11-26 13:00 | 43430.5417 | 11249.9373
2018-11-26 14:00 | 43430.5833 | 11113.4709
2018-11-26 15:00 | 43430.625 | 11084.4454
2018-11-26 16:00 | 43430.6667 | 11196.0979
2018-11-26 17:00 | 43430.7083 | 11900.3202
2018-11-26 18:00 | 43430.75 | 11950.2948
2018-11-26 19:00 | 43430.7917 | 11431.8693
2018-11-26 20:00 | 43430.8333 | 10823.3746
2018-11-26 21:00 | 43430.875 | 10274.239
2018-11-26 22:00 | 43430.9167 | 10338.5727
2018-11-26 23:00 | 43430.9583 | 10102.9896
2018-11-27 | 43431 | 9613.8086
2018-11-27 01:00 | 43431.0417 | 9194.9706
2018-11-27 02:00 | 43431.0833 | 8924.5351
2018-11-27 03:00 | 43431.125 | 8828.3496
2018-11-27 04:00 | 43431.1667 | 8902.6743
2018-11-27 05:00 | 43431.2083 | 9308.8329
2018-11-27 06:00 | 43431.25 | 10203.4442
2018-11-27 07:00 | 43431.2917 | 10978.5802
2018-11-27 08:00 | 43431.3333 | 11186.0297
2018-11-27 09:00 | 43431.375 | 11384.3325
2018-11-27 10:00 | 43431.4167 | 11477.5133
2018-11-27 11:00 | 43431.4583 | 11605.3979
2018-11-27 12:00 | 43431.5 | 11417.6588
2018-11-27 13:00 | 43431.5417 | 11375.8399
2018-11-27 14:00 | 43431.5833 | 11261.2046
2018-11-27 15:00 | 43431.625 | 11236.8267
2018-11-27 16:00 | 43431.6667 | 11330.6121
2018-11-27 17:00 | 43431.7083 | 11922.1909
2018-11-27 18:00 | 43431.75 | 11964.1684
2018-11-27 19:00 | 43431.7917 | 11528.6771
2018-11-27 20:00 | 43431.8333 | 11017.5055
2018-11-27 21:00 | 43431.875 | 10556.2093
2018-11-27 22:00 | 43431.9167 | 10610.2568
2018-11-27 23:00 | 43431.9583 | 10412.3504
2018-11-28 | 43432 | 9628.5631
2018-11-28 01:00 | 43432.0417 | 9209.8737
2018-11-28 02:00 | 43432.0833 | 8939.5344
2018-11-28 03:00 | 43432.125 | 8843.3836
2018-11-28 04:00 | 43432.1667 | 8917.6806
2018-11-28 05:00 | 43432.2083 | 9323.6965
2018-11-28 06:00 | 43432.25 | 10217.9817
2018-11-28 07:00 | 43432.2917 | 10992.8502
2018-11-28 08:00 | 43432.3333 | 11200.2203
2018-11-28 09:00 | 43432.375 | 11398.4538
2018-11-28 10:00 | 43432.4167 | 11491.6049
2018-11-28 11:00 | 43432.4583 | 11619.4399
2018-11-28 12:00 | 43432.5 | 11431.7702
2018-11-28 13:00 | 43432.5417 | 11389.9711
2018-11-28 14:00 | 43432.5833 | 11275.3754
2018-11-28 15:00 | 43432.625 | 11250.9976
2018-11-28 16:00 | 43432.6667 | 11344.7532
2018-11-28 17:00 | 43432.7083 | 11936.1239
2018-11-28 18:00 | 43432.75 | 11978.0915
2018-11-28 19:00 | 43432.7917 | 11542.7488
2018-11-28 20:00 | 43432.8333 | 11031.7655
2018-11-28 21:00 | 43432.875 | 10570.6279
2018-11-28 22:00 | 43432.9167 | 10624.6556
2018-11-28 23:00 | 43432.9583 | 10426.8185
2018-11-29 | 43433 | 9643.3653
2018-11-29 01:00 | 43433.0417 | 9224.8265
2018-11-29 02:00 | 43433.0833 | 8954.5842
2018-11-29 03:00 | 43433.125 | 8858.4672
2018-11-29 04:00 | 43433.1667 | 8932.7393
2018-11-29 05:00 | 43433.2083 | 9338.6076
2018-11-29 06:00 | 43433.25 | 10232.5786
2018-11-29 07:00 | 43433.2917 | 11007.1597
2018-11-29 08:00 | 43433.3333 | 11214.4606
2018-11-29 09:00 | 43433.375 | 11412.6247
2018-11-29 10:00 | 43433.4167 | 11505.7361
2018-11-29 11:00 | 43433.4583 | 11633.5216
2018-11-29 12:00 | 43433.5 | 11445.9212
2018-11-29 13:00 | 43433.5417 | 11404.1321
2018-11-29 14:00 | 43433.5833 | 11289.5859
2018-11-29 15:00 | 43433.625 | 11265.218
2018-11-29 16:00 | 43433.6667 | 11358.9439
2018-11-29 17:00 | 43433.7083 | 11950.0966
2018-11-29 18:00 | 43433.75 | 11992.0443
2018-11-29 19:00 | 43433.7917 | 11556.8602
2018-11-29 20:00 | 43433.8333 | 11046.0652
2018-11-29 21:00 | 43433.875 | 10585.0862
2018-11-29 22:00 | 43433.9167 | 10639.094
2018-11-29 23:00 | 43433.9583 | 10441.3362
2018-11-30 | 43434 | 9658.2129
2018-11-30 01:00 | 43434.0417 | 9239.8258
2018-11-30 02:00 | 43434.0833 | 8969.6836
2018-11-30 03:00 | 43434.125 | 8873.6013
2018-11-30 04:00 | 43434.1667 | 8947.8457
2018-11-30 05:00 | 43434.2083 | 9353.5672
2018-11-30 06:00 | 43434.25 | 10247.2053
2018-11-30 07:00 | 43434.2917 | 11021.509
2018-11-30 08:00 | 43434.3333 | 11228.7404
2018-11-30 09:00 | 43434.375 | 11426.8253
2018-11-30 10:00 | 43434.4167 | 11519.907
2018-11-30 11:00 | 43434.4583 | 11647.6528
2018-11-30 12:00 | 43434.5 | 11460.1119
2018-11-30 13:00 | 43434.5417 | 11418.3426
2018-11-30 14:00 | 43434.5833 | 11303.8361
2018-11-30 15:00 | 43434.625 | 11279.4781
2018-11-30 16:00 | 43434.6667 | 11373.1643
2018-11-30 17:00 | 43434.7083 | 11964.1089
2018-11-30 18:00 | 43434.75 | 12006.0368
2018-11-30 19:00 | 43434.7917 | 11571.0113
2018-11-30 20:00 | 43434.8333 | 11060.3946
2018-11-30 21:00 | 43434.875 | 10599.594
2018-11-30 22:00 | 43434.9167 | 10653.582
2018-11-30 23:00 | 43434.9583 | 10455.8935
2018-12-01 | 43435 | 9592.6395
2018-12-01 01:00 | 43435.0417 | 9073.995
2018-12-01 02:00 | 43435.0833 | 8706.9876
2018-12-01 03:00 | 43435.125 | 8494.0353
2018-12-01 04:00 | 43435.1667 | 8440.413
2018-12-01 05:00 | 43435.2083 | 8516.012
2018-12-01 06:00 | 43435.25 | 8812.0353
2018-12-01 07:00 | 43435.2917 | 9097.9487
2018-12-01 08:00 | 43435.3333 | 9616.1532
2018-12-01 09:00 | 43435.375 | 9943.3841
2018-12-01 10:00 | 43435.4167 | 10169.5233
2018-12-01 11:00 | 43435.4583 | 10373.9008
2018-12-01 12:00 | 43435.5 | 10359.8389
2018-12-01 13:00 | 43435.5417 | 10246.6603
2018-12-01 14:00 | 43435.5833 | 10035.683
2018-12-01 15:00 | 43435.625 | 9968.4358
2018-12-01 16:00 | 43435.6667 | 10159.4154
2018-12-01 17:00 | 43435.7083 | 10727.4984
2018-12-01 18:00 | 43435.75 | 10765.7398
2018-12-01 19:00 | 43435.7917 | 10457.1917
2018-12-01 20:00 | 43435.8333 | 10020.3031
2018-12-01 21:00 | 43435.875 | 9652.6348
2018-12-01 22:00 | 43435.9167 | 9739.0027
2018-12-01 23:00 | 43435.9583 | 9736.5847
2018-12-02 | 43436 | 9250.113
2018-12-02 01:00 | 43436.0417 | 8746.232
2018-12-02 02:00 | 43436.0833 | 8390.8615
2018-12-02 03:00 | 43436.125 | 8228.6211
2018-12-02 04:00 | 43436.1667 | 8167.7538
2018-12-02 05:00 | 43436.2083 | 8253.7927
2018-12-02 06:00 | 43436.25 | 8439.6024
2018-12-02 07:00 | 43436.2917 | 8618.0878
2018-12-02 08:00 | 43436.3333 | 9012.3597
2018-12-02 09:00 | 43436.375 | 9402.2843
2018-12-02 10:00 | 43436.4167 | 9814.6335
2018-12-02 11:00 | 43436.4583 | 10129.726
2018-12-02 12:00 | 43436.5 | 10212.5611
2018-12-02 13:00 | 43436.5417 | 9938.6572
2018-12-02 14:00 | 43436.5833 | 9718.5253
2018-12-02 15:00 | 43436.625 | 9613.0357
2018-12-02 16:00 | 43436.6667 | 9835.4567
2018-12-02 17:00 | 43436.7083 | 10412.1026
2018-12-02 18:00 | 43436.75 | 10537.044
2018-12-02 19:00 | 43436.7917 | 10430.4157
2018-12-02 20:00 | 43436.8333 | 10120.1235
2018-12-02 21:00 | 43436.875 | 9726.7622
2018-12-02 22:00 | 43436.9167 | 9792.2078
2018-12-02 23:00 | 43436.9583 | 9698.6167
2018-12-03 | 43437 | 9483.1999
2018-12-03 01:00 | 43437.0417 | 8880.0495
2018-12-03 02:00 | 43437.0833 | 8457.0028
2018-12-03 03:00 | 43437.125 | 8310.9042
2018-12-03 04:00 | 43437.1667 | 8405.2494
2018-12-03 05:00 | 43437.2083 | 8864.2683
2018-12-03 06:00 | 43437.25 | 9881.4961
2018-12-03 07:00 | 43437.2917 | 10776.8982
2018-12-03 08:00 | 43437.3333 | 11253.5147
2018-12-03 09:00 | 43437.375 | 11364.4537
2018-12-03 10:00 | 43437.4167 | 11422.5938
2018-12-03 11:00 | 43437.4583 | 11574.4004
2018-12-03 12:00 | 43437.5 | 11415.0625
2018-12-03 13:00 | 43437.5417 | 11321.4357
2018-12-03 14:00 | 43437.5833 | 11115.8096
2018-12-03 15:00 | 43437.625 | 11108.2287
2018-12-03 16:00 | 43437.6667 | 11347.8153
2018-12-03 17:00 | 43437.7083 | 12048.2323
2018-12-03 18:00 | 43437.75 | 11971.1051
2018-12-03 19:00 | 43437.7917 | 11449.7365
2018-12-03 20:00 | 43437.8333 | 10815.7442
2018-12-03 21:00 | 43437.875 | 10294.8016
2018-12-03 22:00 | 43437.9167 | 10441.0984
2018-12-03 23:00 | 43437.9583 | 10318.9812
2018-12-04 | 43438 | 9915.6964
2018-12-04 01:00 | 43438.0417 | 9410.9216
2018-12-04 02:00 | 43438.0833 | 9056.875
2018-12-04 03:00 | 43438.125 | 8934.6053
2018-12-04 04:00 | 43438.1667 | 9013.5628
2018-12-04 05:00 | 43438.2083 | 9397.7139
2018-12-04 06:00 | 43438.25 | 10249.0287
2018-12-04 07:00 | 43438.2917 | 10998.3897
2018-12-04 08:00 | 43438.3333 | 11397.2746
2018-12-04 09:00 | 43438.375 | 11490.1185
2018-12-04 10:00 | 43438.4167 | 11538.7651
2018-12-04 11:00 | 43438.4583 | 11665.8173
2018-12-04 12:00 | 43438.5 | 11532.4626
2018-12-04 13:00 | 43438.5417 | 11454.1066
2018-12-04 14:00 | 43438.5833 | 11282.0248
2018-12-04 15:00 | 43438.625 | 11275.6826
2018-12-04 16:00 | 43438.6667 | 11476.1854
2018-12-04 17:00 | 43438.7083 | 12062.3734
2018-12-04 18:00 | 43438.75 | 11997.8217
2018-12-04 19:00 | 43438.7917 | 11561.4881
2018-12-04 20:00 | 43438.8333 | 11030.9034
2018-12-04 21:00 | 43438.875 | 10594.9265
2018-12-04 22:00 | 43438.9167 | 10717.3607
2018-12-04 23:00 | 43438.9583 | 10615.1621
2018-12-05 | 43439 | 9930.6898
2018-12-05 01:00 | 43439.0417 | 9426.1042
2018-12-05 02:00 | 43439.0833 | 9072.1934
2018-12-05 03:00 | 43439.125 | 8949.9703
2018-12-05 04:00 | 43439.1667 | 9028.898
2018-12-05 05:00 | 43439.2083 | 9412.9025
2018-12-05 06:00 | 43439.25 | 10263.8933
2018-12-05 07:00 | 43439.2917 | 11012.9569
2018-12-05 08:00 | 43439.3333 | 11411.6932
2018-12-05 09:00 | 43439.375 | 11504.4974
2018-12-05 10:00 | 43439.4167 | 11553.1342
2018-12-05 11:00 | 43439.4583 | 11680.1368
2018-12-05 12:00 | 43439.5 | 11546.8316
2018-12-05 13:00 | 43439.5417 | 11468.5054
2018-12-05 14:00 | 43439.5833 | 11296.493
2018-12-05 15:00 | 43439.625 | 11290.1508
2018-12-05 16:00 | 43439.6667 | 11490.5743
2018-12-05 17:00 | 43439.7083 | 12076.5343
2018-12-05 18:00 | 43439.75 | 12012.0123
2018-12-05 19:00 | 43439.7917 | 11575.8472
2018-12-05 20:00 | 43439.8333 | 11045.4607
2018-12-05 21:00 | 43439.875 | 10609.6523
2018-12-05 22:00 | 43439.9167 | 10732.037
2018-12-05 23:00 | 43439.9583 | 10629.878
2018-12-06 | 43440 | 9945.7129
2018-12-06 01:00 | 43440.0417 | 9441.3265
2018-12-06 02:00 | 43440.0833 | 9087.5535
2018-12-06 03:00 | 43440.125 | 8965.3779
2018-12-06 04:00 | 43440.1667 | 9044.2749
2018-12-06 05:00 | 43440.2083 | 9428.1307
2018-12-06 06:00 | 43440.25 | 10278.7875
2018-12-06 07:00 | 43440.2917 | 11027.5737
2018-12-06 08:00 | 43440.3333 | 11426.1415
2018-12-06 09:00 | 43440.375 | 11518.916
2018-12-06 10:00 | 43440.4167 | 11567.533
2018-12-06 11:00 | 43440.4583 | 11694.486
2018-12-06 12:00 | 43440.5 | 11561.2403
2018-12-06 13:00 | 43440.5417 | 11482.9438
2018-12-06 14:00 | 43440.5833 | 11310.9909
2018-12-06 15:00 | 43440.625 | 11304.6487
2018-12-06 16:00 | 43440.6667 | 11505.0028
2018-12-06 17:00 | 43440.7083 | 12090.7349
2018-12-06 18:00 | 43440.75 | 12026.2327
2018-12-06 19:00 | 43440.7917 | 11590.2361
2018-12-06 20:00 | 43440.8333 | 11060.0577
2018-12-06 21:00 | 43440.875 | 10624.4177
2018-12-06 22:00 | 43440.9167 | 10746.7529
2018-12-06 23:00 | 43440.9583 | 10644.6335
2018-12-07 | 43441 | 9945.7129
2018-12-07 01:00 | 43441.0417 | 9441.3265
2018-12-07 02:00 | 43441.0833 | 9087.5535
2018-12-07 03:00 | 43441.125 | 8965.3779
2018-12-07 04:00 | 43441.1667 | 9044.2749
2018-12-07 05:00 | 43441.2083 | 9428.1307
2018-12-07 06:00 | 43441.25 | 10278.7875
2018-12-07 07:00 | 43441.2917 | 11027.5737
2018-12-07 08:00 | 43441.3333 | 11426.1415
2018-12-07 09:00 | 43441.375 | 11518.916
2018-12-07 10:00 | 43441.4167 | 11567.533
2018-12-07 11:00 | 43441.4583 | 11694.486
2018-12-07 12:00 | 43441.5 | 11561.2403
2018-12-07 13:00 | 43441.5417 | 11482.9438
2018-12-07 14:00 | 43441.5833 | 11310.9909
2018-12-07 15:00 | 43441.625 | 11304.6487
2018-12-07 16:00 | 43441.6667 | 11505.0028
2018-12-07 17:00 | 43441.7083 | 12090.7349
2018-12-07 18:00 | 43441.75 | 12026.2327
2018-12-07 19:00 | 43441.7917 | 11590.2361
2018-12-07 20:00 | 43441.8333 | 11060.0577
2018-12-07 21:00 | 43441.875 | 10624.4177
2018-12-07 22:00 | 43441.9167 | 10746.7529
2018-12-07 23:00 | 43441.9583 | 10644.6335
2018-12-08 | 43442 | 9683.6016
2018-12-08 01:00 | 43442.0417 | 9164.3605
2018-12-08 02:00 | 43442.0833 | 8796.932
2018-12-08 03:00 | 43442.125 | 8583.7349
2018-12-08 04:00 | 43442.1667 | 8530.0501
2018-12-08 05:00 | 43442.2083 | 8605.7364
2018-12-08 06:00 | 43442.25 | 8902.1005
2018-12-08 07:00 | 43442.2917 | 9188.342
2018-12-08 08:00 | 43442.3333 | 9707.143
2018-12-08 09:00 | 43442.375 | 10034.7515
2018-12-08 10:00 | 43442.4167 | 10261.1483
2018-12-08 11:00 | 43442.4583 | 10465.7636
2018-12-08 12:00 | 43442.5 | 10451.6819
2018-12-08 13:00 | 43442.5417 | 10338.3745
2018-12-08 14:00 | 43442.5833 | 10127.1593
2018-12-08 15:00 | 43442.625 | 10059.8329
2018-12-08 16:00 | 43442.6667 | 10251.0305
2018-12-08 17:00 | 43442.7083 | 10819.7675
2018-12-08 18:00 | 43442.75 | 10858.0585
2018-12-08 19:00 | 43442.7917 | 10549.1536
2018-12-08 20:00 | 43442.8333 | 10111.7597
2018-12-08 21:00 | 43442.875 | 9743.6662
2018-12-08 22:00 | 43442.9167 | 9830.1332
2018-12-08 23:00 | 43442.9583 | 9827.7123
2018-12-09 | 43443 | 9316.398
2018-12-09 01:00 | 43443.0417 | 8810.8898
2018-12-09 02:00 | 43443.0833 | 8454.3708
2018-12-09 03:00 | 43443.125 | 8291.6071
2018-12-09 04:00 | 43443.1667 | 8230.5426
2018-12-09 05:00 | 43443.2083 | 8316.8599
2018-12-09 06:00 | 43443.25 | 8503.2692
2018-12-09 07:00 | 43443.2917 | 8682.3313
2018-12-09 08:00 | 43443.3333 | 9077.8767
2018-12-09 09:00 | 43443.375 | 9469.0607
2018-12-09 10:00 | 43443.4167 | 9882.7418
2018-12-09 11:00 | 43443.4583 | 10198.856
2018-12-09 12:00 | 43443.5 | 10281.9586
2018-12-09 13:00 | 43443.5417 | 10007.1629
2018-12-09 14:00 | 43443.5833 | 9786.3234
2018-12-09 15:00 | 43443.625 | 9680.4929
2018-12-09 16:00 | 43443.6667 | 9903.6324
2018-12-09 17:00 | 43443.7083 | 10482.1443
2018-12-09 18:00 | 43443.75 | 10607.492
2018-12-09 19:00 | 43443.7917 | 10500.507
2018-12-09 20:00 | 43443.8333 | 10189.2138
2018-12-09 21:00 | 43443.875 | 9794.5881
2018-12-09 22:00 | 43443.9167 | 9860.2448
2018-12-09 23:00 | 43443.9583 | 9766.3515
2018-12-10 | 43444 | 9550.0794
2018-12-10 01:00 | 43444.0417 | 8945.9628
2018-12-10 02:00 | 43444.0833 | 8522.2403
2018-12-10 03:00 | 43444.125 | 8375.9078
2018-12-10 04:00 | 43444.1667 | 8470.4047
2018-12-10 05:00 | 43444.2083 | 8930.1578
2018-12-10 06:00 | 43444.25 | 9949.0128
2018-12-10 07:00 | 43444.2917 | 10845.8399
2018-12-10 08:00 | 43444.3333 | 11323.2293
2018-12-10 09:00 | 43444.375 | 11434.3467
2018-12-10 10:00 | 43444.4167 | 11492.5761
2018-12-10 11:00 | 43444.4583 | 11644.6204
2018-12-10 12:00 | 43444.5 | 11485.0348
2018-12-10 13:00 | 43444.5417 | 11391.2495
2018-12-10 14:00 | 43444.5833 | 11185.3063
2018-12-10 15:00 | 43444.625 | 11177.7154
2018-12-10 16:00 | 43444.6667 | 11417.6786
2018-12-10 17:00 | 43444.7083 | 12119.2154
2018-12-10 18:00 | 43444.75 | 12041.9693
2018-12-10 19:00 | 43444.7917 | 11519.7683
2018-12-10 20:00 | 43444.8333 | 10884.7552
2018-12-10 21:00 | 43444.875 | 10362.9803
2018-12-10 22:00 | 43444.9167 | 10509.505
2018-12-10 23:00 | 43444.9583 | 10387.1996
2018-12-11 | 43445 | 9991.0299
2018-12-11 01:00 | 43445.0417 | 9487.2351
2018-12-11 02:00 | 43445.0833 | 9133.8813
2018-12-11 03:00 | 43445.125 | 9011.8504
2018-12-11 04:00 | 43445.1667 | 9090.6532
2018-12-11 05:00 | 43445.2083 | 9474.0552
2018-12-11 06:00 | 43445.25 | 10323.7082
2018-12-11 07:00 | 43445.2917 | 11071.6025
2018-12-11 08:00 | 43445.3333 | 11469.7045
2018-12-11 09:00 | 43445.375 | 11562.37
2018-12-11 10:00 | 43445.4167 | 11610.9275
2018-12-11 11:00 | 43445.4583 | 11737.722
2018-12-11 12:00 | 43445.5 | 11604.6348
2018-12-11 13:00 | 43445.5417 | 11526.4375
2018-12-11 14:00 | 43445.5833 | 11354.6827
2018-12-11 15:00 | 43445.625 | 11348.3504
2018-12-11 16:00 | 43445.6667 | 11548.4667
2018-12-11 17:00 | 43445.7083 | 12133.5052
2018-12-11 18:00 | 43445.75 | 12069.0823
2018-12-11 19:00 | 43445.7917 | 11633.6009
2018-12-11 20:00 | 43445.8333 | 11104.0567
2018-12-11 21:00 | 43445.875 | 10668.9321
2018-12-11 22:00 | 43445.9167 | 10791.1186
2018-12-11 23:00 | 43445.9583 | 10689.1181
2018-12-12 | 43446 | 9991.0299
2018-12-12 01:00 | 43446.0417 | 9487.2351
2018-12-12 02:00 | 43446.0833 | 9133.8813
2018-12-12 03:00 | 43446.125 | 9011.8504
2018-12-12 04:00 | 43446.1667 | 9090.6532
2018-12-12 05:00 | 43446.2083 | 9474.0552
2018-12-12 06:00 | 43446.25 | 10323.7082
2018-12-12 07:00 | 43446.2917 | 11071.6025
2018-12-12 08:00 | 43446.3333 | 11469.7045
2018-12-12 09:00 | 43446.375 | 11562.37
2018-12-12 10:00 | 43446.4167 | 11610.9275
2018-12-12 11:00 | 43446.4583 | 11737.722
2018-12-12 12:00 | 43446.5 | 11604.6348
2018-12-12 13:00 | 43446.5417 | 11526.4375
2018-12-12 14:00 | 43446.5833 | 11354.6827
2018-12-12 15:00 | 43446.625 | 11348.3504
2018-12-12 16:00 | 43446.6667 | 11548.4667
2018-12-12 17:00 | 43446.7083 | 12133.5052
2018-12-12 18:00 | 43446.75 | 12069.0823
2018-12-12 19:00 | 43446.7917 | 11633.6009
2018-12-12 20:00 | 43446.8333 | 11104.0567
2018-12-12 21:00 | 43446.875 | 10668.9321
2018-12-12 22:00 | 43446.9167 | 10791.1186
2018-12-12 23:00 | 43446.9583 | 10689.1181
2018-12-13 | 43447 | 10006.2017
2018-12-13 01:00 | 43447.0417 | 9502.6149
2018-12-13 02:00 | 43447.0833 | 9149.4028
2018-12-13 03:00 | 43447.125 | 9027.4205
2018-12-13 04:00 | 43447.1667 | 9106.1926
2018-12-13 05:00 | 43447.2083 | 9489.44
2018-12-13 06:00 | 43447.25 | 10338.7511
2018-12-13 07:00 | 43447.2917 | 11086.3382
2018-12-13 08:00 | 43447.3333 | 11484.2916
2018-12-13 09:00 | 43447.375 | 11576.9174
2018-12-13 10:00 | 43447.4167 | 11625.4551
2018-12-13 11:00 | 43447.4583 | 11752.2001
2018-12-13 12:00 | 43447.5 | 11619.1625
2018-12-13 13:00 | 43447.5417 | 11540.9948
2018-12-13 14:00 | 43447.5833 | 11369.3094
2018-12-13 15:00 | 43447.625 | 11362.987
2018-12-13 16:00 | 43447.6667 | 11563.0141
2018-12-13 17:00 | 43447.7083 | 12147.8247
2018-12-13 18:00 | 43447.75 | 12083.4216
2018-12-13 19:00 | 43447.7917 | 11648.1186
2018-12-13 20:00 | 43447.8333 | 11118.7825
2018-12-13 21:00 | 43447.875 | 10683.8363
2018-12-13 22:00 | 43447.9167 | 10805.9732
2018-12-13 23:00 | 43447.9583 | 10704.0124
2018-12-14 | 43448 | 10006.2017
2018-12-14 01:00 | 43448.0417 | 9502.6149
2018-12-14 02:00 | 43448.0833 | 9149.4028
2018-12-14 03:00 | 43448.125 | 9027.4205
2018-12-14 04:00 | 43448.1667 | 9106.1926
2018-12-14 05:00 | 43448.2083 | 9489.44
2018-12-14 06:00 | 43448.25 | 10338.7511
2018-12-14 07:00 | 43448.2917 | 11086.3382
2018-12-14 08:00 | 43448.3333 | 11484.2916
2018-12-14 09:00 | 43448.375 | 11576.9174
2018-12-14 10:00 | 43448.4167 | 11625.4551
2018-12-14 11:00 | 43448.4583 | 11752.2001
2018-12-14 12:00 | 43448.5 | 11619.1625
2018-12-14 13:00 | 43448.5417 | 11540.9948
2018-12-14 14:00 | 43448.5833 | 11369.3094
2018-12-14 15:00 | 43448.625 | 11362.987
2018-12-14 16:00 | 43448.6667 | 11563.0141
2018-12-14 17:00 | 43448.7083 | 12147.8247
2018-12-14 18:00 | 43448.75 | 12083.4216
2018-12-14 19:00 | 43448.7917 | 11648.1186
2018-12-14 20:00 | 43448.8333 | 11118.7825
2018-12-14 21:00 | 43448.875 | 10683.8363
2018-12-14 22:00 | 43448.9167 | 10805.9732
2018-12-14 23:00 | 43448.9583 | 10704.0124
2018-12-15 | 43449 | 9744.5184
2018-12-15 01:00 | 43449.0417 | 9224.9721
2018-12-15 02:00 | 43449.0833 | 8857.3266
2018-12-15 03:00 | 43449.125 | 8644.0036
2018-12-15 04:00 | 43449.1667 | 8590.2881
2018-12-15 05:00 | 43449.2083 | 8666.019
2018-12-15 06:00 | 43449.25 | 8962.5566
2018-12-15 07:00 | 43449.2917 | 9248.9685
2018-12-15 08:00 | 43449.3333 | 9768.0748
2018-12-15 09:00 | 43449.375 | 10095.8745
2018-12-15 10:00 | 43449.4167 | 10322.4001
2018-12-15 11:00 | 43449.4583 | 10527.1442
2018-12-15 12:00 | 43449.5 | 10513.0526
2018-12-15 13:00 | 43449.5417 | 10399.6759
2018-12-15 14:00 | 43449.5833 | 10188.3319
2018-12-15 15:00 | 43449.625 | 10120.9658
2018-12-15 16:00 | 43449.6667 | 10312.2724
2018-12-15 17:00 | 43449.7083 | 10881.3562
2018-12-15 18:00 | 43449.75 | 10919.6671
2018-12-15 19:00 | 43449.7917 | 10610.5739
2018-12-15 20:00 | 43449.8333 | 10172.9223
2018-12-15 21:00 | 43449.875 | 9804.6187
2018-12-15 22:00 | 43449.9167 | 9891.1363
2018-12-15 23:00 | 43449.9583 | 9888.7153
2018-12-16 | 43450 | 9347.2776
2018-12-16 01:00 | 43450.0417 | 8841.044
2018-12-16 02:00 | 43450.0833 | 8484.0146
2018-12-16 03:00 | 43450.125 | 8321.018
2018-12-16 04:00 | 43450.1667 | 8259.8653
2018-12-16 05:00 | 43450.2083 | 8346.3056
2018-12-16 06:00 | 43450.25 | 8532.9824
2018-12-16 07:00 | 43450.2917 | 8712.3022
2018-12-16 08:00 | 43450.3333 | 9108.4144
2018-12-16 09:00 | 43450.375 | 9500.1583
2018-12-16 10:00 | 43450.4167 | 9914.4379
2018-12-16 11:00 | 43450.4583 | 10231.003
2018-12-16 12:00 | 43450.5 | 10314.2246
2018-12-16 13:00 | 43450.5417 | 10039.0325
2018-12-16 14:00 | 43450.5833 | 9817.8769
2018-12-16 15:00 | 43450.625 | 9711.8937
2018-12-16 16:00 | 43450.6667 | 9935.3573
2018-12-16 17:00 | 43450.7083 | 10514.6976
2018-12-16 18:00 | 43450.75 | 10640.2138
2018-12-16 19:00 | 43450.7917 | 10533.09
2018-12-16 20:00 | 43450.8333 | 10221.3411
2018-12-16 21:00 | 43450.875 | 9826.1525
2018-12-16 22:00 | 43450.9167 | 9891.9033
2018-12-16 23:00 | 43450.9583 | 9797.8752
2018-12-17 | 43451 | 9602.8247
2018-12-17 01:00 | 43451.0417 | 8997.6339
2018-12-17 02:00 | 43451.0833 | 8573.1582
2018-12-17 03:00 | 43451.125 | 8426.5652
2018-12-17 04:00 | 43451.1667 | 8521.2305
2018-12-17 05:00 | 43451.2083 | 8981.8002
2018-12-17 06:00 | 43451.25 | 10002.4657
2018-12-17 07:00 | 43451.2917 | 10900.8882
2018-12-17 08:00 | 43451.3333 | 11379.12
2018-12-17 09:00 | 43451.375 | 11490.4356
2018-12-17 10:00 | 43451.4167 | 11548.7739
2018-12-17 11:00 | 43451.4583 | 11701.0859
2018-12-17 12:00 | 43451.5 | 11541.2128
2018-12-17 13:00 | 43451.5417 | 11447.269
2018-12-17 14:00 | 43451.5833 | 11240.9492
2018-12-17 15:00 | 43451.625 | 11233.3484
2018-12-17 16:00 | 43451.6667 | 11473.7377
2018-12-17 17:00 | 43451.7083 | 12176.533
2018-12-17 18:00 | 43451.75 | 12099.1383
2018-12-17 19:00 | 43451.7917 | 11576.0057
2018-12-17 20:00 | 43451.8333 | 10939.8729
2018-12-17 21:00 | 43451.875 | 10417.1764
2018-12-17 22:00 | 43451.9167 | 10563.9587
2018-12-17 23:00 | 43451.9583 | 10441.4254
2018-12-18 | 43452 | 10036.664
2018-12-18 01:00 | 43452.0417 | 9533.4826
2018-12-18 02:00 | 43452.0833 | 9180.5589
2018-12-18 03:00 | 43452.125 | 9058.6756
2018-12-18 04:00 | 43452.1667 | 9137.3834
2018-12-18 05:00 | 43452.2083 | 9520.3176
2018-12-18 06:00 | 43452.25 | 10368.936
2018-12-18 07:00 | 43452.2917 | 11115.9186
2018-12-18 08:00 | 43452.3333 | 11513.5351
2018-12-18 09:00 | 43452.375 | 11606.0916
2018-12-18 10:00 | 43452.4167 | 11654.5896
2018-12-18 11:00 | 43452.4583 | 11781.2355
2018-12-18 12:00 | 43452.5 | 11648.3069
2018-12-18 13:00 | 43452.5417 | 11570.1987
2018-12-18 14:00 | 43452.5833 | 11398.6619
2018-12-18 15:00 | 43452.625 | 11392.3395
2018-12-18 16:00 | 43452.6667 | 11592.2081
2018-12-18 17:00 | 43452.7083 | 12176.533
2018-12-18 18:00 | 43452.75 | 12112.1894
2018-12-18 19:00 | 43452.7917 | 11677.2332
2018-12-18 20:00 | 43452.8333 | 11148.3332
2018-12-18 21:00 | 43452.875 | 10713.7338
2018-12-18 22:00 | 43452.9167 | 10835.7815
2018-12-18 23:00 | 43452.9583 | 10733.9
2018-12-19 | 43453 | 10036.664
2018-12-19 01:00 | 43453.0417 | 9533.4826
2018-12-19 02:00 | 43453.0833 | 9180.5589
2018-12-19 03:00 | 43453.125 | 9058.6756
2018-12-19 04:00 | 43453.1667 | 9137.3834
2018-12-19 05:00 | 43453.2083 | 9520.3176
2018-12-19 06:00 | 43453.25 | 10368.936
2018-12-19 07:00 | 43453.2917 | 11115.9186
2018-12-19 08:00 | 43453.3333 | 11513.5351
2018-12-19 09:00 | 43453.375 | 11606.0916
2018-12-19 10:00 | 43453.4167 | 11654.5896
2018-12-19 11:00 | 43453.4583 | 11781.2355
2018-12-19 12:00 | 43453.5 | 11648.3069
2018-12-19 13:00 | 43453.5417 | 11570.1987
2018-12-19 14:00 | 43453.5833 | 11398.6619
2018-12-19 15:00 | 43453.625 | 11392.3395
2018-12-19 16:00 | 43453.6667 | 11592.2081
2018-12-19 17:00 | 43453.7083 | 12176.533
2018-12-19 18:00 | 43453.75 | 12112.1894
2018-12-19 19:00 | 43453.7917 | 11677.2332
2018-12-19 20:00 | 43453.8333 | 11148.3332
2018-12-19 21:00 | 43453.875 | 10713.7338
2018-12-19 22:00 | 43453.9167 | 10835.7815
2018-12-19 23:00 | 43453.9583 | 10733.9
2018-12-20 | 43454 | 10036.664
2018-12-20 01:00 | 43454.0417 | 9533.4826
2018-12-20 02:00 | 43454.0833 | 9180.5589
2018-12-20 03:00 | 43454.125 | 9058.6756
2018-12-20 04:00 | 43454.1667 | 9137.3834
2018-12-20 05:00 | 43454.2083 | 9520.3176
2018-12-20 06:00 | 43454.25 | 10368.936
2018-12-20 07:00 | 43454.2917 | 11115.9186
2018-12-20 08:00 | 43454.3333 | 11513.5351
2018-12-20 09:00 | 43454.375 | 11606.0916
2018-12-20 10:00 | 43454.4167 | 11654.5896
2018-12-20 11:00 | 43454.4583 | 11781.2355
2018-12-20 12:00 | 43454.5 | 11648.3069
2018-12-20 13:00 | 43454.5417 | 11570.1987
2018-12-20 14:00 | 43454.5833 | 11398.6619
2018-12-20 15:00 | 43454.625 | 11392.3395
2018-12-20 16:00 | 43454.6667 | 11592.2081
2018-12-20 17:00 | 43454.7083 | 12176.533
2018-12-20 18:00 | 43454.75 | 12112.1894
2018-12-20 19:00 | 43454.7917 | 11677.2332
2018-12-20 20:00 | 43454.8333 | 11148.3332
2018-12-20 21:00 | 43454.875 | 10713.7338
2018-12-20 22:00 | 43454.9167 | 10835.7815
2018-12-20 23:00 | 43454.9583 | 10733.9
2018-12-21 | 43455 | 10036.664
2018-12-21 01:00 | 43455.0417 | 9533.4826
2018-12-21 02:00 | 43455.0833 | 9180.5589
2018-12-21 03:00 | 43455.125 | 9058.6756
2018-12-21 04:00 | 43455.1667 | 9137.3834
2018-12-21 05:00 | 43455.2083 | 9520.3176
2018-12-21 06:00 | 43455.25 | 10368.936
2018-12-21 07:00 | 43455.2917 | 11115.9186
2018-12-21 08:00 | 43455.3333 | 11513.5351
2018-12-21 09:00 | 43455.375 | 11606.0916
2018-12-21 10:00 | 43455.4167 | 11654.5896
2018-12-21 11:00 | 43455.4583 | 11781.2355
2018-12-21 12:00 | 43455.5 | 11648.3069
2018-12-21 13:00 | 43455.5417 | 11570.1987
2018-12-21 14:00 | 43455.5833 | 11398.6619
2018-12-21 15:00 | 43455.625 | 11392.3395
2018-12-21 16:00 | 43455.6667 | 11592.2081
2018-12-21 17:00 | 43455.7083 | 12176.533
2018-12-21 18:00 | 43455.75 | 12112.1894
2018-12-21 19:00 | 43455.7917 | 11677.2332
2018-12-21 20:00 | 43455.8333 | 11148.3332
2018-12-21 21:00 | 43455.875 | 10713.7338
2018-12-21 22:00 | 43455.9167 | 10835.7815
2018-12-21 23:00 | 43455.9583 | 10733.9
2018-12-22 | 43456 | 9759.7694
2018-12-22 01:00 | 43456.0417 | 9240.1578
2018-12-22 02:00 | 43456.0833 | 8872.4656
2018-12-22 03:00 | 43456.125 | 8659.1169
2018-12-22 04:00 | 43456.1667 | 8605.3945
2018-12-22 05:00 | 43456.2083 | 8681.1352
2018-12-22 06:00 | 43456.25 | 8977.7095
2018-12-22 07:00 | 43456.2917 | 9264.1561
2018-12-22 08:00 | 43456.3333 | 9783.3277
2018-12-22 09:00 | 43456.375 | 10111.1651
2018-12-22 10:00 | 43456.4167 | 10337.7304
2018-12-22 11:00 | 43456.4583 | 10542.4844
2018-12-22 12:00 | 43456.5 | 10528.3928
2018-12-22 13:00 | 43456.5417 | 10415.0061
2018-12-22 14:00 | 43456.5833 | 10203.6423
2018-12-22 15:00 | 43456.625 | 10136.2664
2018-12-22 16:00 | 43456.6667 | 10327.6027
2018-12-22 17:00 | 43456.7083 | 10896.746
2018-12-22 18:00 | 43456.75 | 10935.0568
2018-12-22 19:00 | 43456.7917 | 10625.9339
2018-12-22 20:00 | 43456.8333 | 10188.2328
2018-12-22 21:00 | 43456.875 | 9819.8767
2018-12-22 22:00 | 43456.9167 | 9906.4051
2018-12-22 23:00 | 43456.9583 | 9903.9832
2018-12-23 | 43457 | 9357.211
2018-12-23 01:00 | 43457.0417 | 8850.7505
2018-12-23 02:00 | 43457.0833 | 8493.5606
2018-12-23 03:00 | 43457.125 | 8330.4897
2018-12-23 04:00 | 43457.1667 | 8269.3103
2018-12-23 05:00 | 43457.2083 | 8355.7902
2018-12-23 06:00 | 43457.25 | 8542.5502
2018-12-23 07:00 | 43457.2917 | 8721.9513
2018-12-23 08:00 | 43457.3333 | 9118.2418
2018-12-23 09:00 | 43457.375 | 9510.1622
2018-12-23 10:00 | 43457.4167 | 9924.6251
2018-12-23 11:00 | 43457.4583 | 10241.3289
2018-12-23 12:00 | 43457.5 | 10324.5901
2018-12-23 13:00 | 43457.5417 | 10049.2791
2018-12-23 14:00 | 43457.5833 | 9828.0224
2018-12-23 15:00 | 43457.625 | 9721.9927
2018-12-23 16:00 | 43457.6667 | 9945.5543
2018-12-23 17:00 | 43457.7083 | 10525.1524
2018-12-23 18:00 | 43457.75 | 10650.7379
2018-12-23 19:00 | 43457.7917 | 10543.5547
2018-12-23 20:00 | 43457.8333 | 10231.6769
2018-12-23 21:00 | 43457.875 | 9836.302
2018-12-23 22:00 | 43457.9167 | 9902.0825
2018-12-23 23:00 | 43457.9583 | 9808.0128
2018-12-24 | 43458 | 7923.3751
2018-12-24 01:00 | 43458.0417 | 7423.6748
2018-12-24 02:00 | 43458.0833 | 7167.3232
2018-12-24 03:00 | 43458.125 | 7029.0183
2018-12-24 04:00 | 43458.1667 | 7079.0673
2018-12-24 05:00 | 43458.2083 | 7350.3972
2018-12-24 06:00 | 43458.25 | 7998.8976
2018-12-24 07:00 | 43458.2917 | 8532.3281
2018-12-24 08:00 | 43458.3333 | 8801.8792
2018-12-24 09:00 | 43458.375 | 8855.7516
2018-12-24 10:00 | 43458.4167 | 8928.6311
2018-12-24 11:00 | 43458.4583 | 9044.4091
2018-12-24 12:00 | 43458.5 | 8946.6828
2018-12-24 13:00 | 43458.5417 | 8883.3273
2018-12-24 14:00 | 43458.5833 | 8813.3442
2018-12-24 15:00 | 43458.625 | 8797.7041
2018-12-24 16:00 | 43458.6667 | 8922.8323
2018-12-24 17:00 | 43458.7083 | 9409.9858
2018-12-24 18:00 | 43458.75 | 9369.5763
2018-12-24 19:00 | 43458.7917 | 9021.7373
2018-12-24 20:00 | 43458.8333 | 8571.6816
2018-12-24 21:00 | 43458.875 | 8286.0674
2018-12-24 22:00 | 43458.9167 | 8409.2073
2018-12-24 23:00 | 43458.9583 | 8348.6869
2018-12-25 | 43459 | 7923.3751
2018-12-25 01:00 | 43459.0417 | 7423.6748
2018-12-25 02:00 | 43459.0833 | 7167.3232
2018-12-25 03:00 | 43459.125 | 7029.0183
2018-12-25 04:00 | 43459.1667 | 7079.0673
2018-12-25 05:00 | 43459.2083 | 7350.3972
2018-12-25 06:00 | 43459.25 | 7998.8976
2018-12-25 07:00 | 43459.2917 | 8532.3281
2018-12-25 08:00 | 43459.3333 | 8801.8792
2018-12-25 09:00 | 43459.375 | 8855.7516
2018-12-25 10:00 | 43459.4167 | 8928.6311
2018-12-25 11:00 | 43459.4583 | 9044.4091
2018-12-25 12:00 | 43459.5 | 8946.6828
2018-12-25 13:00 | 43459.5417 | 8883.3273
2018-12-25 14:00 | 43459.5833 | 8813.3442
2018-12-25 15:00 | 43459.625 | 8797.7041
2018-12-25 16:00 | 43459.6667 | 8922.8323
2018-12-25 17:00 | 43459.7083 | 9409.9858
2018-12-25 18:00 | 43459.75 | 9369.5763
2018-12-25 19:00 | 43459.7917 | 9021.7373
2018-12-25 20:00 | 43459.8333 | 8571.6816
2018-12-25 21:00 | 43459.875 | 8286.0674
2018-12-25 22:00 | 43459.9167 | 8409.2073
2018-12-25 23:00 | 43459.9583 | 8348.6869
2018-12-26 | 43460 | 9595.0254
2018-12-26 01:00 | 43460.0417 | 9252.5227
2018-12-26 02:00 | 43460.0833 | 8749.6217
2018-12-26 03:00 | 43460.125 | 8432.5393
2018-12-26 04:00 | 43460.1667 | 8226.7266
2018-12-26 05:00 | 43460.2083 | 8035.2887
2018-12-26 06:00 | 43460.25 | 7833.0927
2018-12-26 07:00 | 43460.2917 | 7665.5174
2018-12-26 08:00 | 43460.3333 | 7636.4998
2018-12-26 09:00 | 43460.375 | 7984.5785
2018-12-26 10:00 | 43460.4167 | 8387.7301
2018-12-26 11:00 | 43460.4583 | 8694.5518
2018-12-26 12:00 | 43460.5 | 8883.3382
2018-12-26 13:00 | 43460.5417 | 8701.8968
2018-12-26 14:00 | 43460.5833 | 8476.7672
2018-12-26 15:00 | 43460.625 | 8379.6821
2018-12-26 16:00 | 43460.6667 | 8494.1135
2018-12-26 17:00 | 43460.7083 | 8919.7692
2018-12-26 18:00 | 43460.75 | 9059.6527
2018-12-26 19:00 | 43460.7917 | 8995.5376
2018-12-26 20:00 | 43460.8333 | 8808.7228
2018-12-26 21:00 | 43460.875 | 8731.5497
2018-12-26 22:00 | 43460.9167 | 9087.0204
2018-12-26 23:00 | 43460.9583 | 9171.0952
2018-12-27 | 43461 | 8697.1461
2018-12-27 01:00 | 43461.0417 | 7870.0657
2018-12-27 02:00 | 43461.0833 | 7460.0585
2018-12-27 03:00 | 43461.125 | 7255.3645
2018-12-27 04:00 | 43461.1667 | 7200.0734
2018-12-27 05:00 | 43461.2083 | 7181.8403
2018-12-27 06:00 | 43461.25 | 7054.8111
2018-12-27 07:00 | 43461.2917 | 8927.6221
2018-12-27 08:00 | 43461.3333 | 9492.6943
2018-12-27 09:00 | 43461.375 | 9801.9589
2018-12-27 10:00 | 43461.4167 | 9988.8488
2018-12-27 11:00 | 43461.4583 | 10160.8481
2018-12-27 12:00 | 43461.5 | 10207.5507
2018-12-27 13:00 | 43461.5417 | 10047.6812
2018-12-27 14:00 | 43461.5833 | 9822.3697
2018-12-27 15:00 | 43461.625 | 9802.6677
2018-12-27 16:00 | 43461.6667 | 9967.262
2018-12-27 17:00 | 43461.7083 | 10584.6659
2018-12-27 18:00 | 43461.75 | 10592.4726
2018-12-27 19:00 | 43461.7917 | 10242.4337
2018-12-27 20:00 | 43461.8333 | 9735.879
2018-12-27 21:00 | 43461.875 | 9412.8212
2018-12-27 22:00 | 43461.9167 | 9674.7366
2018-12-27 23:00 | 43461.9583 | 9666.7534
2018-12-28 | 43462 | 8981.6553
2018-12-28 01:00 | 43462.0417 | 8424.1725
2018-12-28 02:00 | 43462.0833 | 8027.3838
2018-12-28 03:00 | 43462.125 | 7887.2268
2018-12-28 04:00 | 43462.1667 | 7941.9506
2018-12-28 05:00 | 43462.2083 | 8203.9295
2018-12-28 06:00 | 43462.25 | 8669.8989
2018-12-28 07:00 | 43462.2917 | 8949.835
2018-12-28 08:00 | 43462.3333 | 9511.9463
2018-12-28 09:00 | 43462.375 | 9818.3856
2018-12-28 10:00 | 43462.4167 | 10002.4286
2018-12-28 11:00 | 43462.4583 | 10173.5244
2018-12-28 12:00 | 43462.5 | 10217.3102
2018-12-28 13:00 | 43462.5417 | 10059.2427
2018-12-28 14:00 | 43462.5833 | 9834.7235
2018-12-28 15:00 | 43462.625 | 9815.8974
2018-12-28 16:00 | 43462.6667 | 9980.595
2018-12-28 17:00 | 43462.7083 | 10597.149
2018-12-28 18:00 | 43462.75 | 10604.9468
2018-12-28 19:00 | 43462.7917 | 10252.9649
2018-12-28 20:00 | 43462.8333 | 9745.4825
2018-12-28 21:00 | 43462.875 | 9420.5817
2018-12-28 22:00 | 43462.9167 | 9680.513
2018-12-28 23:00 | 43462.9583 | 9670.5518
2018-12-29 | 43463 | 8749.4333
2018-12-29 01:00 | 43463.0417 | 8164.793
2018-12-29 02:00 | 43463.0833 | 7757.9328
2018-12-29 03:00 | 43463.125 | 7539.2013
2018-12-29 04:00 | 43463.1667 | 7479.2123
2018-12-29 05:00 | 43463.2083 | 7479.9003
2018-12-29 06:00 | 43463.25 | 7504.9046
2018-12-29 07:00 | 43463.2917 | 7456.6161
2018-12-29 08:00 | 43463.3333 | 8080.2003
2018-12-29 09:00 | 43463.375 | 8551.5523
2018-12-29 10:00 | 43463.4167 | 8870.193
2018-12-29 11:00 | 43463.4583 | 9101.8023
2018-12-29 12:00 | 43463.5 | 9233.0847
2018-12-29 13:00 | 43463.5417 | 9053.0156
2018-12-29 14:00 | 43463.5833 | 8801.8032
2018-12-29 15:00 | 43463.625 | 8731.7169
2018-12-29 16:00 | 43463.6667 | 8889.8048
2018-12-29 17:00 | 43463.7083 | 9481.1543
2018-12-29 18:00 | 43463.75 | 9572.2014
2018-12-29 19:00 | 43463.7917 | 9328.0423
2018-12-29 20:00 | 43463.8333 | 8904.63
2018-12-29 21:00 | 43463.875 | 8633.2551
2018-12-29 22:00 | 43463.9167 | 8848.7694
2018-12-29 23:00 | 43463.9583 | 8921.5238
2018-12-30 | 43464 | 8392.7577
2018-12-30 01:00 | 43464.0417 | 7690.6147
2018-12-30 02:00 | 43464.0833 | 7341.9705
2018-12-30 03:00 | 43464.125 | 7184.3261
2018-12-30 04:00 | 43464.1667 | 7165.0129
2018-12-30 05:00 | 43464.2083 | 7176.9503
2018-12-30 06:00 | 43464.25 | 7083.219
2018-12-30 07:00 | 43464.2917 | 7040.9922
2018-12-30 08:00 | 43464.3333 | 7546.407
2018-12-30 09:00 | 43464.375 | 7962.3931
2018-12-30 10:00 | 43464.4167 | 8381.1955
2018-12-30 11:00 | 43464.4583 | 8662.949
2018-12-30 12:00 | 43464.5 | 8833.3746
2018-12-30 13:00 | 43464.5417 | 8548.3045
2018-12-30 14:00 | 43464.5833 | 8301.7452
2018-12-30 15:00 | 43464.625 | 8166.078
2018-12-30 16:00 | 43464.6667 | 8492.9553
2018-12-30 17:00 | 43464.7083 | 9124.5313
2018-12-30 18:00 | 43464.75 | 9290.0805
2018-12-30 19:00 | 43464.7917 | 9207.4699
2018-12-30 20:00 | 43464.8333 | 8935.062
2018-12-30 21:00 | 43464.875 | 8696.6887
2018-12-30 22:00 | 43464.9167 | 8793.9065
2018-12-30 23:00 | 43464.9583 | 8644.6051
2018-12-31 | 43465 | 6728.4839
2018-12-31 01:00 | 43465.0417 | 6691.6759
2018-12-31 02:00 | 43465.0833 | 6543.9515
2018-12-31 03:00 | 43465.125 | 6320.5148
2018-12-31 04:00 | 43465.1667 | 6338.6046
2018-12-31 05:00 | 43465.2083 | 6684.6559
2018-12-31 06:00 | 43465.25 | 7508.0525
2018-12-31 07:00 | 43465.2917 | 8215.1823
2018-12-31 08:00 | 43465.3333 | 8431.6482
2018-12-31 09:00 | 43465.375 | 8552.2128
2018-12-31 10:00 | 43465.4167 | 8697.3821
2018-12-31 11:00 | 43465.4583 | 8849.1785
2018-12-31 12:00 | 43465.5 | 8719.505
2018-12-31 13:00 | 43465.5417 | 8739.4032
2018-12-31 14:00 | 43465.5833 | 8663.6743
2018-12-31 15:00 | 43465.625 | 8613.2235
2018-12-31 16:00 | 43465.6667 | 8590.3098
2018-12-31 17:00 | 43465.7083 | 9107.9945
2018-12-31 18:00 | 43465.75 | 9290.1489
2018-12-31 19:00 | 43465.7917 | 8896.2288
2018-12-31 20:00 | 43465.8333 | 8425.5772
2018-12-31 21:00 | 43465.875 | 7929.309
2018-12-31 22:00 | 43465.9167 | 8180.0981
2018-12-31 23:00 | 43465.9583 | 8122.2755
2019-01-01 | 43466 | 7497.5087
2019-01-01 01:00 | 43466.0417 | 7006.6199
2019-01-01 02:00 | 43466.0833 | 6699.0762
2019-01-01 03:00 | 43466.125 | 6456.9068
2019-01-01 04:00 | 43466.1667 | 6441.5485
2019-01-01 05:00 | 43466.2083 | 6751.5856
2019-01-01 06:00 | 43466.25 | 7642.2619
2019-01-01 07:00 | 43466.2917 | 8369.3072
2019-01-01 08:00 | 43466.3333 | 8644.0232
2019-01-01 09:00 | 43466.375 | 8713.2462
2019-01-01 10:00 | 43466.4167 | 8782.4238
2019-01-01 11:00 | 43466.4583 | 8905.5993
2019-01-01 12:00 | 43466.5 | 8746.287
2019-01-01 13:00 | 43466.5417 | 8735.5326
2019-01-01 14:00 | 43466.5833 | 8678.9139
2019-01-01 15:00 | 43466.625 | 8603.0377
2019-01-01 16:00 | 43466.6667 | 8577.5481
2019-01-01 17:00 | 43466.7083 | 9125.8248
2019-01-01 18:00 | 43466.75 | 9285.9869
2019-01-01 19:00 | 43466.7917 | 8850.6973
2019-01-01 20:00 | 43466.8333 | 8301.905
2019-01-01 21:00 | 43466.875 | 7858.7129
2019-01-01 22:00 | 43466.9167 | 8081.545
2019-01-01 23:00 | 43466.9583 | 8076.3586
2019-01-02 | 43467 | 9632.8193
2019-01-02 01:00 | 43467.0417 | 9326.598
2019-01-02 02:00 | 43467.0833 | 8851.8493
2019-01-02 03:00 | 43467.125 | 8440.1376
2019-01-02 04:00 | 43467.1667 | 8106.8722
2019-01-02 05:00 | 43467.2083 | 7861.0066
2019-01-02 06:00 | 43467.25 | 7722.6899
2019-01-02 07:00 | 43467.2917 | 7491.3367
2019-01-02 08:00 | 43467.3333 | 7268.8649
2019-01-02 09:00 | 43467.375 | 7491.4054
2019-01-02 10:00 | 43467.4167 | 7838.5133
2019-01-02 11:00 | 43467.4583 | 8189.6541
2019-01-02 12:00 | 43467.5 | 8427.0373
2019-01-02 13:00 | 43467.5417 | 8428.2127
2019-01-02 14:00 | 43467.5833 | 8291.4341
2019-01-02 15:00 | 43467.625 | 8197.233
2019-01-02 16:00 | 43467.6667 | 8230.9345
2019-01-02 17:00 | 43467.7083 | 8615.7807
2019-01-02 18:00 | 43467.75 | 8822.7357
2019-01-02 19:00 | 43467.7917 | 8744.1009
2019-01-02 20:00 | 43467.8333 | 8562.6438
2019-01-02 21:00 | 43467.875 | 8464.1484
2019-01-02 22:00 | 43467.9167 | 8946.5024
2019-01-02 23:00 | 43467.9583 | 9126.2976
2019-01-03 | 43468 | 8657.6943
2019-01-03 01:00 | 43468.0417 | 8820.8031
2019-01-03 02:00 | 43468.0833 | 8383.9452
2019-01-03 03:00 | 43468.125 | 8071.6848
2019-01-03 04:00 | 43468.1667 | 7996.6161
2019-01-03 05:00 | 43468.2083 | 7978.4936
2019-01-03 06:00 | 43468.25 | 7986.9141
2019-01-03 07:00 | 43468.2917 | 10311.316
2019-01-03 08:00 | 43468.3333 | 10907.1199
2019-01-03 09:00 | 43468.375 | 11238.3202
2019-01-03 10:00 | 43468.4167 | 11437.2646
2019-01-03 11:00 | 43468.4583 | 11601.5159
2019-01-03 12:00 | 43468.5 | 11493.7765
2019-01-03 13:00 | 43468.5417 | 11469.725
2019-01-03 14:00 | 43468.5833 | 11328.645
2019-01-03 15:00 | 43468.625 | 11181.1843
2019-01-03 16:00 | 43468.6667 | 11040.4577
2019-01-03 17:00 | 43468.7083 | 11662.7663
2019-01-03 18:00 | 43468.75 | 11981.4541
2019-01-03 19:00 | 43468.7917 | 11550.6041
2019-01-03 20:00 | 43468.8333 | 10989.7488
2019-01-03 21:00 | 43468.875 | 10524.4709
2019-01-03 22:00 | 43468.9167 | 10881.4168
2019-01-03 23:00 | 43468.9583 | 10959.7277
2019-01-04 | 43469 | 10408.3963
2019-01-04 01:00 | 43469.0417 | 9683.8279
2019-01-04 02:00 | 43469.0833 | 9255.5531
2019-01-04 03:00 | 43469.125 | 8964.2438
2019-01-04 04:00 | 43469.1667 | 8973.5082
2019-01-04 05:00 | 43469.2083 | 9215.5111
2019-01-04 06:00 | 43469.25 | 9846.8874
2019-01-04 07:00 | 43469.2917 | 10340.4857
2019-01-04 08:00 | 43469.3333 | 10937.9751
2019-01-04 09:00 | 43469.375 | 11270.1123
2019-01-04 10:00 | 43469.4167 | 11469.6195
2019-01-04 11:00 | 43469.4583 | 11634.3354
2019-01-04 12:00 | 43469.5 | 11526.2913
2019-01-04 13:00 | 43469.5417 | 11502.1717
2019-01-04 14:00 | 43469.5833 | 11360.6927
2019-01-04 15:00 | 43469.625 | 11212.8148
2019-01-04 16:00 | 43469.6667 | 11071.6901
2019-01-04 17:00 | 43469.7083 | 11695.7591
2019-01-04 18:00 | 43469.75 | 12015.3485
2019-01-04 19:00 | 43469.7917 | 11583.2796
2019-01-04 20:00 | 43469.8333 | 11020.8378
2019-01-04 21:00 | 43469.875 | 10554.2436
2019-01-04 22:00 | 43469.9167 | 10912.1992
2019-01-04 23:00 | 43469.9583 | 10990.7317
2019-01-05 | 43470 | 10367.3971
2019-01-05 01:00 | 43470.0417 | 9536.8413
2019-01-05 02:00 | 43470.0833 | 9051.0362
2019-01-05 03:00 | 43470.125 | 8724.2648
2019-01-05 04:00 | 43470.1667 | 8587.7002
2019-01-05 05:00 | 43470.2083 | 8482.1675
2019-01-05 06:00 | 43470.25 | 8418.3276
2019-01-05 07:00 | 43470.2917 | 8410.9647
2019-01-05 08:00 | 43470.3333 | 9158.5187
2019-01-05 09:00 | 43470.375 | 9826.8211
2019-01-05 10:00 | 43470.4167 | 10285.979
2019-01-05 11:00 | 43470.4583 | 10540.5087
2019-01-05 12:00 | 43470.5 | 10606.332
2019-01-05 13:00 | 43470.5417 | 10376.7136
2019-01-05 14:00 | 43470.5833 | 10105.221
2019-01-05 15:00 | 43470.625 | 9924.6783
2019-01-05 16:00 | 43470.6667 | 9822.9793
2019-01-05 17:00 | 43470.7083 | 10440.1361
2019-01-05 18:00 | 43470.75 | 10875.0645
2019-01-05 19:00 | 43470.7917 | 10545.6074
2019-01-05 20:00 | 43470.8333 | 10085.5407
2019-01-05 21:00 | 43470.875 | 9726.5687
2019-01-05 22:00 | 43470.9167 | 10046.7689
2019-01-05 23:00 | 43470.9583 | 10269.3306
2019-01-06 | 43471 | 9915.4589
2019-01-06 01:00 | 43471.0417 | 9298.9989
2019-01-06 02:00 | 43471.0833 | 8896.8573
2019-01-06 03:00 | 43471.125 | 8555.9209
2019-01-06 04:00 | 43471.1667 | 8365.3412
2019-01-06 05:00 | 43471.2083 | 8142.8588
2019-01-06 06:00 | 43471.25 | 8015.8465
2019-01-06 07:00 | 43471.2917 | 7847.6679
2019-01-06 08:00 | 43471.3333 | 8344.3507
2019-01-06 09:00 | 43471.375 | 9074.5615
2019-01-06 10:00 | 43471.4167 | 9467.9009
2019-01-06 11:00 | 43471.4583 | 9778.3358
2019-01-06 12:00 | 43471.5 | 10037.9259
2019-01-06 13:00 | 43471.5417 | 9652.0355
2019-01-06 14:00 | 43471.5833 | 9286.3
2019-01-06 15:00 | 43471.625 | 9047.2921
2019-01-06 16:00 | 43471.6667 | 9415.8539
2019-01-06 17:00 | 43471.7083 | 10162.9436
2019-01-06 18:00 | 43471.75 | 10673.0704
2019-01-06 19:00 | 43471.7917 | 10630.3609
2019-01-06 20:00 | 43471.8333 | 10269.4902
2019-01-06 21:00 | 43471.875 | 9931.1309
2019-01-06 22:00 | 43471.9167 | 9989.7211
2019-01-06 23:00 | 43471.9583 | 10017.1343
2019-01-07 | 43472 | 9921.6823
2019-01-07 01:00 | 43472.0417 | 9381.3438
2019-01-07 02:00 | 43472.0833 | 8946.8082
2019-01-07 03:00 | 43472.125 | 8676.9831
2019-01-07 04:00 | 43472.1667 | 8669.4349
2019-01-07 05:00 | 43472.2083 | 9117.2617
2019-01-07 06:00 | 43472.25 | 10325.6492
2019-01-07 07:00 | 43472.2917 | 11363.3618
2019-01-07 08:00 | 43472.3333 | 11782.696
2019-01-07 09:00 | 43472.375 | 11899.0823
2019-01-07 10:00 | 43472.4167 | 11946.1826
2019-01-07 11:00 | 43472.4583 | 12087.6149
2019-01-07 12:00 | 43472.5 | 11866.6983
2019-01-07 13:00 | 43472.5417 | 11856.7527
2019-01-07 14:00 | 43472.5833 | 11696.7228
2019-01-07 15:00 | 43472.625 | 11608.4148
2019-01-07 16:00 | 43472.6667 | 11613.9941
2019-01-07 17:00 | 43472.7083 | 12305.2769
2019-01-07 18:00 | 43472.75 | 12507.8486
2019-01-07 19:00 | 43472.7917 | 11937.9956
2019-01-07 20:00 | 43472.8333 | 11252.565
2019-01-07 21:00 | 43472.875 | 10591.3212
2019-01-07 22:00 | 43472.9167 | 10853.3343
2019-01-07 23:00 | 43472.9583 | 10822.1228
2019-01-08 | 43473 | 10393.4343
2019-01-08 01:00 | 43473.0417 | 9945.9334
2019-01-08 02:00 | 43473.0833 | 9586.0549
2019-01-08 03:00 | 43473.125 | 9362.5885
2019-01-08 04:00 | 43473.1667 | 9356.3366
2019-01-08 05:00 | 43473.2083 | 9727.2229
2019-01-08 06:00 | 43473.25 | 10727.9921
2019-01-08 07:00 | 43473.2917 | 11587.4211
2019-01-08 08:00 | 43473.3333 | 11934.7015
2019-01-08 09:00 | 43473.375 | 12031.094
2019-01-08 10:00 | 43473.4167 | 12070.1028
2019-01-08 11:00 | 43473.4583 | 12187.2305
2019-01-08 12:00 | 43473.5 | 12004.2812
2019-01-08 13:00 | 43473.5417 | 11996.0459
2019-01-08 14:00 | 43473.5833 | 11863.5011
2019-01-08 15:00 | 43473.625 | 11790.366
2019-01-08 16:00 | 43473.6667 | 11794.9952
2019-01-08 17:00 | 43473.7083 | 12367.5055
2019-01-08 18:00 | 43473.75 | 12535.2706
2019-01-08 19:00 | 43473.7917 | 12063.3262
2019-01-08 20:00 | 43473.8333 | 11495.6578
2019-01-08 21:00 | 43473.875 | 10948.0255
2019-01-08 22:00 | 43473.9167 | 11165.0201
2019-01-08 23:00 | 43473.9583 | 11139.1696
2019-01-09 | 43474 | 10430.337
2019-01-09 01:00 | 43474.0417 | 9982.123
2019-01-09 02:00 | 43474.0833 | 9621.6726
2019-01-09 03:00 | 43474.125 | 9397.8513
2019-01-09 04:00 | 43474.1667 | 9391.5887
2019-01-09 05:00 | 43474.2083 | 9763.0651
2019-01-09 06:00 | 43474.25 | 10765.4316
2019-01-09 07:00 | 43474.2917 | 11626.2288
2019-01-09 08:00 | 43474.3333 | 11974.0617
2019-01-09 09:00 | 43474.375 | 12070.599
2019-01-09 10:00 | 43474.4167 | 12109.6768
2019-01-09 11:00 | 43474.4583 | 12226.9914
2019-01-09 12:00 | 43474.5 | 12043.7419
2019-01-09 13:00 | 43474.5417 | 12035.5001
2019-01-09 14:00 | 43474.5833 | 11902.7473
2019-01-09 15:00 | 43474.625 | 11829.4942
2019-01-09 16:00 | 43474.6667 | 11834.1226
2019-01-09 17:00 | 43474.7083 | 12407.5409
2019-01-09 18:00 | 43474.75 | 12575.5753
2019-01-09 19:00 | 43474.7917 | 12102.8864
2019-01-09 20:00 | 43474.8333 | 11534.3098
2019-01-09 21:00 | 43474.875 | 10985.8099
2019-01-09 22:00 | 43474.9167 | 11203.1433
2019-01-09 23:00 | 43474.9583 | 11177.2606
2019-01-10 | 43475 | 10449.8124
2019-01-10 01:00 | 43475.0417 | 10000.7615
2019-01-10 02:00 | 43475.0833 | 9639.638
2019-01-10 03:00 | 43475.125 | 9415.3988
2019-01-10 04:00 | 43475.1667 | 9409.1245
2019-01-10 05:00 | 43475.2083 | 9781.2946
2019-01-10 06:00 | 43475.25 | 10785.5326
2019-01-10 07:00 | 43475.2917 | 11647.9371
2019-01-10 08:00 | 43475.3333 | 11996.4195
2019-01-10 09:00 | 43475.375 | 12093.1371
2019-01-10 10:00 | 43475.4167 | 12132.2878
2019-01-10 11:00 | 43475.4583 | 12249.8214
2019-01-10 12:00 | 43475.5 | 12066.2298
2019-01-10 13:00 | 43475.5417 | 12057.9726
2019-01-10 14:00 | 43475.5833 | 11924.9719
2019-01-10 15:00 | 43475.625 | 11851.582
2019-01-10 16:00 | 43475.6667 | 11856.2191
2019-01-10 17:00 | 43475.7083 | 12430.708
2019-01-10 18:00 | 43475.75 | 12599.0562
2019-01-10 19:00 | 43475.7917 | 12125.4847
2019-01-10 20:00 | 43475.8333 | 11555.8464
2019-01-10 21:00 | 43475.875 | 11006.3225
2019-01-10 22:00 | 43475.9167 | 11224.0617
2019-01-10 23:00 | 43475.9583 | 11198.1306
2019-01-11 | 43476 | 10467.6472
2019-01-11 01:00 | 43476.0417 | 10017.8298
2019-01-11 02:00 | 43476.0833 | 9656.0901
2019-01-11 03:00 | 43476.125 | 9431.4681
2019-01-11 04:00 | 43476.1667 | 9425.1831
2019-01-11 05:00 | 43476.2083 | 9797.9884
2019-01-11 06:00 | 43476.25 | 10803.9403
2019-01-11 07:00 | 43476.2917 | 11667.8167
2019-01-11 08:00 | 43476.3333 | 12016.8938
2019-01-11 09:00 | 43476.375 | 12113.7765
2019-01-11 10:00 | 43476.4167 | 12152.9941
2019-01-11 11:00 | 43476.4583 | 12270.7282
2019-01-11 12:00 | 43476.5 | 12086.8233
2019-01-11 13:00 | 43476.5417 | 12078.552
2019-01-11 14:00 | 43476.5833 | 11945.3243
2019-01-11 15:00 | 43476.625 | 11871.8092
2019-01-11 16:00 | 43476.6667 | 11876.4542
2019-01-11 17:00 | 43476.7083 | 12451.9236
2019-01-11 18:00 | 43476.75 | 12620.5591
2019-01-11 19:00 | 43476.7917 | 12146.1794
2019-01-11 20:00 | 43476.8333 | 11575.5689
2019-01-11 21:00 | 43476.875 | 11025.107
2019-01-11 22:00 | 43476.9167 | 11243.2178
2019-01-11 23:00 | 43476.9583 | 11217.2426
2019-01-12 | 43477 | 10369.1234
2019-01-12 01:00 | 43477.0417 | 9810.607
2019-01-12 02:00 | 43477.0833 | 9389.0646
2019-01-12 03:00 | 43477.125 | 9126.2879
2019-01-12 04:00 | 43477.1667 | 8968.6607
2019-01-12 05:00 | 43477.2083 | 8969.229
2019-01-12 06:00 | 43477.25 | 9190.893
2019-01-12 07:00 | 43477.2917 | 9446.8495
2019-01-12 08:00 | 43477.3333 | 10015.2192
2019-01-12 09:00 | 43477.375 | 10512.3513
2019-01-12 10:00 | 43477.4167 | 10846.3696
2019-01-12 11:00 | 43477.4583 | 11063.4814
2019-01-12 12:00 | 43477.5 | 11067.6541
2019-01-12 13:00 | 43477.5417 | 10843.9006
2019-01-12 14:00 | 43477.5833 | 10573.9315
2019-01-12 15:00 | 43477.625 | 10457.2189
2019-01-12 16:00 | 43477.6667 | 10486.0196
2019-01-12 17:00 | 43477.7083 | 11062.349
2019-01-12 18:00 | 43477.75 | 11368.5051
2019-01-12 19:00 | 43477.7917 | 11004.3702
2019-01-12 20:00 | 43477.8333 | 10540.397
2019-01-12 21:00 | 43477.875 | 10108.4331
2019-01-12 22:00 | 43477.9167 | 10299.0245
2019-01-12 23:00 | 43477.9583 | 10427.2859
2019-01-13 | 43478 | 9893.4055
2019-01-13 01:00 | 43478.0417 | 9423.2636
2019-01-13 02:00 | 43478.0833 | 9059.8526
2019-01-13 03:00 | 43478.125 | 8790.8558
2019-01-13 04:00 | 43478.1667 | 8672.0522
2019-01-13 05:00 | 43478.2083 | 8596.4719
2019-01-13 06:00 | 43478.25 | 8723.9675
2019-01-13 07:00 | 43478.2917 | 8807.2755
2019-01-13 08:00 | 43478.3333 | 9181.5536
2019-01-13 09:00 | 43478.375 | 9714.7179
2019-01-13 10:00 | 43478.4167 | 10081.9937
2019-01-13 11:00 | 43478.4583 | 10389.3875
2019-01-13 12:00 | 43478.5 | 10557.2009
2019-01-13 13:00 | 43478.5417 | 10270.3367
2019-01-13 14:00 | 43478.5833 | 9951.5997
2019-01-13 15:00 | 43478.625 | 9827.9669
2019-01-13 16:00 | 43478.6667 | 9870.2236
2019-01-13 17:00 | 43478.7083 | 10605.5036
2019-01-13 18:00 | 43478.75 | 11059.2208
2019-01-13 19:00 | 43478.7917 | 10961.9103
2019-01-13 20:00 | 43478.8333 | 10615.4032
2019-01-13 21:00 | 43478.875 | 10180.7549
2019-01-13 22:00 | 43478.9167 | 10299.5554
2019-01-13 23:00 | 43478.9583 | 10309.7002
2019-01-14 | 43479 | 10067.2395
2019-01-14 01:00 | 43479.0417 | 9519.6137
2019-01-14 02:00 | 43479.0833 | 9079.2178
2019-01-14 03:00 | 43479.125 | 8805.7547
2019-01-14 04:00 | 43479.1667 | 8798.1035
2019-01-14 05:00 | 43479.2083 | 9251.9699
2019-01-14 06:00 | 43479.25 | 10476.6551
2019-01-14 07:00 | 43479.2917 | 11528.3621
2019-01-14 08:00 | 43479.3333 | 11953.3533
2019-01-14 09:00 | 43479.375 | 12071.3029
2019-01-14 10:00 | 43479.4167 | 12119.0413
2019-01-14 11:00 | 43479.4583 | 12262.3792
2019-01-14 12:00 | 43479.5 | 12038.4886
2019-01-14 13:00 | 43479.5417 | 12028.4131
2019-01-14 14:00 | 43479.5833 | 11866.2233
2019-01-14 15:00 | 43479.625 | 11776.7203
2019-01-14 16:00 | 43479.6667 | 11782.3768
2019-01-14 17:00 | 43479.7083 | 12482.9761
2019-01-14 18:00 | 43479.75 | 12688.2808
2019-01-14 19:00 | 43479.7917 | 12110.7457
2019-01-14 20:00 | 43479.8333 | 11416.069
2019-01-14 21:00 | 43479.875 | 10745.911
2019-01-14 22:00 | 43479.9167 | 11011.4538
2019-01-14 23:00 | 43479.9583 | 10979.8259
2019-01-15 | 43480 | 10538.6744
2019-01-15 01:00 | 43480.0417 | 10086.6873
2019-01-15 02:00 | 43480.0833 | 9723.2051
2019-01-15 03:00 | 43480.125 | 9497.5014
2019-01-15 04:00 | 43480.1667 | 9491.1864
2019-01-15 05:00 | 43480.2083 | 9865.7861
2019-01-15 06:00 | 43480.25 | 10876.5823
2019-01-15 07:00 | 43480.2917 | 11744.6122
2019-01-15 08:00 | 43480.3333 | 12095.3815
2019-01-15 09:00 | 43480.375 | 12192.7326
2019-01-15 10:00 | 43480.4167 | 12232.1359
2019-01-15 11:00 | 43480.4583 | 12350.438
2019-01-15 12:00 | 43480.5 | 12165.648
2019-01-15 13:00 | 43480.5417 | 12157.3331
2019-01-15 14:00 | 43480.5833 | 12023.4663
2019-01-15 15:00 | 43480.625 | 11949.5954
2019-01-15 16:00 | 43480.6667 | 11954.2648
2019-01-15 17:00 | 43480.7083 | 12532.5042
2019-01-15 18:00 | 43480.75 | 12701.9548
2019-01-15 19:00 | 43480.7917 | 12225.2854
2019-01-15 20:00 | 43480.8333 | 11651.9304
2019-01-15 21:00 | 43480.875 | 11098.8198
2019-01-15 22:00 | 43480.9167 | 11317.9854
2019-01-15 23:00 | 43480.9583 | 11291.8735
2019-01-16 | 43481 | 10548.406
2019-01-16 01:00 | 43481.0417 | 10096.0016
2019-01-16 02:00 | 43481.0833 | 9732.1837
2019-01-16 03:00 | 43481.125 | 9506.2716
2019-01-16 04:00 | 43481.1667 | 9499.9508
2019-01-16 05:00 | 43481.2083 | 9874.8964
2019-01-16 06:00 | 43481.25 | 10886.6259
2019-01-16 07:00 | 43481.2917 | 11755.4573
2019-01-16 08:00 | 43481.3333 | 12106.5505
2019-01-16 09:00 | 43481.375 | 12203.9916
2019-01-16 10:00 | 43481.4167 | 12243.4313
2019-01-16 11:00 | 43481.4583 | 12361.8426
2019-01-16 12:00 | 43481.5 | 12176.8819
2019-01-16 13:00 | 43481.5417 | 12168.5594
2019-01-16 14:00 | 43481.5833 | 12034.569
2019-01-16 15:00 | 43481.625 | 11960.6298
2019-01-16 16:00 | 43481.6667 | 11965.3036
2019-01-16 17:00 | 43481.7083 | 12544.0769
2019-01-16 18:00 | 43481.75 | 12713.684
2019-01-16 19:00 | 43481.7917 | 12236.5744
2019-01-16 20:00 | 43481.8333 | 11662.69
2019-01-16 21:00 | 43481.875 | 11109.0687
2019-01-16 22:00 | 43481.9167 | 11328.4366
2019-01-16 23:00 | 43481.9583 | 11302.3006
2019-01-17 | 43482 | 10556.5308
2019-01-17 01:00 | 43482.0417 | 10103.7779
2019-01-17 02:00 | 43482.0833 | 9739.6798
2019-01-17 03:00 | 43482.125 | 9513.5937
2019-01-17 04:00 | 43482.1667 | 9507.268
2019-01-17 05:00 | 43482.2083 | 9882.5024
2019-01-17 06:00 | 43482.25 | 10895.0113
2019-01-17 07:00 | 43482.2917 | 11764.5119
2019-01-17 08:00 | 43482.3333 | 12115.8755
2019-01-17 09:00 | 43482.375 | 12213.3916
2019-01-17 10:00 | 43482.4167 | 12252.8617
2019-01-17 11:00 | 43482.4583 | 12371.3642
2019-01-17 12:00 | 43482.5 | 12186.2611
2019-01-17 13:00 | 43482.5417 | 12177.9321
2019-01-17 14:00 | 43482.5833 | 12043.8385
2019-01-17 15:00 | 43482.625 | 11969.8424
2019-01-17 16:00 | 43482.6667 | 11974.5197
2019-01-17 17:00 | 43482.7083 | 12553.7389
2019-01-17 18:00 | 43482.75 | 12723.4766
2019-01-17 19:00 | 43482.7917 | 12245.9995
2019-01-17 20:00 | 43482.8333 | 11671.6731
2019-01-17 21:00 | 43482.875 | 11117.6253
2019-01-17 22:00 | 43482.9167 | 11337.1622
2019-01-17 23:00 | 43482.9583 | 11311.0061
2019-01-18 | 43483 | 10563.0559
2019-01-18 01:00 | 43483.0417 | 10110.0232
2019-01-18 02:00 | 43483.0833 | 9745.7001
2019-01-18 03:00 | 43483.125 | 9519.4742
2019-01-18 04:00 | 43483.1667 | 9513.1446
2019-01-18 05:00 | 43483.2083 | 9888.6109
2019-01-18 06:00 | 43483.25 | 10901.7456
2019-01-18 07:00 | 43483.2917 | 11771.7837
2019-01-18 08:00 | 43483.3333 | 12123.3645
2019-01-18 09:00 | 43483.375 | 12220.9409
2019-01-18 10:00 | 43483.4167 | 12260.4354
2019-01-18 11:00 | 43483.4583 | 12379.0111
2019-01-18 12:00 | 43483.5 | 12193.7936
2019-01-18 13:00 | 43483.5417 | 12185.4595
2019-01-18 14:00 | 43483.5833 | 12051.283
2019-01-18 15:00 | 43483.625 | 11977.2411
2019-01-18 16:00 | 43483.6667 | 11981.9214
2019-01-18 17:00 | 43483.7083 | 12561.4986
2019-01-18 18:00 | 43483.75 | 12731.3412
2019-01-18 19:00 | 43483.7917 | 12253.569
2019-01-18 20:00 | 43483.8333 | 11678.8875
2019-01-18 21:00 | 43483.875 | 11124.4973
2019-01-18 22:00 | 43483.9167 | 11344.1699
2019-01-18 23:00 | 43483.9583 | 11317.9976
2019-01-19 | 43484 | 10468.1387
2019-01-19 01:00 | 43484.0417 | 9905.9474
2019-01-19 02:00 | 43484.0833 | 9481.6344
2019-01-19 03:00 | 43484.125 | 9217.13
2019-01-19 04:00 | 43484.1667 | 9058.4653
2019-01-19 05:00 | 43484.2083 | 9059.0372
2019-01-19 06:00 | 43484.25 | 9282.1599
2019-01-19 07:00 | 43484.2917 | 9539.7989
2019-01-19 08:00 | 43484.3333 | 10111.9064
2019-01-19 09:00 | 43484.375 | 10612.3074
2019-01-19 10:00 | 43484.4167 | 10948.5163
2019-01-19 11:00 | 43484.4583 | 11167.0695
2019-01-19 12:00 | 43484.5 | 11171.2591
2019-01-19 13:00 | 43484.5417 | 10946.0416
2019-01-19 14:00 | 43484.5833 | 10674.2877
2019-01-19 15:00 | 43484.625 | 10556.8169
2019-01-19 16:00 | 43484.6667 | 10585.8046
2019-01-19 17:00 | 43484.7083 | 11165.9195
2019-01-19 18:00 | 43484.75 | 11474.0955
2019-01-19 19:00 | 43484.7917 | 11107.564
2019-01-19 20:00 | 43484.8333 | 10640.5353
2019-01-19 21:00 | 43484.875 | 10205.7321
2019-01-19 22:00 | 43484.9167 | 10397.5741
2019-01-19 23:00 | 43484.9583 | 10526.6893
2019-01-20 | 43485 | 9955.5152
2019-01-20 01:00 | 43485.0417 | 9482.6727
2019-01-20 02:00 | 43485.0833 | 9117.1734
2019-01-20 03:00 | 43485.125 | 8846.6317
2019-01-20 04:00 | 43485.1667 | 8727.1453
2019-01-20 05:00 | 43485.2083 | 8651.1318
2019-01-20 06:00 | 43485.25 | 8779.3593
2019-01-20 07:00 | 43485.2917 | 8863.1454
2019-01-20 08:00 | 43485.3333 | 9239.5728
2019-01-20 09:00 | 43485.375 | 9775.8008
2019-01-20 10:00 | 43485.4167 | 10145.1869
2019-01-20 11:00 | 43485.4583 | 10454.3429
2019-01-20 12:00 | 43485.5 | 10623.1272
2019-01-20 13:00 | 43485.5417 | 10334.6162
2019-01-20 14:00 | 43485.5833 | 10014.0442
2019-01-20 15:00 | 43485.625 | 9889.7004
2019-01-20 16:00 | 43485.6667 | 9932.2005
2019-01-20 17:00 | 43485.7083 | 10671.702
2019-01-20 18:00 | 43485.75 | 11128.0317
2019-01-20 19:00 | 43485.7917 | 11030.1529
2019-01-20 20:00 | 43485.8333 | 10681.6553
2019-01-20 21:00 | 43485.875 | 10244.5151
2019-01-20 22:00 | 43485.9167 | 10364.0035
2019-01-20 23:00 | 43485.9583 | 10374.2033
2019-01-21 | 43486 | 10124.0857
2019-01-21 01:00 | 43486.0417 | 9573.6563
2019-01-21 02:00 | 43486.0833 | 9131.0051
2019-01-21 03:00 | 43486.125 | 8856.1402
2019-01-21 04:00 | 43486.1667 | 8848.4505
2019-01-21 05:00 | 43486.2083 | 9304.6421
2019-01-21 06:00 | 43486.25 | 10535.591
2019-01-21 07:00 | 43486.2917 | 11592.6934
2019-01-21 08:00 | 43486.3333 | 12019.8615
2019-01-21 09:00 | 43486.375 | 12138.4166
2019-01-21 10:00 | 43486.4167 | 12186.4036
2019-01-21 11:00 | 43486.4583 | 12330.4676
2019-01-21 12:00 | 43486.5 | 12105.4287
2019-01-21 13:00 | 43486.5417 | 12095.2991
2019-01-21 14:00 | 43486.5833 | 11932.2807
2019-01-21 15:00 | 43486.625 | 11842.3165
2019-01-21 16:00 | 43486.6667 | 11848.008
2019-01-21 17:00 | 43486.7083 | 12552.1984
2019-01-21 18:00 | 43486.75 | 12758.55
2019-01-21 19:00 | 43486.7917 | 12178.0616
2019-01-21 20:00 | 43486.8333 | 11479.8298
2019-01-21 21:00 | 43486.875 | 10806.2335
2019-01-21 22:00 | 43486.9167 | 11073.1365
2019-01-21 23:00 | 43486.9583 | 11041.3404
2019-01-22 | 43487 | 10589.371
2019-01-22 01:00 | 43487.0417 | 10136.0997
2019-01-22 02:00 | 43487.0833 | 9771.5862
2019-01-22 03:00 | 43487.125 | 9545.2402
2019-01-22 04:00 | 43487.1667 | 9538.9076
2019-01-22 05:00 | 43487.2083 | 9914.5721
2019-01-22 06:00 | 43487.25 | 10928.2355
2019-01-22 07:00 | 43487.2917 | 11798.7383
2019-01-22 08:00 | 43487.3333 | 12150.4962
2019-01-22 09:00 | 43487.375 | 12248.1262
2019-01-22 10:00 | 43487.4167 | 12287.6385
2019-01-22 11:00 | 43487.4583 | 12406.278
2019-01-22 12:00 | 43487.5 | 12220.9628
2019-01-22 13:00 | 43487.5417 | 12212.6206
2019-01-22 14:00 | 43487.5833 | 12078.3755
2019-01-22 15:00 | 43487.625 | 12004.3028
2019-01-22 16:00 | 43487.6667 | 12008.9773
2019-01-22 17:00 | 43487.7083 | 12588.8708
2019-01-22 18:00 | 43487.75 | 12758.7961
2019-01-22 19:00 | 43487.7917 | 12280.7757
2019-01-22 20:00 | 43487.8333 | 11705.7931
2019-01-22 21:00 | 43487.875 | 11151.1008
2019-01-22 22:00 | 43487.9167 | 11370.8942
2019-01-22 23:00 | 43487.9583 | 11344.7068
2019-01-23 | 43488 | 10588.0134
2019-01-23 01:00 | 43488.0417 | 10134.8002
2019-01-23 02:00 | 43488.0833 | 9770.3334
2019-01-23 03:00 | 43488.125 | 9544.0165
2019-01-23 04:00 | 43488.1667 | 9537.6847
2019-01-23 05:00 | 43488.2083 | 9913.301
2019-01-23 06:00 | 43488.25 | 10926.8345
2019-01-23 07:00 | 43488.2917 | 11797.2257
2019-01-23 08:00 | 43488.3333 | 12148.9384
2019-01-23 09:00 | 43488.375 | 12246.5559
2019-01-23 10:00 | 43488.4167 | 12286.0631
2019-01-23 11:00 | 43488.4583 | 12404.6875
2019-01-23 12:00 | 43488.5 | 12219.396
2019-01-23 13:00 | 43488.5417 | 12211.0549
2019-01-23 14:00 | 43488.5833 | 12076.827
2019-01-23 15:00 | 43488.625 | 12002.7638
2019-01-23 16:00 | 43488.6667 | 12007.4377
2019-01-23 17:00 | 43488.7083 | 12587.2568
2019-01-23 18:00 | 43488.75 | 12757.1604
2019-01-23 19:00 | 43488.7917 | 12279.2013
2019-01-23 20:00 | 43488.8333 | 11704.2923
2019-01-23 21:00 | 43488.875 | 11149.6711
2019-01-23 22:00 | 43488.9167 | 11369.4364
2019-01-23 23:00 | 43488.9583 | 11343.2523
2019-01-24 | 43489 | 10585.1029
2019-01-24 01:00 | 43489.0417 | 10132.0143
2019-01-24 02:00 | 43489.0833 | 9767.6476
2019-01-24 03:00 | 43489.125 | 9541.3929
2019-01-24 04:00 | 43489.1667 | 9535.0628
2019-01-24 05:00 | 43489.2083 | 9910.5759
2019-01-24 06:00 | 43489.25 | 10923.8308
2019-01-24 07:00 | 43489.2917 | 11793.9827
2019-01-24 08:00 | 43489.3333 | 12145.5988
2019-01-24 09:00 | 43489.375 | 12243.1895
2019-01-24 10:00 | 43489.4167 | 12282.6858
2019-01-24 11:00 | 43489.4583 | 12401.2775
2019-01-24 12:00 | 43489.5 | 12216.037
2019-01-24 13:00 | 43489.5417 | 12207.6982
2019-01-24 14:00 | 43489.5833 | 12073.5072
2019-01-24 15:00 | 43489.625 | 11999.4643
2019-01-24 16:00 | 43489.6667 | 12004.137
2019-01-24 17:00 | 43489.7083 | 12583.7967
2019-01-24 18:00 | 43489.75 | 12753.6535
2019-01-24 19:00 | 43489.7917 | 12275.8258
2019-01-24 20:00 | 43489.8333 | 11701.0749
2019-01-24 21:00 | 43489.875 | 11146.6062
2019-01-24 22:00 | 43489.9167 | 11366.311
2019-01-24 23:00 | 43489.9583 | 11340.1342
2019-01-25 | 43490 | 10564.6041
2019-01-25 01:00 | 43490.0417 | 10111.505
2019-01-25 02:00 | 43490.0833 | 9747.1285
2019-01-25 03:00 | 43490.125 | 9520.8694
2019-01-25 04:00 | 43490.1667 | 9514.5389
2019-01-25 05:00 | 43490.2083 | 9890.0603
2019-01-25 06:00 | 43490.25 | 10903.3435
2019-01-25 07:00 | 43490.2917 | 11773.5091
2019-01-25 08:00 | 43490.3333 | 12125.1414
2019-01-25 09:00 | 43490.375 | 12222.7321
2019-01-25 10:00 | 43490.4167 | 12262.2323
2019-01-25 11:00 | 43490.4583 | 12380.8255
2019-01-25 12:00 | 43490.5 | 12195.5808
2019-01-25 13:00 | 43490.5417 | 12187.2455
2019-01-25 14:00 | 43490.5833 | 12053.0493
2019-01-25 15:00 | 43490.625 | 11978.9966
2019-01-25 16:00 | 43490.6667 | 11983.6775
2019-01-25 17:00 | 43490.7083 | 12563.3397
2019-01-25 18:00 | 43490.75 | 12733.2072
2019-01-25 19:00 | 43490.7917 | 12255.365
2019-01-25 20:00 | 43490.8333 | 11680.5993
2019-01-25 21:00 | 43490.875 | 11126.1278
2019-01-25 22:00 | 43490.9167 | 11345.8326
2019-01-25 23:00 | 43490.9583 | 11319.6565
2019-01-26 | 43491 | 10443.0533
2019-01-26 01:00 | 43491.0417 | 9881.3827
2019-01-26 02:00 | 43491.0833 | 9457.459
2019-01-26 03:00 | 43491.125 | 9193.1971
2019-01-26 04:00 | 43491.1667 | 9034.6803
2019-01-26 05:00 | 43491.2083 | 9035.2507
2019-01-26 06:00 | 43491.25 | 9258.1685
2019-01-26 07:00 | 43491.2917 | 9515.5709
2019-01-26 08:00 | 43491.3333 | 10087.152
2019-01-26 09:00 | 43491.375 | 10587.0942
2019-01-26 10:00 | 43491.4167 | 10922.9949
2019-01-26 11:00 | 43491.4583 | 11141.334
2019-01-26 12:00 | 43491.5 | 11145.5301
2019-01-26 13:00 | 43491.5417 | 10920.5224
2019-01-26 14:00 | 43491.5833 | 10649.0196
2019-01-26 15:00 | 43491.625 | 10531.6528
2019-01-26 16:00 | 43491.6667 | 10560.6149
2019-01-26 17:00 | 43491.7083 | 11140.1952
2019-01-26 18:00 | 43491.75 | 11448.0879
2019-01-26 19:00 | 43491.7917 | 11081.8914
2019-01-26 20:00 | 43491.8333 | 10615.2971
2019-01-26 21:00 | 43491.875 | 10180.8925
2019-01-26 22:00 | 43491.9167 | 10372.5614
2019-01-26 23:00 | 43491.9583 | 10501.552
2019-01-27 | 43492 | 9927.9936
2019-01-27 01:00 | 43492.0417 | 9456.208
2019-01-27 02:00 | 43492.0833 | 9091.5266
2019-01-27 03:00 | 43492.125 | 8821.5893
2019-01-27 04:00 | 43492.1667 | 8702.3704
2019-01-27 05:00 | 43492.2083 | 8626.5258
2019-01-27 06:00 | 43492.25 | 8754.4672
2019-01-27 07:00 | 43492.2917 | 8838.0664
2019-01-27 08:00 | 43492.3333 | 9213.653
2019-01-27 09:00 | 43492.375 | 9748.6813
2019-01-27 10:00 | 43492.4167 | 10117.2411
2019-01-27 11:00 | 43492.4583 | 10425.7096
2019-01-27 12:00 | 43492.5 | 10594.1097
2019-01-27 13:00 | 43492.5417 | 10306.2426
2019-01-27 14:00 | 43492.5833 | 9986.3913
2019-01-27 15:00 | 43492.625 | 9862.3262
2019-01-27 16:00 | 43492.6667 | 9904.7307
2019-01-27 17:00 | 43492.7083 | 10642.5813
2019-01-27 18:00 | 43492.75 | 11097.8847
2019-01-27 19:00 | 43492.7917 | 11000.234
2019-01-27 20:00 | 43492.8333 | 10652.5155
2019-01-27 21:00 | 43492.875 | 10216.3476
2019-01-27 22:00 | 43492.9167 | 10335.5635
2019-01-27 23:00 | 43492.9583 | 10345.7437
2019-01-28 | 43493 | 10081.3732
2019-01-28 01:00 | 43493.0417 | 9532.9787
2019-01-28 02:00 | 43493.0833 | 9091.9644
2019-01-28 03:00 | 43493.125 | 8818.1175
2019-01-28 04:00 | 43493.1667 | 8810.4555
2019-01-28 05:00 | 43493.2083 | 9264.9591
2019-01-28 06:00 | 43493.25 | 10491.3637
2019-01-28 07:00 | 43493.2917 | 11544.5471
2019-01-28 08:00 | 43493.3333 | 11970.135
2019-01-28 09:00 | 43493.375 | 12088.2503
2019-01-28 10:00 | 43493.4167 | 12136.0557
2019-01-28 11:00 | 43493.4583 | 12279.5948
2019-01-28 12:00 | 43493.5 | 12055.3898
2019-01-28 13:00 | 43493.5417 | 12045.3002
2019-01-28 14:00 | 43493.5833 | 11882.8827
2019-01-28 15:00 | 43493.625 | 11793.254
2019-01-28 16:00 | 43493.6667 | 11798.9186
2019-01-28 17:00 | 43493.7083 | 12500.5014
2019-01-28 18:00 | 43493.75 | 12706.0943
2019-01-28 19:00 | 43493.7917 | 12127.7484
2019-01-28 20:00 | 43493.8333 | 11432.0964
2019-01-28 21:00 | 43493.875 | 10760.9976
2019-01-28 22:00 | 43493.9167 | 11026.9132
2019-01-28 23:00 | 43493.9583 | 10995.2409
2019-01-29 | 43494 | 10531.5929
2019-01-29 01:00 | 43494.0417 | 10079.9096
2019-01-29 02:00 | 43494.0833 | 9716.6717
2019-01-29 03:00 | 43494.125 | 9491.1196
2019-01-29 04:00 | 43494.1667 | 9484.8088
2019-01-29 05:00 | 43494.2083 | 9859.1568
2019-01-29 06:00 | 43494.25 | 10869.2738
2019-01-29 07:00 | 43494.2917 | 11736.7204
2019-01-29 08:00 | 43494.3333 | 12087.254
2019-01-29 09:00 | 43494.375 | 12184.5397
2019-01-29 10:00 | 43494.4167 | 12223.9166
2019-01-29 11:00 | 43494.4583 | 12342.1392
2019-01-29 12:00 | 43494.5 | 12157.4733
2019-01-29 13:00 | 43494.5417 | 12149.164
2019-01-29 14:00 | 43494.5833 | 12015.3872
2019-01-29 15:00 | 43494.625 | 11941.5659
2019-01-29 16:00 | 43494.6667 | 11946.2321
2019-01-29 17:00 | 43494.7083 | 12524.083
2019-01-29 18:00 | 43494.75 | 12693.4198
2019-01-29 19:00 | 43494.7917 | 12217.0706
2019-01-29 20:00 | 43494.8333 | 11644.1009
2019-01-29 21:00 | 43494.875 | 11091.362
2019-01-29 22:00 | 43494.9167 | 11310.3803
2019-01-29 23:00 | 43494.9583 | 11284.286
2019-01-30 | 43495 | 10519.5856
2019-01-30 01:00 | 43495.0417 | 10068.4172
2019-01-30 02:00 | 43495.0833 | 9705.5934
2019-01-30 03:00 | 43495.125 | 9480.2985
2019-01-30 04:00 | 43495.1667 | 9473.995
2019-01-30 05:00 | 43495.2083 | 9847.9162
2019-01-30 06:00 | 43495.25 | 10856.8815
2019-01-30 07:00 | 43495.2917 | 11723.3391
2019-01-30 08:00 | 43495.3333 | 12073.473
2019-01-30 09:00 | 43495.375 | 12170.6478
2019-01-30 10:00 | 43495.4167 | 12209.9798
2019-01-30 11:00 | 43495.4583 | 12328.0676
2019-01-30 12:00 | 43495.5 | 12143.6122
2019-01-30 13:00 | 43495.5417 | 12135.3125
2019-01-30 14:00 | 43495.5833 | 12001.6881
2019-01-30 15:00 | 43495.625 | 11927.951
2019-01-30 16:00 | 43495.6667 | 11932.6119
2019-01-30 17:00 | 43495.7083 | 12509.804
2019-01-30 18:00 | 43495.75 | 12678.9477
2019-01-30 19:00 | 43495.7917 | 12203.1417
2019-01-30 20:00 | 43495.8333 | 11630.8252
2019-01-30 21:00 | 43495.875 | 11078.7165
2019-01-30 22:00 | 43495.9167 | 11297.485
2019-01-30 23:00 | 43495.9583 | 11271.4204
2019-01-31 | 43496 | 10548.6254
2019-01-31 01:00 | 43496.0417 | 10075.4425
2019-01-31 02:00 | 43496.0833 | 9684.759
2019-01-31 03:00 | 43496.125 | 9461.8477
2019-01-31 04:00 | 43496.1667 | 9475.8422
2019-01-31 05:00 | 43496.2083 | 9900.7001
2019-01-31 06:00 | 43496.25 | 11058.601
2019-01-31 07:00 | 43496.2917 | 11936.2997
2019-01-31 08:00 | 43496.3333 | 12144.3753
2019-01-31 09:00 | 43496.375 | 12381.3914
2019-01-31 10:00 | 43496.4167 | 12436.7407
2019-01-31 11:00 | 43496.4583 | 12537.6803
2019-01-31 12:00 | 43496.5 | 12235.423
2019-01-31 13:00 | 43496.5417 | 12182.1664
2019-01-31 14:00 | 43496.5833 | 12038.9747
2019-01-31 15:00 | 43496.625 | 11950.1421
2019-01-31 16:00 | 43496.6667 | 11822.9876
2019-01-31 17:00 | 43496.7083 | 12055.7979
2019-01-31 18:00 | 43496.75 | 12662.691
2019-01-31 19:00 | 43496.7917 | 12401.6242
2019-01-31 20:00 | 43496.8333 | 11779.4289
2019-01-31 21:00 | 43496.875 | 11156.5598
2019-01-31 22:00 | 43496.9167 | 11391.2586
2019-01-31 23:00 | 43496.9583 | 11342.2077
2019-02-01 | 43497 | 10517.7153
2019-02-01 01:00 | 43497.0417 | 10045.0012
2019-02-01 02:00 | 43497.0833 | 9654.7006
2019-02-01 03:00 | 43497.125 | 9432.0087
2019-02-01 04:00 | 43497.1667 | 9445.9895
2019-02-01 05:00 | 43497.2083 | 9870.429
2019-02-01 06:00 | 43497.25 | 11027.1891
2019-02-01 07:00 | 43497.2917 | 11904.0256
2019-02-01 08:00 | 43497.3333 | 12111.9069
2019-02-01 09:00 | 43497.375 | 12348.6773
2019-02-01 10:00 | 43497.4167 | 12403.9682
2019-02-01 11:00 | 43497.4583 | 12504.8151
2019-02-01 12:00 | 43497.5 | 12202.8556
2019-02-01 13:00 | 43497.5417 | 12149.6543
2019-02-01 14:00 | 43497.5833 | 12006.6053
2019-02-01 15:00 | 43497.625 | 11917.8483
2019-02-01 16:00 | 43497.6667 | 11790.8239
2019-02-01 17:00 | 43497.7083 | 12023.4148
2019-02-01 18:00 | 43497.75 | 12629.6988
2019-02-01 19:00 | 43497.7917 | 12368.8915
2019-02-01 20:00 | 43497.8333 | 11747.3169
2019-02-01 21:00 | 43497.875 | 11125.0492
2019-02-01 22:00 | 43497.9167 | 11359.526
2019-02-01 23:00 | 43497.9583 | 11310.5144
2019-02-02 | 43498 | 10604.8681
2019-02-02 01:00 | 43498.0417 | 10003.0248
2019-02-02 02:00 | 43498.0833 | 9461.7619
2019-02-02 03:00 | 43498.125 | 9149.2879
2019-02-02 04:00 | 43498.1667 | 8964.1709
2019-02-02 05:00 | 43498.2083 | 8947.2656
2019-02-02 06:00 | 43498.25 | 9279.1802
2019-02-02 07:00 | 43498.2917 | 9463.7333
2019-02-02 08:00 | 43498.3333 | 9984.147
2019-02-02 09:00 | 43498.375 | 10597.825
2019-02-02 10:00 | 43498.4167 | 10888.5948
2019-02-02 11:00 | 43498.4583 | 10975.381
2019-02-02 12:00 | 43498.5 | 10888.5948
2019-02-02 13:00 | 43498.5417 | 10628.8164
2019-02-02 14:00 | 43498.5833 | 10379.735
2019-02-02 15:00 | 43498.625 | 10316.0626
2019-02-02 16:00 | 43498.6667 | 10309.0196
2019-02-02 17:00 | 43498.7083 | 10623.1779
2019-02-02 18:00 | 43498.75 | 11341.3851
2019-02-02 19:00 | 43498.7917 | 11178.815
2019-02-02 20:00 | 43498.8333 | 10627.4119
2019-02-02 21:00 | 43498.875 | 10079.9456
2019-02-02 22:00 | 43498.9167 | 10276.6134
2019-02-02 23:00 | 43498.9583 | 10400.5893
2019-02-03 | 43499 | 9904.2128
2019-02-03 01:00 | 43499.0417 | 9423.6905
2019-02-03 02:00 | 43499.0833 | 8975.9488
2019-02-03 03:00 | 43499.125 | 8665.9951
2019-02-03 04:00 | 43499.1667 | 8541.7999
2019-02-03 05:00 | 43499.2083 | 8541.2675
2019-02-03 06:00 | 43499.25 | 8677.1889
2019-02-03 07:00 | 43499.2917 | 8719.5641
2019-02-03 08:00 | 43499.3333 | 9047.641
2019-02-03 09:00 | 43499.375 | 9676.6105
2019-02-03 10:00 | 43499.4167 | 10132.8798
2019-02-03 11:00 | 43499.4583 | 10486.8049
2019-02-03 12:00 | 43499.5 | 10539.5783
2019-02-03 13:00 | 43499.5417 | 10108.3606
2019-02-03 14:00 | 43499.5833 | 9779.2179
2019-02-03 15:00 | 43499.625 | 9575.3362
2019-02-03 16:00 | 43499.6667 | 9465.266
2019-02-03 17:00 | 43499.7083 | 9894.8844
2019-02-03 18:00 | 43499.75 | 10895.6411
2019-02-03 19:00 | 43499.7917 | 10989.7167
2019-02-03 20:00 | 43499.8333 | 10612.6014
2019-02-03 21:00 | 43499.875 | 10150.4696
2019-02-03 22:00 | 43499.9167 | 10309.8403
2019-02-03 23:00 | 43499.9583 | 10298.6537
2019-02-04 | 43500 | 10006.5669
2019-02-04 01:00 | 43500.0417 | 9437.2057
2019-02-04 02:00 | 43500.0833 | 8967.1105
2019-02-04 03:00 | 43500.125 | 8698.8898
2019-02-04 04:00 | 43500.1667 | 8715.7291
2019-02-04 05:00 | 43500.2083 | 9226.9429
2019-02-04 06:00 | 43500.25 | 10620.1966
2019-02-04 07:00 | 43500.2917 | 11676.3026
2019-02-04 08:00 | 43500.3333 | 11926.6809
2019-02-04 09:00 | 43500.375 | 12211.8655
2019-02-04 10:00 | 43500.4167 | 12278.4661
2019-02-04 11:00 | 43500.4583 | 12399.9231
2019-02-04 12:00 | 43500.5 | 12036.2214
2019-02-04 13:00 | 43500.5417 | 11972.1461
2019-02-04 14:00 | 43500.5833 | 11799.8488
2019-02-04 15:00 | 43500.625 | 11692.9553
2019-02-04 16:00 | 43500.6667 | 11539.9576
2019-02-04 17:00 | 43500.7083 | 11820.1018
2019-02-04 18:00 | 43500.75 | 12550.3448
2019-02-04 19:00 | 43500.7917 | 12236.2056
2019-02-04 20:00 | 43500.8333 | 11487.5453
2019-02-04 21:00 | 43500.875 | 10738.0735
2019-02-04 22:00 | 43500.9167 | 11020.4794
2019-02-04 23:00 | 43500.9583 | 10961.4547
2019-02-05 | 43501 | 10427.4826
2019-02-05 01:00 | 43501.0417 | 9957.9096
2019-02-05 02:00 | 43501.0833 | 9570.2039
2019-02-05 03:00 | 43501.125 | 9348.992
2019-02-05 04:00 | 43501.1667 | 9362.8808
2019-02-05 05:00 | 43501.2083 | 9784.4978
2019-02-05 06:00 | 43501.25 | 10933.5711
2019-02-05 07:00 | 43501.2917 | 11804.5827
2019-02-05 08:00 | 43501.3333 | 12011.0728
2019-02-05 09:00 | 43501.375 | 12246.2676
2019-02-05 10:00 | 43501.4167 | 12301.1974
2019-02-05 11:00 | 43501.4583 | 12401.3706
2019-02-05 12:00 | 43501.5 | 12101.4179
2019-02-05 13:00 | 43501.5417 | 12048.5732
2019-02-05 14:00 | 43501.5833 | 11906.4664
2019-02-05 15:00 | 43501.625 | 11818.3075
2019-02-05 16:00 | 43501.6667 | 11692.1219
2019-02-05 17:00 | 43501.7083 | 11923.1669
2019-02-05 18:00 | 43501.75 | 12525.4306
2019-02-05 19:00 | 43501.7917 | 12266.3488
2019-02-05 20:00 | 43501.8333 | 11648.9028
2019-02-05 21:00 | 43501.875 | 11030.7786
2019-02-05 22:00 | 43501.9167 | 11263.6962
2019-02-05 23:00 | 43501.9583 | 11215.0114
2019-02-06 | 43502 | 10405.3295
2019-02-06 01:00 | 43502.0417 | 9936.7541
2019-02-06 02:00 | 43502.0833 | 9549.8721
2019-02-06 03:00 | 43502.125 | 9329.1302
2019-02-06 04:00 | 43502.1667 | 9342.9895
2019-02-06 05:00 | 43502.2083 | 9763.7107
2019-02-06 06:00 | 43502.25 | 10910.3428
2019-02-06 07:00 | 43502.2917 | 11779.5039
2019-02-06 08:00 | 43502.3333 | 11985.5554
2019-02-06 09:00 | 43502.375 | 12220.2506
2019-02-06 10:00 | 43502.4167 | 12275.0636
2019-02-06 11:00 | 43502.4583 | 12375.024
2019-02-06 12:00 | 43502.5 | 12075.7085
2019-02-06 13:00 | 43502.5417 | 12022.9761
2019-02-06 14:00 | 43502.5833 | 11881.1712
2019-02-06 15:00 | 43502.625 | 11793.1996
2019-02-06 16:00 | 43502.6667 | 11667.2821
2019-02-06 17:00 | 43502.7083 | 11897.8363
2019-02-06 18:00 | 43502.75 | 12498.8205
2019-02-06 19:00 | 43502.7917 | 12240.2891
2019-02-06 20:00 | 43502.8333 | 11624.1548
2019-02-06 21:00 | 43502.875 | 11007.3438
2019-02-06 22:00 | 43502.9167 | 11239.7665
2019-02-06 23:00 | 43502.9583 | 11191.1852
2019-02-07 | 43503 | 10366.1271
2019-02-07 01:00 | 43503.0417 | 9898.4058
2019-02-07 02:00 | 43503.0833 | 9512.2333
2019-02-07 03:00 | 43503.125 | 9291.8962
2019-02-07 04:00 | 43503.1667 | 9305.7302
2019-02-07 05:00 | 43503.2083 | 9725.6805
2019-02-07 06:00 | 43503.25 | 10870.209
2019-02-07 07:00 | 43503.2917 | 11737.7756
2019-02-07 08:00 | 43503.3333 | 11943.4513
2019-02-07 09:00 | 43503.375 | 12177.7262
2019-02-07 10:00 | 43503.4167 | 12232.4353
2019-02-07 11:00 | 43503.4583 | 12332.2097
2019-02-07 12:00 | 43503.5 | 12033.4408
2019-02-07 13:00 | 43503.5417 | 11980.8075
2019-02-07 14:00 | 43503.5833 | 11839.2631
2019-02-07 15:00 | 43503.625 | 11751.4504
2019-02-07 16:00 | 43503.6667 | 11625.7675
2019-02-07 17:00 | 43503.7083 | 11855.9006
2019-02-07 18:00 | 43503.75 | 12455.7764
2019-02-07 19:00 | 43503.7917 | 12197.7193
2019-02-07 20:00 | 43503.8333 | 11582.7177
2019-02-07 21:00 | 43503.875 | 10967.0408
2019-02-07 22:00 | 43503.9167 | 11199.0282
2019-02-07 23:00 | 43503.9583 | 11150.5366
2019-02-08 | 43504 | 10341.2257
2019-02-08 01:00 | 43504.0417 | 9874.6279
2019-02-08 02:00 | 43504.0833 | 9489.3831
2019-02-08 03:00 | 43504.125 | 9269.5753
2019-02-08 04:00 | 43504.1667 | 9283.3761
2019-02-08 05:00 | 43504.2083 | 9702.3176
2019-02-08 06:00 | 43504.25 | 10844.0967
2019-02-08 07:00 | 43504.2917 | 11709.5792
2019-02-08 08:00 | 43504.3333 | 11914.7609
2019-02-08 09:00 | 43504.375 | 12148.4729
2019-02-08 10:00 | 43504.4167 | 12203.0507
2019-02-08 11:00 | 43504.4583 | 12302.5854
2019-02-08 12:00 | 43504.5 | 12004.5341
2019-02-08 13:00 | 43504.5417 | 11952.0273
2019-02-08 14:00 | 43504.5833 | 11810.823
2019-02-08 15:00 | 43504.625 | 11723.2212
2019-02-08 16:00 | 43504.6667 | 11597.8402
2019-02-08 17:00 | 43504.7083 | 11827.4205
2019-02-08 18:00 | 43504.75 | 12425.8552
2019-02-08 19:00 | 43504.7917 | 12168.4181
2019-02-08 20:00 | 43504.8333 | 11554.8938
2019-02-08 21:00 | 43504.875 | 10940.6959
2019-02-08 22:00 | 43504.9167 | 11172.1259
2019-02-08 23:00 | 43504.9583 | 11123.7509
2019-02-09 | 43505 | 10417.2529
2019-02-09 01:00 | 43505.0417 | 9824.3716
2019-02-09 02:00 | 43505.0833 | 9291.1687
2019-02-09 03:00 | 43505.125 | 8983.3488
2019-02-09 04:00 | 43505.1667 | 8800.9885
2019-02-09 05:00 | 43505.2083 | 8784.3339
2019-02-09 06:00 | 43505.25 | 9111.3052
2019-02-09 07:00 | 43505.2917 | 9293.111
2019-02-09 08:00 | 43505.3333 | 9805.7747
2019-02-09 09:00 | 43505.375 | 10410.3139
2019-02-09 10:00 | 43505.4167 | 10696.7582
2019-02-09 11:00 | 43505.4583 | 10782.2523
2019-02-09 12:00 | 43505.5 | 10696.7582
2019-02-09 13:00 | 43505.5417 | 10440.8475
2019-02-09 14:00 | 43505.5833 | 10195.4757
2019-02-09 15:00 | 43505.625 | 10132.7439
2019-02-09 16:00 | 43505.6667 | 10125.8049
2019-02-09 17:00 | 43505.7083 | 10435.2923
2019-02-09 18:00 | 43505.75 | 11142.8095
2019-02-09 19:00 | 43505.7917 | 10982.651
2019-02-09 20:00 | 43505.8333 | 10439.4537
2019-02-09 21:00 | 43505.875 | 9900.1461
2019-02-09 22:00 | 43505.9167 | 10093.8875
2019-02-09 23:00 | 43505.9583 | 10216.0119
2019-02-10 | 43506 | 9721.5631
2019-02-10 01:00 | 43506.0417 | 9249.122
2019-02-10 02:00 | 43506.0833 | 8808.9118
2019-02-10 03:00 | 43506.125 | 8504.1697
2019-02-10 04:00 | 43506.1667 | 8382.0634
2019-02-10 05:00 | 43506.2083 | 8381.5394
2019-02-10 06:00 | 43506.25 | 8515.1753
2019-02-10 07:00 | 43506.2917 | 8556.8378
2019-02-10 08:00 | 43506.3333 | 8879.397
2019-02-10 09:00 | 43506.375 | 9497.7898
2019-02-10 10:00 | 43506.4167 | 9946.3854
2019-02-10 11:00 | 43506.4583 | 10294.3621
2019-02-10 12:00 | 43506.5 | 10346.2452
2019-02-10 13:00 | 43506.5417 | 9922.278
2019-02-10 14:00 | 43506.5833 | 9598.6718
2019-02-10 15:00 | 43506.625 | 9398.2179
2019-02-10 16:00 | 43506.6667 | 9289.9984
2019-02-10 17:00 | 43506.7083 | 9712.3915
2019-02-10 18:00 | 43506.75 | 10696.316
2019-02-10 19:00 | 43506.7917 | 10788.8115
2019-02-10 20:00 | 43506.8333 | 10418.0395
2019-02-10 21:00 | 43506.875 | 9963.6795
2019-02-10 22:00 | 43506.9167 | 10120.3718
2019-02-10 23:00 | 43506.9583 | 10109.3711
2019-02-11 | 43507 | 9815.5676
2019-02-11 01:00 | 43507.0417 | 9256.3355
2019-02-11 02:00 | 43507.0833 | 8794.602
2019-02-11 03:00 | 43507.125 | 8531.1519
2019-02-11 04:00 | 43507.1667 | 8547.6914
2019-02-11 05:00 | 43507.2083 | 9049.8122
2019-02-11 06:00 | 43507.25 | 10418.2898
2019-02-11 07:00 | 43507.2917 | 11455.6044
2019-02-11 08:00 | 43507.3333 | 11701.5225
2019-02-11 09:00 | 43507.375 | 11981.6427
2019-02-11 10:00 | 43507.4167 | 12047.0547
2019-02-11 11:00 | 43507.4583 | 12166.3581
2019-02-11 12:00 | 43507.5 | 11809.126
2019-02-11 13:00 | 43507.5417 | 11746.1878
2019-02-11 14:00 | 43507.5833 | 11576.9526
2019-02-11 15:00 | 43507.625 | 11471.9624
2019-02-11 16:00 | 43507.6667 | 11321.6785
2019-02-11 17:00 | 43507.7083 | 11596.8415
2019-02-11 18:00 | 43507.75 | 12314.0885
2019-02-11 19:00 | 43507.7917 | 12005.5513
2019-02-11 20:00 | 43507.8333 | 11270.2108
2019-02-11 21:00 | 43507.875 | 10534.0624
2019-02-11 22:00 | 43507.9167 | 10811.4496
2019-02-11 23:00 | 43507.9583 | 10753.4686
2019-02-12 | 43508 | 10229.4351
2019-02-12 01:00 | 43508.0417 | 9766.0977
2019-02-12 02:00 | 43508.0833 | 9383.5387
2019-02-12 03:00 | 43508.125 | 9165.2635
2019-02-12 04:00 | 43508.1667 | 9178.9683
2019-02-12 05:00 | 43508.2083 | 9594.9893
2019-02-12 06:00 | 43508.25 | 10728.8119
2019-02-12 07:00 | 43508.2917 | 11588.2536
2019-02-12 08:00 | 43508.3333 | 11792.01
2019-02-12 09:00 | 43508.375 | 12024.0837
2019-02-12 10:00 | 43508.4167 | 12078.2844
2019-02-12 11:00 | 43508.4583 | 12177.1304
2019-02-12 12:00 | 43508.5 | 11881.151
2019-02-12 13:00 | 43508.5417 | 11829.0149
2019-02-12 14:00 | 43508.5833 | 11688.7952
2019-02-12 15:00 | 43508.625 | 11601.8087
2019-02-12 16:00 | 43508.6667 | 11477.2987
2019-02-12 17:00 | 43508.7083 | 11705.2729
2019-02-12 18:00 | 43508.75 | 12299.5359
2019-02-12 19:00 | 43508.7917 | 12043.9028
2019-02-12 20:00 | 43508.8333 | 11434.6483
2019-02-12 21:00 | 43508.875 | 10824.7255
2019-02-12 22:00 | 43508.9167 | 11054.5549
2019-02-12 23:00 | 43508.9583 | 11006.5184
2019-02-13 | 43509 | 10229.4351
2019-02-13 01:00 | 43509.0417 | 9766.0977
2019-02-13 02:00 | 43509.0833 | 9383.5387
2019-02-13 03:00 | 43509.125 | 9165.2635
2019-02-13 04:00 | 43509.1667 | 9178.9683
2019-02-13 05:00 | 43509.2083 | 9594.9893
2019-02-13 06:00 | 43509.25 | 10728.8119
2019-02-13 07:00 | 43509.2917 | 11588.2536
2019-02-13 08:00 | 43509.3333 | 11792.01
2019-02-13 09:00 | 43509.375 | 12024.0837
2019-02-13 10:00 | 43509.4167 | 12078.2844
2019-02-13 11:00 | 43509.4583 | 12177.1304
2019-02-13 12:00 | 43509.5 | 11881.151
2019-02-13 13:00 | 43509.5417 | 11829.0149
2019-02-13 14:00 | 43509.5833 | 11688.7952
2019-02-13 15:00 | 43509.625 | 11601.8087
2019-02-13 16:00 | 43509.6667 | 11477.2987
2019-02-13 17:00 | 43509.7083 | 11705.2729
2019-02-13 18:00 | 43509.75 | 12299.5359
2019-02-13 19:00 | 43509.7917 | 12043.9028
2019-02-13 20:00 | 43509.8333 | 11434.6483
2019-02-13 21:00 | 43509.875 | 10824.7255
2019-02-13 22:00 | 43509.9167 | 11054.5549
2019-02-13 23:00 | 43509.9583 | 11006.5184
2019-02-14 | 43510 | 10214.0347
2019-02-14 01:00 | 43510.0417 | 9750.4958
2019-02-14 02:00 | 43510.0833 | 9367.7762
2019-02-14 03:00 | 43510.125 | 9149.4083
2019-02-14 04:00 | 43510.1667 | 9163.118
2019-02-14 05:00 | 43510.2083 | 9579.3146
2019-02-14 06:00 | 43510.25 | 10713.611
2019-02-14 07:00 | 43510.2917 | 11573.4217
2019-02-14 08:00 | 43510.3333 | 11777.2579
2019-02-14 09:00 | 43510.375 | 12009.4413
2019-02-14 10:00 | 43510.4167 | 12063.662
2019-02-14 11:00 | 43510.4583 | 12162.5479
2019-02-14 12:00 | 43510.5 | 11866.4388
2019-02-14 13:00 | 43510.5417 | 11814.2828
2019-02-14 14:00 | 43510.5833 | 11674.0032
2019-02-14 15:00 | 43510.625 | 11586.9769
2019-02-14 16:00 | 43510.6667 | 11462.4169
2019-02-14 17:00 | 43510.7083 | 11690.4909
2019-02-14 18:00 | 43510.75 | 12285.0033
2019-02-14 19:00 | 43510.7917 | 12029.2604
2019-02-14 20:00 | 43510.8333 | 11419.7466
2019-02-14 21:00 | 43510.875 | 10809.5744
2019-02-14 22:00 | 43510.9167 | 11039.4936
2019-02-14 23:00 | 43510.9583 | 10991.4371
2019-02-15 | 43511 | 10214.0347
2019-02-15 01:00 | 43511.0417 | 9750.4958
2019-02-15 02:00 | 43511.0833 | 9367.7762
2019-02-15 03:00 | 43511.125 | 9149.4083
2019-02-15 04:00 | 43511.1667 | 9163.118
2019-02-15 05:00 | 43511.2083 | 9579.3146
2019-02-15 06:00 | 43511.25 | 10713.611
2019-02-15 07:00 | 43511.2917 | 11573.4217
2019-02-15 08:00 | 43511.3333 | 11777.2579
2019-02-15 09:00 | 43511.375 | 12009.4413
2019-02-15 10:00 | 43511.4167 | 12063.662
2019-02-15 11:00 | 43511.4583 | 12162.5479
2019-02-15 12:00 | 43511.5 | 11866.4388
2019-02-15 13:00 | 43511.5417 | 11814.2828
2019-02-15 14:00 | 43511.5833 | 11674.0032
2019-02-15 15:00 | 43511.625 | 11586.9769
2019-02-15 16:00 | 43511.6667 | 11462.4169
2019-02-15 17:00 | 43511.7083 | 11690.4909
2019-02-15 18:00 | 43511.75 | 12285.0033
2019-02-15 19:00 | 43511.7917 | 12029.2604
2019-02-15 20:00 | 43511.8333 | 11419.7466
2019-02-15 21:00 | 43511.875 | 10809.5744
2019-02-15 22:00 | 43511.9167 | 11039.4936
2019-02-15 23:00 | 43511.9583 | 10991.4371
2019-02-16 | 43512 | 10300.4726
2019-02-16 01:00 | 43512.0417 | 9710.9434
2019-02-16 02:00 | 43512.0833 | 9180.7537
2019-02-16 03:00 | 43512.125 | 8874.6742
2019-02-16 04:00 | 43512.1667 | 8693.3451
2019-02-16 05:00 | 43512.2083 | 8676.7847
2019-02-16 06:00 | 43512.25 | 9001.9083
2019-02-16 07:00 | 43512.2917 | 9182.6858
2019-02-16 08:00 | 43512.3333 | 9692.4509
2019-02-16 09:00 | 43512.375 | 10293.5703
2019-02-16 10:00 | 43512.4167 | 10578.3984
2019-02-16 11:00 | 43512.4583 | 10663.41
2019-02-16 12:00 | 43512.5 | 10578.3984
2019-02-16 13:00 | 43512.5417 | 10323.9323
2019-02-16 14:00 | 43512.5833 | 10079.9492
2019-02-16 15:00 | 43512.625 | 10017.5795
2019-02-16 16:00 | 43512.6667 | 10010.6772
2019-02-16 17:00 | 43512.7083 | 10318.4065
2019-02-16 18:00 | 43512.75 | 11021.9288
2019-02-16 19:00 | 43512.7917 | 10862.678
2019-02-16 20:00 | 43512.8333 | 10322.5459
2019-02-16 21:00 | 43512.875 | 9786.2898
2019-02-16 22:00 | 43512.9167 | 9978.9388
2019-02-16 23:00 | 43512.9583 | 10100.3767
2019-02-17 | 43513 | 9667.4861
2019-02-17 01:00 | 43513.0417 | 9196.8623
2019-02-17 02:00 | 43513.0833 | 8758.3451
2019-02-17 03:00 | 43513.125 | 8454.7752
2019-02-17 04:00 | 43513.1667 | 8333.1387
2019-02-17 05:00 | 43513.2083 | 8332.616
2019-02-17 06:00 | 43513.25 | 8465.738
2019-02-17 07:00 | 43513.2917 | 8507.2413
2019-02-17 08:00 | 43513.3333 | 8828.5597
2019-02-17 09:00 | 43513.375 | 9444.5738
2019-02-17 10:00 | 43513.4167 | 9891.4436
2019-02-17 11:00 | 43513.4583 | 10238.0829
2019-02-17 12:00 | 43513.5 | 10289.7701
2019-02-17 13:00 | 43513.5417 | 9867.4303
2019-02-17 14:00 | 43513.5833 | 9545.0676
2019-02-17 15:00 | 43513.625 | 9345.3847
2019-02-17 16:00 | 43513.6667 | 9237.5817
2019-02-17 17:00 | 43513.7083 | 9658.3505
2019-02-17 18:00 | 43513.75 | 10638.494
2019-02-17 19:00 | 43513.7917 | 10730.6372
2019-02-17 20:00 | 43513.8333 | 10361.2863
2019-02-17 21:00 | 43513.875 | 9908.6723
2019-02-17 22:00 | 43513.9167 | 10064.7682
2019-02-17 23:00 | 43513.9583 | 10053.7964
2019-02-18 | 43514 | 9763.0944
2019-02-18 01:00 | 43514.0417 | 9205.1181
2019-02-18 02:00 | 43514.0833 | 8744.4229
2019-02-18 03:00 | 43514.125 | 8481.5643
2019-02-18 04:00 | 43514.1667 | 8498.0669
2019-02-18 05:00 | 43514.2083 | 8999.0596
2019-02-18 06:00 | 43514.25 | 10364.4582
2019-02-18 07:00 | 43514.2917 | 11399.4487
2019-02-18 08:00 | 43514.3333 | 11644.8182
2019-02-18 09:00 | 43514.375 | 11924.3001
2019-02-18 10:00 | 43514.4167 | 11989.5624
2019-02-18 11:00 | 43514.4583 | 12108.5965
2019-02-18 12:00 | 43514.5 | 11752.1724
2019-02-18 13:00 | 43514.5417 | 11689.3737
2019-02-18 14:00 | 43514.5833 | 11520.5276
2019-02-18 15:00 | 43514.625 | 11415.7668
2019-02-18 16:00 | 43514.6667 | 11265.8221
2019-02-18 17:00 | 43514.7083 | 11540.3666
2019-02-18 18:00 | 43514.75 | 12256.0078
2019-02-18 19:00 | 43514.7917 | 11948.1488
2019-02-18 20:00 | 43514.8333 | 11214.464
2019-02-18 21:00 | 43514.875 | 10479.9713
2019-02-18 22:00 | 43514.9167 | 10756.7402
2019-02-18 23:00 | 43514.9583 | 10698.8888
2019-02-19 | 43515 | 10168.003
2019-02-19 01:00 | 43515.0417 | 9703.8865
2019-02-19 02:00 | 43515.0833 | 9320.6922
2019-02-19 03:00 | 43515.125 | 9102.052
2019-02-19 04:00 | 43515.1667 | 9115.7787
2019-02-19 05:00 | 43515.2083 | 9532.4919
2019-02-19 06:00 | 43515.25 | 10668.1977
2019-02-19 07:00 | 43515.2917 | 11529.0756
2019-02-19 08:00 | 43515.3333 | 11733.1712
2019-02-19 09:00 | 43515.375 | 11965.6339
2019-02-19 10:00 | 43515.4167 | 12019.9244
2019-02-19 11:00 | 43515.4583 | 12118.94
2019-02-19 12:00 | 43515.5 | 11822.4618
2019-02-19 13:00 | 43515.5417 | 11770.236
2019-02-19 14:00 | 43515.5833 | 11629.7869
2019-02-19 15:00 | 43515.625 | 11542.6508
2019-02-19 16:00 | 43515.6667 | 11417.9312
2019-02-19 17:00 | 43515.7083 | 11646.2944
2019-02-19 18:00 | 43515.75 | 12241.5449
2019-02-19 19:00 | 43515.7917 | 11985.4829
2019-02-19 20:00 | 43515.8333 | 11375.211
2019-02-19 21:00 | 43515.875 | 10764.2808
2019-02-19 22:00 | 43515.9167 | 10994.4893
2019-02-19 23:00 | 43515.9583 | 10946.3729
2019-02-20 | 43516 | 10168.003
2019-02-20 01:00 | 43516.0417 | 9703.8865
2019-02-20 02:00 | 43516.0833 | 9320.6922
2019-02-20 03:00 | 43516.125 | 9102.052
2019-02-20 04:00 | 43516.1667 | 9115.7787
2019-02-20 05:00 | 43516.2083 | 9532.4919
2019-02-20 06:00 | 43516.25 | 10668.1977
2019-02-20 07:00 | 43516.2917 | 11529.0756
2019-02-20 08:00 | 43516.3333 | 11733.1712
2019-02-20 09:00 | 43516.375 | 11965.6339
2019-02-20 10:00 | 43516.4167 | 12019.9244
2019-02-20 11:00 | 43516.4583 | 12118.94
2019-02-20 12:00 | 43516.5 | 11822.4618
2019-02-20 13:00 | 43516.5417 | 11770.236
2019-02-20 14:00 | 43516.5833 | 11629.7869
2019-02-20 15:00 | 43516.625 | 11542.6508
2019-02-20 16:00 | 43516.6667 | 11417.9312
2019-02-20 17:00 | 43516.7083 | 11646.2944
2019-02-20 18:00 | 43516.75 | 12241.5449
2019-02-20 19:00 | 43516.7917 | 11985.4829
2019-02-20 20:00 | 43516.8333 | 11375.211
2019-02-20 21:00 | 43516.875 | 10764.2808
2019-02-20 22:00 | 43516.9167 | 10994.4893
2019-02-20 23:00 | 43516.9583 | 10946.3729
2019-02-21 | 43517 | 10152.7222
2019-02-21 01:00 | 43517.0417 | 9688.4203
2019-02-21 02:00 | 43517.0833 | 9305.0693
2019-02-21 03:00 | 43517.125 | 9086.3413
2019-02-21 04:00 | 43517.1667 | 9100.074
2019-02-21 05:00 | 43517.2083 | 9516.9568
2019-02-21 06:00 | 43517.25 | 10653.1264
2019-02-21 07:00 | 43517.2917 | 11514.3535
2019-02-21 08:00 | 43517.3333 | 11718.5288
2019-02-21 09:00 | 43517.375 | 11951.0912
2019-02-21 10:00 | 43517.4167 | 12005.4017
2019-02-21 11:00 | 43517.4583 | 12104.4472
2019-02-21 12:00 | 43517.5 | 11807.8593
2019-02-21 13:00 | 43517.5417 | 11755.6036
2019-02-21 14:00 | 43517.5833 | 11615.1046
2019-02-21 15:00 | 43517.625 | 11527.9286
2019-02-21 16:00 | 43517.6667 | 11403.1692
2019-02-21 17:00 | 43517.7083 | 11631.6122
2019-02-21 18:00 | 43517.75 | 12227.112
2019-02-21 19:00 | 43517.7917 | 11970.9402
2019-02-21 20:00 | 43517.8333 | 11360.429
2019-02-21 21:00 | 43517.875 | 10749.2494
2019-02-21 22:00 | 43517.9167 | 10979.5477
2019-02-21 23:00 | 43517.9583 | 10931.4114
2019-02-22 | 43518 | 10137.4814
2019-02-22 01:00 | 43518.0417 | 9672.9909
2019-02-22 02:00 | 43518.0833 | 9289.4843
2019-02-22 03:00 | 43518.125 | 9070.6696
2019-02-22 04:00 | 43518.1667 | 9084.4073
2019-02-22 05:00 | 43518.2083 | 9501.4577
2019-02-22 06:00 | 43518.25 | 10638.0851
2019-02-22 07:00 | 43518.2917 | 11499.6612
2019-02-22 08:00 | 43518.3333 | 11703.9164
2019-02-22 09:00 | 43518.375 | 11936.5686
2019-02-22 10:00 | 43518.4167 | 11990.899
2019-02-22 11:00 | 43518.4583 | 12089.9943
2019-02-22 12:00 | 43518.5 | 11793.2867
2019-02-22 13:00 | 43518.5417 | 11741.0111
2019-02-22 14:00 | 43518.5833 | 11600.4522
2019-02-22 15:00 | 43518.625 | 11513.2463
2019-02-22 16:00 | 43518.6667 | 11388.427
2019-02-22 17:00 | 43518.7083 | 11616.9698
2019-02-22 18:00 | 43518.75 | 12212.699
2019-02-22 19:00 | 43518.7917 | 11956.4275
2019-02-22 20:00 | 43518.8333 | 11345.6669
2019-02-22 21:00 | 43518.875 | 10734.248
2019-02-22 22:00 | 43518.9167 | 10964.636
2019-02-22 23:00 | 43518.9583 | 10916.4797
2019-02-23 | 43519 | 10238.8509
2019-02-23 01:00 | 43519.0417 | 9649.624
2019-02-23 02:00 | 43519.0833 | 9119.7086
2019-02-23 03:00 | 43519.125 | 8813.7867
2019-02-23 04:00 | 43519.1667 | 8632.5494
2019-02-23 05:00 | 43519.2083 | 8615.9989
2019-02-23 06:00 | 43519.25 | 8940.9549
2019-02-23 07:00 | 43519.2917 | 9121.6386
2019-02-23 08:00 | 43519.3333 | 9631.1414
2019-02-23 09:00 | 43519.375 | 10231.9486
2019-02-23 10:00 | 43519.4167 | 10516.6371
2019-02-23 11:00 | 43519.4583 | 10601.5988
2019-02-23 12:00 | 43519.5 | 10516.6371
2019-02-23 13:00 | 43519.5417 | 10262.2907
2019-02-23 14:00 | 43519.5833 | 10018.4373
2019-02-23 15:00 | 43519.625 | 9956.0975
2019-02-23 16:00 | 43519.6667 | 9949.2012
2019-02-23 17:00 | 43519.7083 | 10256.7749
2019-02-23 18:00 | 43519.75 | 10959.9281
2019-02-23 19:00 | 43519.7917 | 10800.7571
2019-02-23 20:00 | 43519.8333 | 10260.9142
2019-02-23 21:00 | 43519.875 | 9724.9314
2019-02-23 22:00 | 43519.9167 | 9917.4777
2019-02-23 23:00 | 43519.9583 | 10038.8548
2019-02-24 | 43520 | 9616.0392
2019-02-24 01:00 | 43520.0417 | 9146.5057
2019-02-24 02:00 | 43520.0833 | 8709.0039
2019-02-24 03:00 | 43520.125 | 8406.1371
2019-02-24 04:00 | 43520.1667 | 8284.783
2019-02-24 05:00 | 43520.2083 | 8284.2623
2019-02-24 06:00 | 43520.25 | 8417.075
2019-02-24 07:00 | 43520.2917 | 8458.4816
2019-02-24 08:00 | 43520.3333 | 8779.0559
2019-02-24 09:00 | 43520.375 | 9393.6417
2019-02-24 10:00 | 43520.4167 | 9839.4781
2019-02-24 11:00 | 43520.4583 | 10185.3085
2019-02-24 12:00 | 43520.5 | 10236.876
2019-02-24 13:00 | 43520.5417 | 9815.5187
2019-02-24 14:00 | 43520.5833 | 9493.9031
2019-02-24 15:00 | 43520.625 | 9294.683
2019-02-24 16:00 | 43520.6667 | 9187.1303
2019-02-24 17:00 | 43520.7083 | 9606.9237
2019-02-24 18:00 | 43520.75 | 10584.792
2019-02-24 19:00 | 43520.7917 | 10676.7258
2019-02-24 20:00 | 43520.8333 | 10308.2326
2019-02-24 21:00 | 43520.875 | 9856.665
2019-02-24 22:00 | 43520.9167 | 10012.3928
2019-02-24 23:00 | 43520.9583 | 10001.4609
2019-02-25 | 43521 | 9696.4107
2019-02-25 01:00 | 43521.0417 | 9139.6334
2019-02-25 02:00 | 43521.0833 | 8679.9256
2019-02-25 03:00 | 43521.125 | 8417.6336
2019-02-25 04:00 | 43521.1667 | 8434.1003
2019-02-25 05:00 | 43521.2083 | 8934.0177
2019-02-25 06:00 | 43521.25 | 10296.4828
2019-02-25 07:00 | 43521.2917 | 11329.2491
2019-02-25 08:00 | 43521.3333 | 11574.09
2019-02-25 09:00 | 43521.375 | 11852.9734
2019-02-25 10:00 | 43521.4167 | 11918.096
2019-02-25 11:00 | 43521.4583 | 12036.8808
2019-02-25 12:00 | 43521.5 | 11681.2147
2019-02-25 13:00 | 43521.5417 | 11618.5557
2019-02-25 14:00 | 43521.5833 | 11450.0686
2019-02-25 15:00 | 43521.625 | 11345.5273
2019-02-25 16:00 | 43521.6667 | 11195.9117
2019-02-25 17:00 | 43521.7083 | 11469.8678
2019-02-25 18:00 | 43521.75 | 12183.9729
2019-02-25 19:00 | 43521.7917 | 11876.7822
2019-02-25 20:00 | 43521.8333 | 11144.6634
2019-02-25 21:00 | 43521.875 | 10411.7466
2019-02-25 22:00 | 43521.9167 | 10687.917
2019-02-25 23:00 | 43521.9583 | 10630.1953
2019-02-26 | 43522 | 10107.0995
2019-02-26 01:00 | 43522.0417 | 9642.2449
2019-02-26 02:00 | 43522.0833 | 9258.4341
2019-02-26 03:00 | 43522.125 | 9039.4448
2019-02-26 04:00 | 43522.1667 | 9053.1935
2019-02-26 05:00 | 43522.2083 | 9470.575
2019-02-26 06:00 | 43522.25 | 10608.1021
2019-02-26 07:00 | 43522.2917 | 11470.3665
2019-02-26 08:00 | 43522.3333 | 11674.7812
2019-02-26 09:00 | 43522.375 | 11907.6229
2019-02-26 10:00 | 43522.4167 | 11961.9932
2019-02-26 11:00 | 43522.4583 | 12061.1684
2019-02-26 12:00 | 43522.5 | 11764.2214
2019-02-26 13:00 | 43522.5417 | 11711.9058
2019-02-26 14:00 | 43522.5833 | 11571.2273
2019-02-26 15:00 | 43522.625 | 11483.9516
2019-02-26 16:00 | 43522.6667 | 11359.0425
2019-02-26 17:00 | 43522.7083 | 11587.7648
2019-02-26 18:00 | 43522.75 | 12183.9729
2019-02-26 19:00 | 43522.7917 | 11927.4919
2019-02-26 20:00 | 43522.8333 | 11316.2525
2019-02-26 21:00 | 43522.875 | 10704.3348
2019-02-26 22:00 | 43522.9167 | 10934.9124
2019-02-26 23:00 | 43522.9583 | 10886.7162
2019-02-27 | 43523 | 10091.9683
2019-02-27 01:00 | 43523.0417 | 9626.9293
2019-02-27 02:00 | 43523.0833 | 9242.9689
2019-02-27 03:00 | 43523.125 | 9023.8938
2019-02-27 04:00 | 43523.1667 | 9037.6474
2019-02-27 05:00 | 43523.2083 | 9455.1925
2019-02-27 06:00 | 43523.25 | 10593.1605
2019-02-27 07:00 | 43523.2917 | 11455.764
2019-02-27 08:00 | 43523.3333 | 11660.2586
2019-02-27 09:00 | 43523.375 | 11893.19
2019-02-27 10:00 | 43523.4167 | 11947.5902
2019-02-27 11:00 | 43523.4583 | 12046.7953
2019-02-27 12:00 | 43523.5 | 11749.7287
2019-02-27 13:00 | 43523.5417 | 11697.4031
2019-02-27 14:00 | 43523.5833 | 11556.6747
2019-02-27 15:00 | 43523.625 | 11469.3591
2019-02-27 16:00 | 43523.6667 | 11344.4002
2019-02-27 17:00 | 43523.7083 | 11573.2022
2019-02-27 18:00 | 43523.75 | 12169.6497
2019-02-27 19:00 | 43523.7917 | 11913.0689
2019-02-27 20:00 | 43523.8333 | 11301.5902
2019-02-27 21:00 | 43523.875 | 10689.4431
2019-02-27 22:00 | 43523.9167 | 10920.1004
2019-02-27 23:00 | 43523.9583 | 10871.8943
2019-02-28 | 43524 | 10093.0256
2019-02-28 01:00 | 43524.0417 | 9548.9586
2019-02-28 02:00 | 43524.0833 | 9178.4307
2019-02-28 03:00 | 43524.125 | 9008.3856
2019-02-28 04:00 | 43524.1667 | 9124.3477
2019-02-28 05:00 | 43524.2083 | 9675.2182
2019-02-28 06:00 | 43524.25 | 10889.918
2019-02-28 07:00 | 43524.2917 | 11590.5876
2019-02-28 08:00 | 43524.3333 | 11830.561
2019-02-28 09:00 | 43524.375 | 12052.6403
2019-02-28 10:00 | 43524.4167 | 12068.5893
2019-02-28 11:00 | 43524.4583 | 12155.3564
2019-02-28 12:00 | 43524.5 | 11889.9982
2019-02-28 13:00 | 43524.5417 | 11866.9973
2019-02-28 14:00 | 43524.5833 | 11734.4479
2019-02-28 15:00 | 43524.625 | 11638.5244
2019-02-28 16:00 | 43524.6667 | 11480.6301
2019-02-28 17:00 | 43524.7083 | 11591.2958
2019-02-28 18:00 | 43524.75 | 11837.563
2019-02-28 19:00 | 43524.7917 | 12146.4094
2019-02-28 20:00 | 43524.8333 | 11669.6644
2019-02-28 21:00 | 43524.875 | 11035.474
2019-02-28 22:00 | 43524.9167 | 11135.487
2019-02-28 23:00 | 43524.9583 | 10987.5371
2019-03-01 | 43525 | 10077.9843
2019-03-01 01:00 | 43525.0417 | 9533.7008
2019-03-01 02:00 | 43525.0833 | 9163.0303
2019-03-01 03:00 | 43525.125 | 8992.9204
2019-03-01 04:00 | 43525.1667 | 9108.9263
2019-03-01 05:00 | 43525.2083 | 9660.0083
2019-03-01 06:00 | 43525.25 | 10875.1759
2019-03-01 07:00 | 43525.2917 | 11576.1148
2019-03-01 08:00 | 43525.3333 | 11816.1779
2019-03-01 09:00 | 43525.375 | 12038.347
2019-03-01 10:00 | 43525.4167 | 12054.2961
2019-03-01 11:00 | 43525.4583 | 12141.103
2019-03-01 12:00 | 43525.5 | 11875.6351
2019-03-01 13:00 | 43525.5417 | 11852.6342
2019-03-01 14:00 | 43525.5833 | 11720.025
2019-03-01 15:00 | 43525.625 | 11624.0715
2019-03-01 16:00 | 43525.6667 | 11466.1074
2019-03-01 17:00 | 43525.7083 | 11576.813
2019-03-01 18:00 | 43525.75 | 11823.1799
2019-03-01 19:00 | 43525.7917 | 12132.146
2019-03-01 20:00 | 43525.8333 | 11655.2215
2019-03-01 21:00 | 43525.875 | 11020.7817
2019-03-01 22:00 | 43525.9167 | 11120.8446
2019-03-01 23:00 | 43525.9583 | 10972.8349
2019-03-02 | 43526 | 10070.0846
2019-03-02 01:00 | 43526.0417 | 9383.811
2019-03-02 02:00 | 43526.0833 | 8889.143
2019-03-02 03:00 | 43526.125 | 8647.2665
2019-03-02 04:00 | 43526.1667 | 8525.4675
2019-03-02 05:00 | 43526.2083 | 8555.63
2019-03-02 06:00 | 43526.25 | 8809.2842
2019-03-02 07:00 | 43526.2917 | 8988.5366
2019-03-02 08:00 | 43526.3333 | 9645.5075
2019-03-02 09:00 | 43526.375 | 10291.8547
2019-03-02 10:00 | 43526.4167 | 10566.1898
2019-03-02 11:00 | 43526.4583 | 10636.8582
2019-03-02 12:00 | 43526.5 | 10556.1356
2019-03-02 13:00 | 43526.5417 | 10354.7631
2019-03-02 14:00 | 43526.5833 | 10104.2667
2019-03-02 15:00 | 43526.625 | 9977.8715
2019-03-02 16:00 | 43526.6667 | 9895.1391
2019-03-02 17:00 | 43526.7083 | 10059.1626
2019-03-02 18:00 | 43526.75 | 10502.4137
2019-03-02 19:00 | 43526.7917 | 10866.957
2019-03-02 20:00 | 43526.8333 | 10348.7286
2019-03-02 21:00 | 43526.875 | 9850.3272
2019-03-02 22:00 | 43526.9167 | 9975.2881
2019-03-02 23:00 | 43526.9583 | 10000.8525
2019-03-03 | 43527 | 9464.3251
2019-03-03 01:00 | 43527.0417 | 8941.7977
2019-03-03 02:00 | 43527.0833 | 8626.079
2019-03-03 03:00 | 43527.125 | 8309.9363
2019-03-03 04:00 | 43527.1667 | 8231.9597
2019-03-03 05:00 | 43527.2083 | 8244.8855
2019-03-03 06:00 | 43527.25 | 8424.7822
2019-03-03 07:00 | 43527.2917 | 8361.6385
2019-03-03 08:00 | 43527.3333 | 8822.0794
2019-03-03 09:00 | 43527.375 | 9436.9903
2019-03-03 10:00 | 43527.4167 | 9839.7963
2019-03-03 11:00 | 43527.4583 | 10142.5883
2019-03-03 12:00 | 43527.5 | 10288.7926
2019-03-03 13:00 | 43527.5417 | 9872.8524
2019-03-03 14:00 | 43527.5833 | 9577.8992
2019-03-03 15:00 | 43527.625 | 9452.2461
2019-03-03 16:00 | 43527.6667 | 9267.2644
2019-03-03 17:00 | 43527.7083 | 9477.8852
2019-03-03 18:00 | 43527.75 | 10076.0592
2019-03-03 19:00 | 43527.7917 | 10618.0765
2019-03-03 20:00 | 43527.8333 | 10452.8012
2019-03-03 21:00 | 43527.875 | 10015.4549
2019-03-03 22:00 | 43527.9167 | 10001.4709
2019-03-03 23:00 | 43527.9583 | 9891.4994
2019-03-04 | 43528 | 9648.0799
2019-03-04 01:00 | 43528.0417 | 8997.8816
2019-03-04 02:00 | 43528.0833 | 8555.0784
2019-03-04 03:00 | 43528.125 | 8351.8646
2019-03-04 04:00 | 43528.1667 | 8490.4465
2019-03-04 05:00 | 43528.2083 | 9148.7679
2019-03-04 06:00 | 43528.25 | 10600.4119
2019-03-04 07:00 | 43528.2917 | 11437.7503
2019-03-04 08:00 | 43528.3333 | 11724.5334
2019-03-04 09:00 | 43528.375 | 11989.9314
2019-03-04 10:00 | 43528.4167 | 12008.9825
2019-03-04 11:00 | 43528.4583 | 12112.686
2019-03-04 12:00 | 43528.5 | 11795.5609
2019-03-04 13:00 | 43528.5417 | 11768.0815
2019-03-04 14:00 | 43528.5833 | 11609.6685
2019-03-04 15:00 | 43528.625 | 11495.0431
2019-03-04 16:00 | 43528.6667 | 11306.338
2019-03-04 17:00 | 43528.7083 | 11438.5881
2019-03-04 18:00 | 43528.75 | 11732.8919
2019-03-04 19:00 | 43528.7917 | 12101.9835
2019-03-04 20:00 | 43528.8333 | 11532.2475
2019-03-04 21:00 | 43528.875 | 10774.3549
2019-03-04 22:00 | 43528.9167 | 10893.8778
2019-03-04 23:00 | 43528.9583 | 10717.0721
2019-03-05 | 43529 | 10033.0796
2019-03-05 01:00 | 43529.0417 | 9488.1898
2019-03-05 02:00 | 43529.0833 | 9117.1013
2019-03-05 03:00 | 43529.125 | 8946.7999
2019-03-05 04:00 | 43529.1667 | 9062.9375
2019-03-05 05:00 | 43529.2083 | 9614.6398
2019-03-05 06:00 | 43529.25 | 10831.1789
2019-03-05 07:00 | 43529.2917 | 11532.9058
2019-03-05 08:00 | 43529.3333 | 11773.2382
2019-03-05 09:00 | 43529.375 | 11995.6567
2019-03-05 10:00 | 43529.4167 | 12011.6257
2019-03-05 11:00 | 43529.4583 | 12098.5224
2019-03-05 12:00 | 43529.5 | 11832.7653
2019-03-05 13:00 | 43529.5417 | 11809.7345
2019-03-05 14:00 | 43529.5833 | 11676.9756
2019-03-05 15:00 | 43529.625 | 11580.9124
2019-03-05 16:00 | 43529.6667 | 11422.7788
2019-03-05 17:00 | 43529.7083 | 11533.604
2019-03-05 18:00 | 43529.75 | 11780.2502
2019-03-05 19:00 | 43529.7917 | 12089.5654
2019-03-05 20:00 | 43529.8333 | 11612.1023
2019-03-05 21:00 | 43529.875 | 10976.9543
2019-03-05 22:00 | 43529.9167 | 11077.117
2019-03-05 23:00 | 43529.9583 | 10928.9377
2019-03-06 | 43530 | 10018.1979
2019-03-06 01:00 | 43530.0417 | 9473.1065
2019-03-06 02:00 | 43530.0833 | 9101.8824
2019-03-06 03:00 | 43530.125 | 8931.5181
2019-03-06 04:00 | 43530.1667 | 9047.6976
2019-03-06 05:00 | 43530.2083 | 9599.6035
2019-03-06 06:00 | 43530.25 | 10816.5864
2019-03-06 07:00 | 43530.2917 | 11518.5726
2019-03-06 08:00 | 43530.3333 | 11758.9948
2019-03-06 09:00 | 43530.375 | 11981.4931
2019-03-06 10:00 | 43530.4167 | 11997.4721
2019-03-06 11:00 | 43530.4583 | 12084.3987
2019-03-06 12:00 | 43530.5 | 11818.5418
2019-03-06 13:00 | 43530.5417 | 11795.501
2019-03-06 14:00 | 43530.5833 | 11662.7023
2019-03-06 15:00 | 43530.625 | 11566.5992
2019-03-06 16:00 | 43530.6667 | 11408.4057
2019-03-06 17:00 | 43530.7083 | 11519.2808
2019-03-06 18:00 | 43530.75 | 11766.0068
2019-03-06 19:00 | 43530.7917 | 12075.4417
2019-03-06 20:00 | 43530.8333 | 11597.799
2019-03-06 21:00 | 43530.875 | 10962.4117
2019-03-06 22:00 | 43530.9167 | 11062.6142
2019-03-06 23:00 | 43530.9583 | 10914.3851
2019-03-07 | 43531 | 10003.366
2019-03-07 01:00 | 43531.0417 | 9458.0721
2019-03-07 02:00 | 43531.0833 | 9086.7124
2019-03-07 03:00 | 43531.125 | 8916.2853
2019-03-07 04:00 | 43531.1667 | 9032.5077
2019-03-07 05:00 | 43531.2083 | 9584.614
2019-03-07 06:00 | 43531.25 | 10802.0438
2019-03-07 07:00 | 43531.2917 | 11504.2893
2019-03-07 08:00 | 43531.3333 | 11744.7913
2019-03-07 09:00 | 43531.375 | 11967.3694
2019-03-07 10:00 | 43531.4167 | 11983.3484
2019-03-07 11:00 | 43531.4583 | 12070.3149
2019-03-07 12:00 | 43531.5 | 11804.3583
2019-03-07 13:00 | 43531.5417 | 11781.3175
2019-03-07 14:00 | 43531.5833 | 11648.4589
2019-03-07 15:00 | 43531.625 | 11552.3259
2019-03-07 16:00 | 43531.6667 | 11394.0725
2019-03-07 17:00 | 43531.7083 | 11504.9875
2019-03-07 18:00 | 43531.75 | 11751.8133
2019-03-07 19:00 | 43531.7917 | 12061.3479
2019-03-07 20:00 | 43531.8333 | 11583.5357
2019-03-07 21:00 | 43531.875 | 10947.9189
2019-03-07 22:00 | 43531.9167 | 11048.1614
2019-03-07 23:00 | 43531.9583 | 10899.8824
2019-03-08 | 43532 | 9988.574
2019-03-08 01:00 | 43532.0417 | 9443.0847
2019-03-08 02:00 | 43532.0833 | 9071.5902
2019-03-08 03:00 | 43532.125 | 8901.1033
2019-03-08 04:00 | 43532.1667 | 9017.3666
2019-03-08 05:00 | 43532.2083 | 9569.6724
2019-03-08 06:00 | 43532.25 | 10787.541
2019-03-08 07:00 | 43532.2917 | 11490.0359
2019-03-08 08:00 | 43532.3333 | 11730.6277
2019-03-08 09:00 | 43532.375 | 11953.2856
2019-03-08 10:00 | 43532.4167 | 11969.2745
2019-03-08 11:00 | 43532.4583 | 12056.271
2019-03-08 12:00 | 43532.5 | 11790.2146
2019-03-08 13:00 | 43532.5417 | 11767.1639
2019-03-08 14:00 | 43532.5833 | 11634.2653
2019-03-08 15:00 | 43532.625 | 11538.0925
2019-03-08 16:00 | 43532.6667 | 11379.7793
2019-03-08 17:00 | 43532.7083 | 11490.7342
2019-03-08 18:00 | 43532.75 | 11737.6497
2019-03-08 19:00 | 43532.7917 | 12047.2941
2019-03-08 20:00 | 43532.8333 | 11569.3122
2019-03-08 21:00 | 43532.875 | 10933.4661
2019-03-08 22:00 | 43532.9167 | 11033.7484
2019-03-08 23:00 | 43532.9583 | 10885.4096
2019-03-09 | 43533 | 9978.4799
2019-03-09 01:00 | 43533.0417 | 9293.131
2019-03-09 02:00 | 43533.0833 | 8799.1303
2019-03-09 03:00 | 43533.125 | 8557.581
2019-03-09 04:00 | 43533.1667 | 8435.9455
2019-03-09 05:00 | 43533.2083 | 8466.0671
2019-03-09 06:00 | 43533.25 | 8719.3792
2019-03-09 07:00 | 43533.2917 | 8898.3903
2019-03-09 08:00 | 43533.3333 | 9554.4744
2019-03-09 09:00 | 43533.375 | 10199.9509
2019-03-09 10:00 | 43533.4167 | 10473.9169
2019-03-09 11:00 | 43533.4583 | 10544.4856
2019-03-09 12:00 | 43533.5 | 10463.8727
2019-03-09 13:00 | 43533.5417 | 10262.7695
2019-03-09 14:00 | 43533.5833 | 10012.6122
2019-03-09 15:00 | 43533.625 | 9886.3906
2019-03-09 16:00 | 43533.6667 | 9803.7709
2019-03-09 17:00 | 43533.7083 | 9967.576
2019-03-09 18:00 | 43533.75 | 10410.2305
2019-03-09 19:00 | 43533.7917 | 10774.2751
2019-03-09 20:00 | 43533.8333 | 10256.7449
2019-03-09 21:00 | 43533.875 | 9759.0179
2019-03-09 22:00 | 43533.9167 | 9883.8092
2019-03-09 23:00 | 43533.9583 | 9909.3416
2019-03-10 | 43534 | 9380.0307
2019-03-10 01:00 | 43534.0417 | 8859.7256
2019-03-10 02:00 | 43534.0833 | 8545.3484
2019-03-10 03:00 | 43534.125 | 8230.5493
2019-03-10 04:00 | 43534.1667 | 8152.9048
2019-03-10 05:00 | 43534.2083 | 8165.7748
2019-03-10 06:00 | 43534.25 | 8344.9065
2019-03-10 07:00 | 43534.2917 | 8282.032
2019-03-10 08:00 | 43534.3333 | 8740.5159
2019-03-10 09:00 | 43534.375 | 9352.8136
2019-03-10 10:00 | 43534.4167 | 9753.907
2019-03-10 11:00 | 43534.4583 | 10055.4123
2019-03-10 12:00 | 43534.5 | 10200.9982
2019-03-10 13:00 | 43534.5417 | 9786.8224
2019-03-10 14:00 | 43534.5833 | 9493.1231
2019-03-10 15:00 | 43534.625 | 9368.0036
2019-03-10 16:00 | 43534.6667 | 9183.8089
2019-03-10 17:00 | 43534.7083 | 9393.534
2019-03-10 18:00 | 43534.75 | 9989.1625
2019-03-10 19:00 | 43534.7917 | 10528.8757
2019-03-10 20:00 | 43534.8333 | 10364.3085
2019-03-10 21:00 | 43534.875 | 9928.8195
2019-03-10 22:00 | 43534.9167 | 9914.8943
2019-03-10 23:00 | 43534.9583 | 9805.3897
2019-03-11 | 43535 | 9566.0108
2019-03-11 01:00 | 43535.0417 | 8916.4249
2019-03-11 02:00 | 43535.0833 | 8474.0387
2019-03-11 03:00 | 43535.125 | 8271.0163
2019-03-11 04:00 | 43535.1667 | 8409.4666
2019-03-11 05:00 | 43535.2083 | 9067.1696
2019-03-11 06:00 | 43535.25 | 10517.4451
2019-03-11 07:00 | 43535.2917 | 11353.9955
2019-03-11 08:00 | 43535.3333 | 11640.5093
2019-03-11 09:00 | 43535.375 | 11905.658
2019-03-11 10:00 | 43535.4167 | 11924.6891
2019-03-11 11:00 | 43535.4583 | 12028.2929
2019-03-11 12:00 | 43535.5 | 11711.467
2019-03-11 13:00 | 43535.5417 | 11684.0175
2019-03-11 14:00 | 43535.5833 | 11525.7542
2019-03-11 15:00 | 43535.625 | 11411.2284
2019-03-11 16:00 | 43535.6667 | 11222.7128
2019-03-11 17:00 | 43535.7083 | 11354.8334
2019-03-11 18:00 | 43535.75 | 11648.8678
2019-03-11 19:00 | 43535.7917 | 12017.6103
2019-03-11 20:00 | 43535.8333 | 11448.4129
2019-03-11 21:00 | 43535.875 | 10691.2285
2019-03-11 22:00 | 43535.9167 | 10810.6417
2019-03-11 23:00 | 43535.9583 | 10633.9956
2019-03-12 | 43536 | 9944.4783
2019-03-12 01:00 | 43536.0417 | 9398.4134
2019-03-12 02:00 | 43536.0833 | 9026.528
2019-03-12 03:00 | 43536.125 | 8855.8596
2019-03-12 04:00 | 43536.1667 | 8972.2465
2019-03-12 05:00 | 43536.2083 | 9525.1348
2019-03-12 06:00 | 43536.25 | 10744.2922
2019-03-12 07:00 | 43536.2917 | 11447.5252
2019-03-12 08:00 | 43536.3333 | 11688.3763
2019-03-12 09:00 | 43536.375 | 11911.2736
2019-03-12 10:00 | 43536.4167 | 11927.2725
2019-03-12 11:00 | 43536.4583 | 12014.3587
2019-03-12 12:00 | 43536.5 | 11748.023
2019-03-12 13:00 | 43536.5417 | 11724.9523
2019-03-12 14:00 | 43536.5833 | 11591.9042
2019-03-12 15:00 | 43536.625 | 11495.6316
2019-03-12 16:00 | 43536.6667 | 11337.1588
2019-03-12 17:00 | 43536.7083 | 11448.2234
2019-03-12 18:00 | 43536.75 | 11695.3983
2019-03-12 19:00 | 43536.7917 | 12005.3817
2019-03-12 20:00 | 43536.8333 | 11526.8912
2019-03-12 21:00 | 43536.875 | 10890.3768
2019-03-12 22:00 | 43536.9167 | 10990.7589
2019-03-12 23:00 | 43536.9583 | 10842.2604
2019-03-13 | 43537 | 9929.8798
2019-03-13 01:00 | 43537.0417 | 9383.6254
2019-03-13 02:00 | 43537.0833 | 9011.6123
2019-03-13 03:00 | 43537.125 | 8840.886
2019-03-13 04:00 | 43537.1667 | 8957.3119
2019-03-13 05:00 | 43537.2083 | 9510.3907
2019-03-13 06:00 | 43537.25 | 10729.969
2019-03-13 07:00 | 43537.2917 | 11433.4414
2019-03-13 08:00 | 43537.3333 | 11674.3823
2019-03-13 09:00 | 43537.375 | 11897.3493
2019-03-13 10:00 | 43537.4167 | 11913.3582
2019-03-13 11:00 | 43537.4583 | 12000.4744
2019-03-13 12:00 | 43537.5 | 11734.0489
2019-03-13 13:00 | 43537.5417 | 11710.9583
2019-03-13 14:00 | 43537.5833 | 11577.8703
2019-03-13 15:00 | 43537.625 | 11481.5677
2019-03-13 16:00 | 43537.6667 | 11323.0351
2019-03-13 17:00 | 43537.7083 | 11434.1495
2019-03-13 18:00 | 43537.75 | 11681.4042
2019-03-13 19:00 | 43537.7917 | 11991.4874
2019-03-13 20:00 | 43537.8333 | 11512.8374
2019-03-13 21:00 | 43537.875 | 10876.1035
2019-03-13 22:00 | 43537.9167 | 10976.5155
2019-03-13 23:00 | 43537.9583 | 10827.9771
2019-03-14 | 43538 | 9915.3272
2019-03-14 01:00 | 43538.0417 | 9368.8873
2019-03-14 02:00 | 43538.0833 | 8996.7465
2019-03-14 03:00 | 43538.125 | 8825.9624
2019-03-14 04:00 | 43538.1667 | 8942.4281
2019-03-14 05:00 | 43538.2083 | 9495.6965
2019-03-14 06:00 | 43538.25 | 10715.6857
2019-03-14 07:00 | 43538.2917 | 11419.4074
2019-03-14 08:00 | 43538.3333 | 11660.4181
2019-03-14 09:00 | 43538.375 | 11883.465
2019-03-14 10:00 | 43538.4167 | 11899.4739
2019-03-14 11:00 | 43538.4583 | 11986.6299
2019-03-14 12:00 | 43538.5 | 11720.1048
2019-03-14 13:00 | 43538.5417 | 11697.0141
2019-03-14 14:00 | 43538.5833 | 11563.8862
2019-03-14 15:00 | 43538.625 | 11467.5437
2019-03-14 16:00 | 43538.6667 | 11308.9612
2019-03-14 17:00 | 43538.7083 | 11420.1056
2019-03-14 18:00 | 43538.75 | 11667.4501
2019-03-14 19:00 | 43538.7917 | 11977.643
2019-03-14 20:00 | 43538.8333 | 11498.8234
2019-03-14 21:00 | 43538.875 | 10861.87
2019-03-14 22:00 | 43538.9167 | 10962.3219
2019-03-14 23:00 | 43538.9583 | 10813.7238
2019-03-15 | 43539 | 9900.8275
2019-03-15 01:00 | 43539.0417 | 9354.204
2019-03-15 02:00 | 43539.0833 | 8981.9386
2019-03-15 03:00 | 43539.125 | 8811.0956
2019-03-15 04:00 | 43539.1667 | 8927.6012
2019-03-15 05:00 | 43539.2083 | 9481.0551
2019-03-15 06:00 | 43539.25 | 10701.4522
2019-03-15 07:00 | 43539.2917 | 11405.4134
2019-03-15 08:00 | 43539.3333 | 11646.5039
2019-03-15 09:00 | 43539.375 | 11869.6306
2019-03-15 10:00 | 43539.4167 | 11885.6494
2019-03-15 11:00 | 43539.4583 | 11972.8254
2019-03-15 12:00 | 43539.5 | 11706.2205
2019-03-15 13:00 | 43539.5417 | 11683.1198
2019-03-15 14:00 | 43539.5833 | 11549.942
2019-03-15 15:00 | 43539.625 | 11453.5696
2019-03-15 16:00 | 43539.6667 | 11294.9273
2019-03-15 17:00 | 43539.7083 | 11406.1116
2019-03-15 18:00 | 43539.75 | 11653.5358
2019-03-15 19:00 | 43539.7917 | 11963.8385
2019-03-15 20:00 | 43539.8333 | 11484.8592
2019-03-15 21:00 | 43539.875 | 10847.6865
2019-03-15 22:00 | 43539.9167 | 10948.1783
2019-03-15 23:00 | 43539.9583 | 10799.5302
2019-03-16 | 43540 | 9887.7082
2019-03-16 01:00 | 43540.0417 | 9203.4793
2019-03-16 02:00 | 43540.0833 | 8710.2846
2019-03-16 03:00 | 43540.125 | 8469.1293
2019-03-16 04:00 | 43540.1667 | 8347.6923
2019-03-16 05:00 | 43540.2083 | 8377.765
2019-03-16 06:00 | 43540.25 | 8630.6632
2019-03-16 07:00 | 43540.2917 | 8809.382
2019-03-16 08:00 | 43540.3333 | 9464.3969
2019-03-16 09:00 | 43540.375 | 10108.815
2019-03-16 10:00 | 43540.4167 | 10382.3322
2019-03-16 11:00 | 43540.4583 | 10452.7912
2019-03-16 12:00 | 43540.5 | 10372.308
2019-03-16 13:00 | 43540.5417 | 10171.5339
2019-03-16 14:00 | 43540.5833 | 9921.7906
2019-03-16 15:00 | 43540.625 | 9795.7704
2019-03-16 16:00 | 43540.6667 | 9713.2854
2019-03-16 17:00 | 43540.7083 | 9876.8242
2019-03-16 18:00 | 43540.75 | 10318.7556
2019-03-16 19:00 | 43540.7917 | 10682.2017
2019-03-16 20:00 | 43540.8333 | 10165.5193
2019-03-16 21:00 | 43540.875 | 9668.6062
2019-03-16 22:00 | 43540.9167 | 9793.193
2019-03-16 23:00 | 43540.9583 | 9818.6835
2019-03-17 | 43541 | 9302.5697
2019-03-17 01:00 | 43541.0417 | 8784.4131
2019-03-17 02:00 | 43541.0833 | 8471.3346
2019-03-17 03:00 | 43541.125 | 8157.8352
2019-03-17 04:00 | 43541.1667 | 8080.5108
2019-03-17 05:00 | 43541.2083 | 8093.3289
2019-03-17 06:00 | 43541.25 | 8271.7205
2019-03-17 07:00 | 43541.2917 | 8209.1044
2019-03-17 08:00 | 43541.3333 | 8665.6952
2019-03-17 09:00 | 43541.375 | 9275.4644
2019-03-17 10:00 | 43541.4167 | 9674.902
2019-03-17 11:00 | 43541.4583 | 9975.1685
2019-03-17 12:00 | 43541.5 | 10120.1459
2019-03-17 13:00 | 43541.5417 | 9707.6808
2019-03-17 14:00 | 43541.5833 | 9415.1943
2019-03-17 15:00 | 43541.625 | 9290.5925
2019-03-17 16:00 | 43541.6667 | 9107.1578
2019-03-17 17:00 | 43541.7083 | 9316.0172
2019-03-17 18:00 | 43541.75 | 9909.185
2019-03-17 19:00 | 43541.7917 | 10446.6769
2019-03-17 20:00 | 43541.8333 | 10282.778
2019-03-17 21:00 | 43541.875 | 9849.0914
2019-03-17 22:00 | 43541.9167 | 9835.224
2019-03-17 23:00 | 43541.9583 | 9726.1723
2019-03-18 | 43542 | 9469.6614
2019-03-18 01:00 | 43542.0417 | 8820.1443
2019-03-18 02:00 | 43542.0833 | 8377.8039
2019-03-18 03:00 | 43542.125 | 8174.8036
2019-03-18 04:00 | 43542.1667 | 8313.2398
2019-03-18 05:00 | 43542.2083 | 8970.873
2019-03-18 06:00 | 43542.25 | 10420.9929
2019-03-18 07:00 | 43542.2917 | 11257.4636
2019-03-18 08:00 | 43542.3333 | 11543.9374
2019-03-18 09:00 | 43542.375 | 11809.0562
2019-03-18 10:00 | 43542.4167 | 11828.0973
2019-03-18 11:00 | 43542.4583 | 11931.6811
2019-03-18 12:00 | 43542.5 | 11614.8951
2019-03-18 13:00 | 43542.5417 | 11587.4456
2019-03-18 14:00 | 43542.5833 | 11429.1923
2019-03-18 15:00 | 43542.625 | 11314.6865
2019-03-18 16:00 | 43542.6667 | 11126.1909
2019-03-18 17:00 | 43542.7083 | 11258.3014
2019-03-18 18:00 | 43542.75 | 11552.296
2019-03-18 19:00 | 43542.7917 | 11920.9986
2019-03-18 20:00 | 43542.8333 | 11351.861
2019-03-18 21:00 | 43542.875 | 10594.7564
2019-03-18 22:00 | 43542.9167 | 10714.1596
2019-03-18 23:00 | 43542.9583 | 10537.5334
2019-03-19 | 43543 | 9843.3561
2019-03-19 01:00 | 43543.0417 | 9296.0195
2019-03-19 02:00 | 43543.0833 | 8923.2664
2019-03-19 03:00 | 43543.125 | 8752.2009
2019-03-19 04:00 | 43543.1667 | 8868.8582
2019-03-19 05:00 | 43543.2083 | 9423.0362
2019-03-19 06:00 | 43543.25 | 10645.0272
2019-03-19 07:00 | 43543.2917 | 11349.906
2019-03-19 08:00 | 43543.3333 | 11591.3157
2019-03-19 09:00 | 43543.375 | 11814.7316
2019-03-19 10:00 | 43543.4167 | 11830.7704
2019-03-19 11:00 | 43543.4583 | 11918.0661
2019-03-19 12:00 | 43543.5 | 11651.1021
2019-03-19 13:00 | 43543.5417 | 11627.9715
2019-03-19 14:00 | 43543.5833 | 11494.6242
2019-03-19 15:00 | 43543.625 | 11398.1321
2019-03-19 16:00 | 43543.6667 | 11239.2803
2019-03-19 17:00 | 43543.7083 | 11350.6142
2019-03-19 18:00 | 43543.75 | 11598.3576
2019-03-19 19:00 | 43543.7917 | 11909.0593
2019-03-19 20:00 | 43543.8333 | 11429.4516
2019-03-19 21:00 | 43543.875 | 10791.461
2019-03-19 22:00 | 43543.9167 | 10892.0724
2019-03-19 23:00 | 43543.9583 | 10743.2349
2019-03-20 | 43544 | 9829.1277
2019-03-20 01:00 | 43544.0417 | 9281.6166
2019-03-20 02:00 | 43544.0833 | 8908.7467
2019-03-20 03:00 | 43544.125 | 8737.6264
2019-03-20 04:00 | 43544.1667 | 8854.3205
2019-03-20 05:00 | 43544.2083 | 9408.6741
2019-03-20 06:00 | 43544.25 | 10631.0531
2019-03-20 07:00 | 43544.2917 | 11336.1514
2019-03-20 08:00 | 43544.3333 | 11577.6408
2019-03-20 09:00 | 43544.375 | 11801.1266
2019-03-20 10:00 | 43544.4167 | 11817.1654
2019-03-20 11:00 | 43544.4583 | 11904.491
2019-03-20 12:00 | 43544.5 | 11637.4472
2019-03-20 13:00 | 43544.5417 | 11614.3066
2019-03-20 14:00 | 43544.5833 | 11480.9194
2019-03-20 15:00 | 43544.625 | 11384.3874
2019-03-20 16:00 | 43544.6667 | 11225.4957
2019-03-20 17:00 | 43544.7083 | 11336.8595
2019-03-20 18:00 | 43544.75 | 11584.6827
2019-03-20 19:00 | 43544.7917 | 11895.4841
2019-03-20 20:00 | 43544.8333 | 11415.7269
2019-03-20 21:00 | 43544.875 | 10777.5268
2019-03-20 22:00 | 43544.9167 | 10878.1781
2019-03-20 23:00 | 43544.9583 | 10729.2907
2019-03-21 | 43545 | 9800.8374
2019-03-21 01:00 | 43545.0417 | 9252.9861
2019-03-21 02:00 | 43545.0833 | 8879.8838
2019-03-21 03:00 | 43545.125 | 8708.6578
2019-03-21 04:00 | 43545.1667 | 8825.4258
2019-03-21 05:00 | 43545.2083 | 9380.1224
2019-03-21 06:00 | 43545.25 | 10603.2645
2019-03-21 07:00 | 43545.2917 | 11308.8016
2019-03-21 08:00 | 43545.3333 | 11550.4407
2019-03-21 09:00 | 43545.375 | 11774.0561
2019-03-21 10:00 | 43545.4167 | 11790.1149
2019-03-21 11:00 | 43545.4583 | 11877.4904
2019-03-21 12:00 | 43545.5 | 11610.287
2019-03-21 13:00 | 43545.5417 | 11587.1265
2019-03-21 14:00 | 43545.5833 | 11453.6494
2019-03-21 15:00 | 43545.625 | 11357.0676
2019-03-21 16:00 | 43545.6667 | 11198.0761
2019-03-21 17:00 | 43545.7083 | 11309.5098
2019-03-21 18:00 | 43545.75 | 11557.4826
2019-03-21 19:00 | 43545.7917 | 11868.4835
2019-03-21 20:00 | 43545.8333 | 11388.427
2019-03-21 21:00 | 43545.875 | 10749.8279
2019-03-21 22:00 | 43545.9167 | 10850.5392
2019-03-21 23:00 | 43545.9583 | 10701.562
2019-03-22 | 43546 | 9786.7815
2019-03-22 01:00 | 43546.0417 | 9238.7627
2019-03-22 02:00 | 43546.0833 | 8865.5467
2019-03-22 03:00 | 43546.125 | 8694.2678
2019-03-22 04:00 | 43546.1667 | 8811.0706
2019-03-22 05:00 | 43546.2083 | 9365.9369
2019-03-22 06:00 | 43546.25 | 10589.45
2019-03-22 07:00 | 43546.2917 | 11295.2066
2019-03-22 08:00 | 43546.3333 | 11536.9155
2019-03-22 09:00 | 43546.375 | 11760.6007
2019-03-22 10:00 | 43546.4167 | 11776.6694
2019-03-22 11:00 | 43546.4583 | 11864.0649
2019-03-22 12:00 | 43546.5 | 11596.7817
2019-03-22 13:00 | 43546.5417 | 11573.6212
2019-03-22 14:00 | 43546.5833 | 11440.1042
2019-03-22 15:00 | 43546.625 | 11343.4825
2019-03-22 16:00 | 43546.6667 | 11184.4412
2019-03-22 17:00 | 43546.7083 | 11295.9048
2019-03-22 18:00 | 43546.75 | 11543.9674
2019-03-22 19:00 | 43546.7917 | 11855.058
2019-03-22 20:00 | 43546.8333 | 11374.8519
2019-03-22 21:00 | 43546.875 | 10736.0633
2019-03-22 22:00 | 43546.9167 | 10836.8044
2019-03-22 23:00 | 43546.9583 | 10687.7774
2019-03-23 | 43547 | 9768.4975
2019-03-23 01:00 | 43547.0417 | 9086.0241
2019-03-23 02:00 | 43547.0833 | 8594.0962
2019-03-23 03:00 | 43547.125 | 8353.5582
2019-03-23 04:00 | 43547.1667 | 8232.4335
2019-03-23 05:00 | 43547.2083 | 8262.4284
2019-03-23 06:00 | 43547.25 | 8514.6782
2019-03-23 07:00 | 43547.2917 | 8692.9382
2019-03-23 08:00 | 43547.3333 | 9346.2724
2019-03-23 09:00 | 43547.375 | 9989.0328
2019-03-23 10:00 | 43547.4167 | 10261.8518
2019-03-23 11:00 | 43547.4583 | 10332.1312
2019-03-23 12:00 | 43547.5 | 10251.8575
2019-03-23 13:00 | 43547.5417 | 10051.6021
2019-03-23 14:00 | 43547.5833 | 9802.4922
2019-03-23 15:00 | 43547.625 | 9676.7961
2019-03-23 16:00 | 43547.6667 | 9594.5225
2019-03-23 17:00 | 43547.7083 | 9757.6414
2019-03-23 18:00 | 43547.75 | 10198.4348
2019-03-23 19:00 | 43547.7917 | 10560.9533
2019-03-23 20:00 | 43547.8333 | 10045.5975
2019-03-23 21:00 | 43547.875 | 9549.957
2019-03-23 22:00 | 43547.9167 | 9674.2247
2019-03-23 23:00 | 43547.9583 | 9699.6494
2019-03-24 | 43548 | 9193.1718
2019-03-24 01:00 | 43548.0417 | 8678.211
2019-03-24 02:00 | 43548.0833 | 8367.0625
2019-03-24 03:00 | 43548.125 | 8055.4961
2019-03-24 04:00 | 43548.1667 | 7978.6486
2019-03-24 05:00 | 43548.2083 | 7991.3868
2019-03-24 06:00 | 43548.25 | 8168.6793
2019-03-24 07:00 | 43548.2917 | 8106.4502
2019-03-24 08:00 | 43548.3333 | 8560.2252
2019-03-24 09:00 | 43548.375 | 9166.233
2019-03-24 10:00 | 43548.4167 | 9563.207
2019-03-24 11:00 | 43548.4583 | 9861.6182
2019-03-24 12:00 | 43548.5 | 10005.71
2019-03-24 13:00 | 43548.5417 | 9595.7843
2019-03-24 14:00 | 43548.5833 | 9305.1022
2019-03-24 15:00 | 43548.625 | 9181.2674
2019-03-24 16:00 | 43548.6667 | 8998.9648
2019-03-24 17:00 | 43548.7083 | 9206.5355
2019-03-24 18:00 | 43548.75 | 9796.0467
2019-03-24 19:00 | 43548.7917 | 10330.2161
2019-03-24 20:00 | 43548.8333 | 10167.3347
2019-03-24 21:00 | 43548.875 | 9736.3242
2019-03-24 22:00 | 43548.9167 | 9722.5406
2019-03-24 23:00 | 43548.9583 | 9614.1611
2019-03-25 | 43549 | 9359.667
2019-03-25 01:00 | 43549.0417 | 8709.5116
2019-03-25 02:00 | 43549.0833 | 8266.7373
2019-03-25 03:00 | 43549.125 | 8063.5365
2019-03-25 04:00 | 43549.1667 | 8202.1094
2019-03-25 05:00 | 43549.2083 | 8860.3879
2019-03-25 06:00 | 43549.25 | 10311.9331
2019-03-25 07:00 | 43549.2917 | 11149.2217
2019-03-25 08:00 | 43549.3333 | 11435.9848
2019-03-25 09:00 | 43549.375 | 11701.3629
2019-03-25 10:00 | 43549.4167 | 11720.414
2019-03-25 11:00 | 43549.4583 | 11824.1075
2019-03-25 12:00 | 43549.5 | 11507.0024
2019-03-25 13:00 | 43549.5417 | 11479.523
2019-03-25 14:00 | 43549.5833 | 11321.13
2019-03-25 15:00 | 43549.625 | 11206.5045
2019-03-25 16:00 | 43549.6667 | 11017.8193
2019-03-25 17:00 | 43549.7083 | 11150.0595
2019-03-25 18:00 | 43549.75 | 11444.3434
2019-03-25 19:00 | 43549.7917 | 11813.415
2019-03-25 20:00 | 43549.8333 | 11243.7189
2019-03-25 21:00 | 43549.875 | 10485.8662
2019-03-25 22:00 | 43549.9167 | 10605.3891
2019-03-25 23:00 | 43549.9583 | 10428.5834
2019-03-26 | 43550 | 9731.1584
2019-03-26 01:00 | 43550.0417 | 9182.4943
2019-03-26 02:00 | 43550.0833 | 8808.8374
2019-03-26 03:00 | 43550.125 | 8637.357
2019-03-26 04:00 | 43550.1667 | 8754.2975
2019-03-26 05:00 | 43550.2083 | 9309.8181
2019-03-26 06:00 | 43550.25 | 10534.7805
2019-03-26 07:00 | 43550.2917 | 11241.3649
2019-03-26 08:00 | 43550.3333 | 11483.3631
2019-03-26 09:00 | 43550.375 | 11707.3176
2019-03-26 10:00 | 43550.4167 | 11723.3963
2019-03-26 11:00 | 43550.4583 | 11810.9015
2019-03-26 12:00 | 43550.5 | 11543.2891
2019-03-26 13:00 | 43550.5417 | 11520.1087
2019-03-26 14:00 | 43550.5833 | 11386.4322
2019-03-26 15:00 | 43550.625 | 11289.7007
2019-03-26 16:00 | 43550.6667 | 11130.4699
2019-03-26 17:00 | 43550.7083 | 11242.0731
2019-03-26 18:00 | 43550.75 | 11490.415
2019-03-26 19:00 | 43550.7917 | 11801.8747
2019-03-26 20:00 | 43550.8333 | 11321.11
2019-03-26 21:00 | 43550.875 | 10681.5534
2019-03-26 22:00 | 43550.9167 | 10782.4242
2019-03-26 23:00 | 43550.9583 | 10633.2176
2019-03-27 | 43551 | 9717.4098
2019-03-27 01:00 | 43551.0417 | 9168.588
2019-03-27 02:00 | 43551.0833 | 8794.8254
2019-03-27 03:00 | 43551.125 | 8623.2961
2019-03-27 04:00 | 43551.1667 | 8740.2706
2019-03-27 05:00 | 43551.2083 | 9295.9497
2019-03-27 06:00 | 43551.25 | 10521.2553
2019-03-27 07:00 | 43551.2917 | 11228.0392
2019-03-27 08:00 | 43551.3333 | 11470.1072
2019-03-27 09:00 | 43551.375 | 11694.1215
2019-03-27 10:00 | 43551.4167 | 11710.2102
2019-03-27 11:00 | 43551.4583 | 11797.7353
2019-03-27 12:00 | 43551.5 | 11530.0631
2019-03-27 13:00 | 43551.5417 | 11506.8627
2019-03-27 14:00 | 43551.5833 | 11373.1563
2019-03-27 15:00 | 43551.625 | 11276.3949
2019-03-27 16:00 | 43551.6667 | 11117.1242
2019-03-27 17:00 | 43551.7083 | 11228.7473
2019-03-27 18:00 | 43551.75 | 11477.169
2019-03-27 19:00 | 43551.7917 | 11788.7085
2019-03-27 20:00 | 43551.8333 | 11307.8042
2019-03-27 21:00 | 43551.875 | 10668.078
2019-03-27 22:00 | 43551.9167 | 10768.9688
2019-03-27 23:00 | 43551.9583 | 10619.7222
2019-03-28 | 43552 | 9703.7249
2019-03-28 01:00 | 43552.0417 | 9154.7486
2019-03-28 02:00 | 43552.0833 | 8780.8812
2019-03-28 03:00 | 43552.125 | 8609.3041
2019-03-28 04:00 | 43552.1667 | 8726.3104
2019-03-28 05:00 | 43552.2083 | 9282.1462
2019-03-28 06:00 | 43552.25 | 10507.7998
2019-03-28 07:00 | 43552.2917 | 11214.7832
2019-03-28 08:00 | 43552.3333 | 11456.921
2019-03-28 09:00 | 43552.375 | 11680.9953
2019-03-28 10:00 | 43552.4167 | 11697.0839
2019-03-28 11:00 | 43552.4583 | 11784.639
2019-03-28 12:00 | 43552.5 | 11516.887
2019-03-28 13:00 | 43552.5417 | 11493.6866
2019-03-28 14:00 | 43552.5833 | 11359.9303
2019-03-28 15:00 | 43552.625 | 11263.1489
2019-03-28 16:00 | 43552.6667 | 11103.8283
2019-03-28 17:00 | 43552.7083 | 11215.4914
2019-03-28 18:00 | 43552.75 | 11463.9829
2019-03-28 19:00 | 43552.7917 | 11775.6121
2019-03-28 20:00 | 43552.8333 | 11294.5682
2019-03-28 21:00 | 43552.875 | 10654.6625
2019-03-28 22:00 | 43552.9167 | 10755.5831
2019-03-28 23:00 | 43552.9583 | 10606.2967
2019-03-29 | 43553 | 9690.1049
2019-03-29 01:00 | 43553.0417 | 9140.9769
2019-03-29 02:00 | 43553.0833 | 8767.0059
2019-03-29 03:00 | 43553.125 | 8595.3809
2019-03-29 04:00 | 43553.1667 | 8712.4201
2019-03-29 05:00 | 43553.2083 | 9268.4095
2019-03-29 06:00 | 43553.25 | 10494.4043
2019-03-29 07:00 | 43553.2917 | 11201.5871
2019-03-29 08:00 | 43553.3333 | 11443.7848
2019-03-29 09:00 | 43553.375 | 11667.9288
2019-03-29 10:00 | 43553.4167 | 11684.0175
2019-03-29 11:00 | 43553.4583 | 11771.5925
2019-03-29 12:00 | 43553.5 | 11503.7707
2019-03-29 13:00 | 43553.5417 | 11480.5603
2019-03-29 14:00 | 43553.5833 | 11346.7741
2019-03-29 15:00 | 43553.625 | 11249.9628
2019-03-29 16:00 | 43553.6667 | 11090.5923
2019-03-29 17:00 | 43553.7083 | 11202.2853
2019-03-29 18:00 | 43553.75 | 11450.8466
2019-03-29 19:00 | 43553.7917 | 11762.5657
2019-03-29 20:00 | 43553.8333 | 11281.3921
2019-03-29 21:00 | 43553.875 | 10641.3068
2019-03-29 22:00 | 43553.9167 | 10742.2474
2019-03-29 23:00 | 43553.9583 | 10592.9211
2019-03-30 | 43554 | 9652.0038
2019-03-30 01:00 | 43554.0417 | 8971.5553
2019-03-30 02:00 | 43554.0833 | 8481.0865
2019-03-30 03:00 | 43554.125 | 8241.2628
2019-03-30 04:00 | 43554.1667 | 8120.4971
2019-03-30 05:00 | 43554.2083 | 8150.4033
2019-03-30 06:00 | 43554.25 | 8401.904
2019-03-30 07:00 | 43554.2917 | 8579.6363
2019-03-30 08:00 | 43554.3333 | 9231.0315
2019-03-30 09:00 | 43554.375 | 9871.8898
2019-03-30 10:00 | 43554.4167 | 10143.8949
2019-03-30 11:00 | 43554.4583 | 10213.9649
2019-03-30 12:00 | 43554.5 | 10133.9305
2019-03-30 13:00 | 43554.5417 | 9934.2656
2019-03-30 14:00 | 43554.5833 | 9685.8977
2019-03-30 15:00 | 43554.625 | 9560.5758
2019-03-30 16:00 | 43554.6667 | 9478.5445
2019-03-30 17:00 | 43554.7083 | 9641.1806
2019-03-30 18:00 | 43554.75 | 10080.6674
2019-03-30 19:00 | 43554.7917 | 10442.1086
2019-03-30 20:00 | 43554.8333 | 9928.2849
2019-03-30 21:00 | 43554.875 | 9434.1127
2019-03-30 22:00 | 43554.9167 | 9558.0114
2019-03-30 23:00 | 43554.9583 | 9583.3602
2019-03-31 | 43555 | 9300.9808
2019-03-31 01:00 | 43555.0417 | 8651.5645
2019-03-31 02:00 | 43555.0833 | 8157.4282
2019-03-31 03:00 | 43555.125 | 7960.0643
2019-03-31 04:00 | 43555.1667 | 7872.2659
2019-03-31 05:00 | 43555.2083 | 7999.9728
2019-03-31 06:00 | 43555.25 | 8105.1854
2019-03-31 07:00 | 43555.2917 | 8153.4375
2019-03-31 08:00 | 43555.3333 | 8771.6519
2019-03-31 09:00 | 43555.375 | 9453.7203
2019-03-31 10:00 | 43555.4167 | 9831.7589
2019-03-31 11:00 | 43555.4583 | 10126.719
2019-03-31 12:00 | 43555.5 | 10205.0877
2019-03-31 13:00 | 43555.5417 | 9795.1171
2019-03-31 14:00 | 43555.5833 | 9256.7185
2019-03-31 15:00 | 43555.625 | 9088.7412
2019-03-31 16:00 | 43555.6667 | 9048.8327
2019-03-31 17:00 | 43555.7083 | 9212.4573
2019-03-31 18:00 | 43555.75 | 9556.0304
2019-03-31 19:00 | 43555.7917 | 9706.2305
2019-03-31 20:00 | 43555.8333 | 9967.4483
2019-03-31 21:00 | 43555.875 | 10207.6212
2019-03-31 22:00 | 43555.9167 | 10201.8161
2019-03-31 23:00 | 43555.9583 | 9864.7751

## 2.3 Market response
2.3 Market response
Market response volume per winter
Results from the Market Response subgroup of the Taskforce implementation of Strategic Reserve (see link below).
E-cube Market Response study - 2nd phase report
| 2017-18 | 2018-19 | 2019-20 | 2020-21
Market Response volume [MW] | 668 | 702 | 737 | 774

## 3. Balancing reserves
3. Balancing reserves
Volume of balancing reserves assumed to be provided by Belgian production units [MW]
| 2017-18 | 2018-19 | 2019-20 | 2020-21
FCR | 20 | 20 | 20 | 20
aFRR | 144 | 139 | 155 | 165
mFRR | 352 | 357.2602 | 358 | 363
Total | 516 | 516.2602 | 533 | 548

## 4. Flow based domains
4. Flow based domains
Four typical days (three during the week and one for the weekend), each consisting of 24 CWE flow based domains will be used for the volume assessment.
The typical days are determined using a clustering method on historical domain data for winter 2015-16 and part of winter 2016-17.
The same domains will be used for the base case of winters 2018-19, 2019-20 and 2020-21.
Typical day 1: 10-12-2015 (Weekday)
CBCO constraints typical day 1
Typical day 2: 03-02-2016 (Weekday)
CBCO constraints typical day 2
Typical day 3: 08-02-2016 (Weekday)
CBCO constraints typical day 3
Typical day 4: 06-02-2016 (Weekend)
CBCO constraints typical day 4
The historical domains have been modified in order to take into account the relevant future grid investments, as described in the public consultation on methods, hypotheses and data sources (see link below).
Note that the Nemo Link interconnection will be taken into account for winters 2019-20 and 2020-21 as it is planned to be commissionned in 2019.
The Nemo Link interconnection will be taken into account as an additional possible exchange of 1000 MW between Belgium and Great Britain on top of the flow based domain possibilities.
Public consultation on methods, hypotheses and data sources: consulted document

## 4.1 Flow based typical day 1
4.1 Flow based typical day 1 : 10-12-2015 (Weekday)
PTDFs
Hour | RAM | BE | DE | FR | NL
1 | 415 | 0.00569 | 0.06522 | 0.02893 | -0.11386
1 | 847 | 0.01963 | -0.14376 | 0.07568 | -0.10733
1 | 314 | 0.04522 | -0.04712 | -0.06491 | -0.02101
1 | 1248 | 0.12248 | -0.17369 | -0.09101 | -0.20953
1 | 548 | -0.04522 | 0.04712 | 0.06491 | 0.02101
1 | 4500 | -1 | 0 | 0 | 0
1 | 4400 | 0 | -1 | 0 | 0
1 | 213 | -0.05602 | -0.08368 | -0.11066 | 0
1 | 213 | -0.05489 | -0.08618 | -0.11015 | 0
1 | 213 | -0.08254 | -0.10283 | -0.10481 | 0
1 | 213 | -0.055 | -0.09104 | -0.10904 | 0
1 | 213 | -0.05481 | -0.08847 | -0.10963 | 0
1 | 213 | -0.10356 | -0.01761 | -0.12311 | 0
1 | 213 | -0.10473 | -0.01965 | -0.12257 | 0
1 | 213 | -0.10638 | -0.02315 | -0.12168 | 0
1 | 213 | -0.09355 | -0.09993 | -0.10486 | 0
1 | 166 | -0.0668 | -0.07922 | -0.07389 | 0
1 | 166 | -0.06742 | -0.07939 | -0.07459 | 0
1 | 166 | -0.06686 | -0.08008 | -0.07704 | 0
1 | 166 | -0.06858 | -0.07977 | -0.07609 | 0
1 | 216 | -0.10497 | -0.04369 | -0.07059 | 0
1 | 216 | -0.10511 | -0.04433 | -0.07144 | 0
1 | 216 | -0.10522 | -0.04453 | -0.07196 | 0
1 | 216 | -0.10503 | -0.04399 | -0.07095 | 0
1 | 216 | -0.10512 | -0.04377 | -0.07117 | 0
1 | 216 | -0.10535 | -0.0442 | -0.07224 | 0
2 | 442 | 0.00569 | 0.06522 | 0.02898 | -0.11478
2 | 916 | 0.01963 | -0.14376 | 0.07491 | -0.10832
2 | 308 | 0.04522 | -0.04712 | -0.06479 | -0.02123
2 | 1298 | 0.12248 | -0.17369 | -0.09115 | -0.21123
2 | 556 | -0.04522 | 0.04712 | 0.06479 | 0.02123
2 | 252 | 0.01187 | 0.07278 | 0.04557 | 0.11466
2 | 1430 | 0.08136 | -0.19468 | -0.07664 | -0.26715
2 | 1490 | 0.07987 | -0.22413 | -0.09572 | -0.28295
2 | 350 | 0.04462 | -0.05059 | -0.04904 | -0.03596
2 | 1838 | 0.09187 | 0.26721 | 0.40469 | 0.18653
2 | 4500 | -1 | 0 | 0 | 0
2 | 4400 | 0 | -1 | 0 | 0
2 | 220 | -0.05783 | -0.08555 | -0.11452 | 0
2 | 220 | -0.05613 | -0.0892 | -0.11378 | 0
2 | 220 | -0.07757 | -0.10824 | -0.10824 | 0
2 | 220 | -0.05638 | -0.09619 | -0.11217 | 0
2 | 220 | -0.05606 | -0.09255 | -0.11302 | 0
2 | 220 | -0.0991 | -0.10726 | -0.10726 | 0
2 | 220 | -0.11084 | -0.00604 | -0.12973 | 0
2 | 220 | -0.11196 | -0.00807 | -0.1292 | 0
2 | 220 | -0.11645 | -0.01632 | -0.12707 | 0
2 | 220 | -0.11616 | -0.01784 | -0.12674 | 0
2 | 167 | -0.05706 | -0.07635 | -0.06113 | 0
2 | 167 | -0.07109 | -0.08008 | -0.07631 | 0
2 | 167 | -0.07111 | -0.08008 | -0.07633 | 0
3 | 431 | 0.00569 | 0.06522 | 0.02895 | -0.11421
3 | 928 | 0.01963 | -0.14376 | 0.07502 | -0.10812
3 | 1572 | -0.01927 | -0.12512 | -0.06318 | -0.41129
3 | 302 | 0.04522 | -0.04712 | -0.06478 | -0.02118
3 | 1294 | 0.12248 | -0.17369 | -0.09105 | -0.21091
3 | 562 | -0.04522 | 0.04712 | 0.06478 | 0.02118
3 | 270 | 0.01187 | 0.07278 | 0.04554 | 0.11512
3 | 1411 | 0.08136 | -0.19468 | -0.07648 | -0.26707
3 | 1470 | 0.07987 | -0.22413 | -0.09554 | -0.28252
3 | 340 | 0.04462 | -0.05059 | -0.049 | -0.03589
3 | 1788 | 0.09187 | 0.26721 | 0.40489 | 0.1862
3 | 4500 | -1 | 0 | 0 | 0
3 | 4400 | 0 | -1 | 0 | 0
3 | 220 | -0.05833 | -0.08788 | -0.11384 | 0
3 | 220 | -0.05773 | -0.08907 | -0.1136 | 0
3 | 220 | -0.05785 | -0.09138 | -0.11307 | 0
3 | 220 | -0.10534 | -0.0243 | -0.12574 | 0
3 | 220 | -0.07536 | -0.10824 | -0.10824 | 0
3 | 220 | -0.10772 | -0.02743 | -0.1249 | 0
3 | 220 | -0.10202 | -0.10703 | -0.10703 | 0
3 | 220 | -0.05767 | -0.09028 | -0.11333 | 0
3 | 220 | -0.0577 | -0.09064 | -0.11324 | 0
3 | 167 | -0.04761 | -0.07325 | -0.0489 | 0
3 | 167 | -0.07484 | -0.08033 | -0.07777 | 0
4 | 416 | 0.00569 | 0.06522 | 0.029 | -0.11463
4 | 1037 | 0.01963 | -0.14376 | 0.0735 | -0.10819
4 | 283 | 0.04522 | -0.04712 | -0.06456 | -0.02121
4 | 1292 | 0.12248 | -0.17369 | -0.09111 | -0.21093
4 | 276 | 0.01187 | 0.07278 | 0.04551 | 0.11501
4 | 1458 | 0.07987 | -0.22413 | -0.09556 | -0.28254
4 | 319 | 0.04462 | -0.05059 | -0.04878 | -0.03591
4 | 1703 | 0.09187 | 0.26721 | 0.40535 | 0.18632
4 | 1315 | 0.12011 | -0.17122 | -0.07117 | -0.21277
4 | 4500 | -1 | 0 | 0 | 0
4 | 4400 | 0 | -1 | 0 | 0
4 | 81 | -0.03899 | 0.00202 | -0.04504 | 0
4 | 219 | -0.05516 | -0.09955 | -0.11079 | 0
4 | 219 | -0.11932 | -0.01187 | -0.12724 | 0
4 | 219 | -0.05725 | -0.0833 | -0.11439 | 0
4 | 219 | -0.06651 | -0.10819 | -0.10819 | 0
4 | 219 | -0.10332 | -0.10652 | -0.10652 | 0
4 | 219 | -0.1144 | 0 | -0.13023 | 0
4 | 219 | -0.11109 | 0 | -0.13041 | 0
4 | 219 | -0.05456 | -0.08919 | -0.11319 | 0
4 | 219 | -0.05432 | -0.09638 | -0.11156 | 0
4 | 219 | -0.0543 | -0.09425 | -0.11205 | 0
4 | 219 | -0.05429 | -0.09467 | -0.11195 | 0
4 | 167 | -0.04646 | -0.07287 | -0.04752 | 0
4 | 167 | -0.07638 | -0.08039 | -0.07835 | 0
5 | 429 | 0.00569 | 0.06522 | 0.02901 | -0.11478
5 | 449 | 0.0091 | -0.08404 | 0.00214 | -0.04704
5 | 985 | 0.01963 | -0.14376 | 0.07487 | -0.10832
5 | 308 | 0.04522 | -0.04712 | -0.06479 | -0.02123
5 | 1251 | 0.12248 | -0.17369 | -0.09121 | -0.21123
5 | 556 | -0.04522 | 0.04712 | 0.06479 | 0.02123
5 | 271 | 0.01187 | 0.07278 | 0.0456 | 0.11466
5 | 1374 | 0.08136 | -0.19468 | -0.07671 | -0.26715
5 | 1427 | 0.07987 | -0.22413 | -0.0958 | -0.28295
5 | 346 | 0.04462 | -0.05059 | -0.04905 | -0.03596
5 | 1710 | 0.09187 | 0.26721 | 0.40452 | 0.18654
5 | 4500 | -1 | 0 | 0 | 0
5 | 4400 | 0 | -1 | 0 | 0
5 | 81 | -0.03966 | 0.00143 | -0.04596 | 0
5 | 156 | -0.08503 | -0.00825 | -0.09064 | 0
5 | 156 | -0.07343 | -0.07585 | -0.07585 | 0
5 | 156 | -0.08101 | 0 | -0.09275 | 0
5 | 156 | -0.07934 | 0 | -0.09284 | 0
5 | 156 | -0.05259 | -0.04945 | -0.08304 | 0
5 | 156 | -0.06515 | -0.02467 | -0.088 | 0
5 | 156 | -0.05542 | -0.07202 | -0.07772 | 0
5 | 156 | -0.05738 | -0.07657 | -0.07657 | 0
5 | 167 | -0.04586 | -0.07271 | -0.0466 | 0
5 | 167 | -0.07626 | -0.08047 | -0.07836 | 0
5 | 167 | -0.04265 | -0.0738 | -0.05018 | 0
6 | 547 | 0.00569 | 0.06522 | 0.02901 | -0.14244
6 | 918 | 0.01963 | -0.14376 | 0.07617 | -0.11125
6 | 295 | 0.04522 | -0.04712 | -0.06496 | -0.02255
6 | 1190 | 0.12248 | -0.17369 | -0.09124 | -0.21099
6 | 268 | 0.01187 | 0.07278 | 0.04564 | 0.11094
6 | 1324 | 0.08136 | -0.19468 | -0.07684 | -0.26441
6 | 1384 | 0.07987 | -0.22413 | -0.09595 | -0.28225
6 | 335 | 0.04462 | -0.05059 | -0.04926 | -0.03687
6 | 1629 | 0.09187 | 0.26721 | 0.40407 | 0.19135
6 | 4500 | -1 | 0 | 0 | 0
6 | 4400 | 0 | -1 | 0 | 0
6 | 193 | -0.0616 | -0.06613 | -0.10171 | 0
6 | 193 | -0.06153 | -0.06646 | -0.10164 | 0
6 | 193 | -0.10588 | -0.01629 | -0.11062 | 0
6 | 193 | -0.09991 | -0.00349 | -0.11388 | 0
6 | 193 | -0.10123 | -0.00615 | -0.1132 | 0
6 | 193 | -0.06535 | -0.09492 | -0.09492 | 0
6 | 193 | -0.06039 | -0.08321 | -0.09787 | 0
6 | 176 | -0.08454 | -0.07806 | -0.07806 | 0
6 | 176 | -0.08545 | -0.08545 | -0.08545 | 0
6 | 176 | -0.09462 | -0.04302 | -0.09462 | 0
6 | 176 | -0.08501 | -0.07542 | -0.07828 | 0
6 | 204 | -0.04469 | -0.08791 | -0.0526 | 0
6 | 188 | -0.02702 | -0.06793 | -0.02004 | 0
6 | 188 | -0.03719 | -0.07812 | -0.03719 | 0
7 | 644 | 0.00569 | 0.06522 | 0.02896 | -0.13058
7 | 260 | 0.00809 | -0.06284 | 0.00221 | -0.04221
7 | 249 | 0.00257 | 0.05543 | 0.02315 | -0.00699
7 | 823 | 0.01963 | -0.14378 | 0.07749 | -0.1077
7 | 624 | 0.01748 | 0.12454 | 0.06179 | -0.05555
7 | 224 | 0.04522 | -0.04712 | -0.06514 | -0.02145
7 | 1245 | 0.12248 | -0.1737 | -0.09115 | -0.2074
7 | 272 | 0.01187 | 0.07278 | 0.04565 | 0.1178
7 | 287 | 0.04462 | -0.05059 | -0.04947 | -0.03573
7 | 1598 | 0.09187 | 0.2672 | 0.40381 | 0.18543
7 | 4500 | -1 | 0 | 0 | 0
7 | 4250 | 0 | 0 | 0 | -1
7 | 98 | -0.04782 | 0.00217 | -0.05512 | 0
7 | 98 | -0.04439 | 0.00836 | -0.04615 | 0
7 | 98 | -0.05107 | 0.00478 | -0.05107 | 0
7 | 98 | -0.04521 | 0.00896 | -0.04521 | 0
7 | 72 | -0.03193 | 0.00709 | -0.03127 | 0
7 | 82 | -0.03636 | 0.00807 | -0.0356 | 0
7 | 178 | -0.04304 | -0.05697 | -0.09557 | 0
7 | 178 | -0.03057 | -0.08896 | -0.08896 | 0
7 | 178 | -0.10203 | -0.01428 | -0.10203 | 0
7 | 178 | -0.1039 | 0 | -0.10519 | 0
7 | 178 | -0.09018 | 0 | -0.10595 | 0
7 | 162 | -0.08043 | -0.05964 | -0.07518 | 0
7 | 189 | -0.01274 | -0.08649 | -0.06341 | 0
7 | 189 | -0.01638 | -0.07593 | -0.02555 | 0
7 | 173 | -0.0206 | -0.06859 | -0.0206 | 0
7 | 173 | -0.08329 | -0.07821 | -0.07821 | 0
7 | 173 | -0.084 | -0.084 | -0.084 | 0
7 | 173 | -0.01804 | -0.05916 | -0.01007 | 0
7 | 173 | -0.01799 | -0.05916 | -0.01003 | 0
8 | 622 | 0.00565 | 0.06553 | 0.02889 | -0.17061
8 | 268 | 0.00811 | -0.06161 | 0.00289 | -0.04556
8 | 829 | 0.01964 | -0.14569 | 0.07937 | -0.11154
8 | 233 | 0.0458 | -0.04653 | -0.06517 | -0.02313
8 | 1176 | 0.12287 | -0.17584 | -0.09237 | -0.20721
8 | 1702 | 0.09365 | 0.26491 | 0.40369 | 0.1906
8 | 4500 | -1 | 0 | 0 | 0
8 | 147 | 0.02449 | 0.05911 | 0.04627 | 0
8 | 147 | 0 | 0.05893 | 0.01077 | 0
8 | 147 | 0.01655 | 0.05971 | 0.03236 | 0
8 | 147 | 0 | 0.0515 | 0.03777 | 0
8 | 147 | 0.0188 | 0.05533 | 0.05162 | 0
8 | 155 | -0.02242 | 0.04927 | -0.02242 | 0
8 | 236 | -0.05072 | -0.10257 | -0.12102 | 0
8 | 236 | -0.09557 | 0 | -0.14195 | 0
8 | 236 | -0.0607 | -0.07651 | -0.12641 | 0
8 | 220 | -0.10489 | 0 | -0.0396 | 0
8 | 220 | -0.10068 | -0.05568 | -0.05568 | 0
8 | 220 | -0.13009 | 0 | -0.13009 | 0
8 | 264 | -0.02326 | -0.10569 | -0.03363 | 0
8 | 264 | -0.02849 | -0.1041 | -0.02849 | 0
8 | 264 | -0.06541 | -0.13124 | -0.13124 | 0
8 | 264 | -0.12838 | -0.12838 | -0.12838 | 0
8 | 248 | -0.0209 | -0.08111 | -0.0072 | 0
8 | 248 | -0.02087 | -0.08112 | -0.00719 | 0
9 | 217 | 0.00995 | -0.04064 | -0.08725 | -0.02176
9 | 564 | 0.00566 | 0.06553 | 0.02894 | -0.1654
9 | 295 | 0.00811 | -0.06163 | 0.00265 | -0.04506
9 | 845 | 0.01964 | -0.14572 | 0.07897 | -0.11134
9 | 713 | 0.01918 | 0.12741 | 0.0632 | 0.37147
9 | 235 | 0.0458 | -0.04653 | -0.0652 | -0.0229
9 | 1153 | 0.12287 | -0.17585 | -0.09245 | -0.20844
9 | 4500 | -1 | 0 | 0 | 0
9 | 152 | 0 | 0.05333 | 0.03863 | 0
9 | 152 | 0.02035 | 0.05747 | 0.05362 | 0
9 | 152 | 0.02388 | 0.06105 | 0.04583 | 0
9 | 152 | 0 | 0.0613 | 0.00967 | 0
9 | 152 | 0.01401 | 0.06201 | 0.02775 | 0
9 | 152 | 0.02012 | 0.06215 | 0.03629 | 0
9 | 152 | 0.01949 | 0.06224 | 0.03503 | 0
9 | 148 | -0.01937 | 0.04846 | -0.01937 | 0
9 | 229 | -0.05205 | -0.09552 | -0.11811 | 0
9 | 229 | -0.09283 | 0 | -0.13765 | 0
9 | 229 | -0.05905 | -0.07558 | -0.12227 | 0
9 | 229 | -0.06241 | -0.0676 | -0.1239 | 0
9 | 213 | -0.10171 | 0 | -0.03907 | 0
9 | 213 | -0.09756 | -0.05496 | -0.05496 | 0
9 | 213 | -0.12589 | 0 | -0.12589 | 0
9 | 257 | -0.02962 | -0.10458 | -0.03976 | 0
9 | 257 | -0.03215 | -0.10239 | -0.03215 | 0
9 | 257 | -0.0686 | -0.12751 | -0.12751 | 0
9 | 257 | -0.12495 | -0.12495 | -0.12495 | 0
9 | 241 | -0.02174 | -0.07984 | -0.00905 | 0
9 | 241 | -0.02171 | -0.07985 | -0.00904 | 0
10 | 215 | 0.00995 | -0.04068 | -0.08754 | -0.02165
10 | 581 | 0.00567 | 0.06574 | 0.0291 | -0.16178
10 | 871 | 0.01963 | -0.14567 | 0.07886 | -0.11089
10 | 718 | 0.01918 | 0.12733 | 0.06324 | 0.37365
10 | 222 | 0.0458 | -0.04656 | -0.06517 | -0.02273
10 | 1192 | 0.12287 | -0.17577 | -0.0925 | -0.20844
10 | 4500 | -1 | 0 | 0 | 0
10 | 112 | -0.02196 | 0.02926 | -0.02517 | 0
10 | 219 | 0.03475 | 0.08906 | 0.0632 | 0
10 | 219 | 0 | 0.08881 | 0.0128 | 0
10 | 219 | 0.03229 | 0.0846 | 0.07578 | 0
10 | 219 | 0 | 0.07714 | 0.05523 | 0
10 | 219 | 0.03017 | 0.0833 | 0.07738 | 0
10 | 219 | 0.0342 | 0.09037 | 0.05763 | 0
10 | 219 | 0.03242 | 0.09061 | 0.05411 | 0
10 | 219 | 0.01742 | 0.09006 | 0.03398 | 0
10 | 186 | -0.02715 | 0.05893 | -0.02715 | 0
10 | 224 | -0.05982 | -0.08306 | -0.11746 | 0
10 | 224 | -0.09986 | 0 | -0.1342 | 0
10 | 224 | -0.05994 | -0.08154 | -0.1178 | 0
10 | 224 | -0.05989 | -0.08181 | -0.11774 | 0
10 | 208 | -0.09949 | 0 | -0.0387 | 0
10 | 208 | -0.12295 | 0 | -0.12295 | 0
10 | 253 | -0.08012 | -0.1249 | -0.1249 | 0
10 | 253 | -0.04394 | -0.10638 | -0.05347 | 0
10 | 253 | -0.04054 | -0.10293 | -0.04054 | 0
10 | 236 | -0.10826 | -0.06208 | -0.06208 | 0
10 | 236 | -0.1147 | -0.1147 | -0.1147 | 0
10 | 236 | -0.02351 | -0.07956 | -0.01178 | 0
10 | 236 | -0.02348 | -0.07957 | -0.01177 | 0
10 | 560 | -0.2702 | -0.09906 | -0.16721 | 0
10 | 560 | -0.27088 | -0.10363 | -0.1722 | 0
10 | 560 | -0.2726 | -0.11024 | -0.18206 | 0
10 | 560 | -0.27794 | -0.10508 | -0.19837 | 0
10 | 560 | -0.27282 | -0.10018 | -0.17722 | 0
10 | 560 | -0.27884 | -0.10912 | -0.20386 | 0
10 | 560 | -0.27532 | -0.11511 | -0.19457 | 0
10 | 560 | -0.27893 | -0.10968 | -0.2045 | 0
11 | 525 | 0.00566 | 0.06548 | 0.02899 | -0.16541
11 | 927 | 0.01963 | -0.14568 | 0.07879 | -0.11127
11 | 713 | 0.01918 | 0.12736 | 0.06326 | 0.37145
11 | 229 | 0.0458 | -0.04654 | -0.06515 | -0.02291
11 | 1240 | 0.12287 | -0.17581 | -0.09253 | -0.20842
11 | 4500 | -1 | 0 | 0 | 0
11 | 111 | -0.02454 | 0.0262 | -0.02894 | 0
11 | 215 | 0.0355 | 0.08733 | 0.06435 | 0
11 | 215 | 0.03408 | 0.08874 | 0.05712 | 0
11 | 215 | 0.02592 | 0.08146 | 0.07153 | 0
11 | 215 | 0.03131 | 0.08264 | 0.07518 | 0
11 | 215 | 0 | 0.08733 | 0.01194 | 0
11 | 215 | 0 | 0.07617 | 0.05247 | 0
11 | 215 | 0.01521 | 0.08849 | 0.03017 | 0
11 | 215 | 0.03339 | 0.08921 | 0.05437 | 0
11 | 183 | -0.02691 | 0.05788 | -0.02691 | 0
11 | 229 | -0.06515 | -0.08847 | -0.11897 | 0
11 | 229 | -0.06566 | -0.07945 | -0.121 | 0
11 | 229 | -0.10302 | 0 | -0.13707 | 0
11 | 229 | -0.06602 | -0.0775 | -0.12143 | 0
11 | 213 | -0.09807 | -0.05922 | -0.05922 | 0
11 | 213 | -0.10252 | 0 | -0.042 | 0
11 | 213 | -0.12588 | 0 | -0.12588 | 0
11 | 257 | -0.05294 | -0.11 | -0.0622 | 0
11 | 257 | -0.04756 | -0.10613 | -0.04756 | 0
11 | 257 | -0.12494 | -0.12494 | -0.12494 | 0
11 | 257 | -0.08462 | -0.12677 | -0.12677 | 0
11 | 257 | -0.07169 | -0.12006 | -0.1009 | 0
11 | 241 | -0.02893 | -0.08358 | -0.01805 | 0
11 | 241 | -0.02889 | -0.08359 | -0.01803 | 0
12 | 566 | 0.00566 | 0.06543 | 0.02898 | -0.16541
12 | 920 | 0.01963 | -0.14514 | 0.07878 | -0.11127
12 | 713 | 0.01918 | 0.12728 | 0.06324 | 0.37145
12 | 245 | 0.0458 | -0.04658 | -0.06513 | -0.02291
12 | 1225 | 0.12287 | -0.17567 | -0.0925 | -0.20842
12 | 4500 | -1 | 0 | 0 | 0
12 | 111 | -0.02994 | 0.02165 | -0.03538 | 0
12 | 215 | 0 | 0.07608 | 0.05261 | 0
12 | 215 | 0 | 0.08633 | 0.01537 | 0
12 | 215 | 0.02613 | 0.08141 | 0.07182 | 0
12 | 215 | 0.0195 | 0.08784 | 0.03869 | 0
12 | 215 | 0.02941 | 0.08729 | 0.05528 | 0
12 | 215 | 0.02928 | 0.08841 | 0.05103 | 0
12 | 183 | -0.03361 | 0.05305 | -0.03361 | 0
12 | 229 | -0.0638 | -0.0871 | -0.11936 | 0
12 | 229 | -0.06415 | -0.0808 | -0.12078 | 0
12 | 229 | -0.10428 | 0 | -0.137 | 0
12 | 229 | -0.0644 | -0.07943 | -0.12107 | 0
12 | 213 | -0.10246 | 0 | -0.04177 | 0
12 | 213 | -0.09804 | -0.05892 | -0.05892 | 0
12 | 213 | -0.12588 | 0 | -0.12588 | 0
12 | 257 | -0.08451 | -0.12675 | -0.12675 | 0
12 | 257 | -0.05381 | -0.11018 | -0.06306 | 0
12 | 257 | -0.04793 | -0.1062 | -0.04793 | 0
12 | 257 | -0.12492 | -0.12492 | -0.12492 | 0
12 | 241 | -0.02854 | -0.08333 | -0.01754 | 0
12 | 241 | -0.02851 | -0.08334 | -0.01753 | 0
13 | 670 | 0.00566 | 0.06549 | 0.02892 | -0.15744
13 | 977 | 0.01963 | -0.14567 | 0.07907 | -0.10979
13 | 682 | 0.01918 | 0.12737 | 0.06315 | 0.35658
13 | 254 | 0.0458 | -0.04654 | -0.06516 | -0.02241
13 | 1269 | 0.12287 | -0.17581 | -0.09237 | -0.20719
13 | 1454 | 0.08148 | -0.19719 | -0.07755 | -0.26285
13 | 315 | 0.04483 | -0.05003 | -0.04937 | -0.03604
13 | 4500 | -1 | 0 | 0 | 0
13 | 4250 | 0 | 0 | 0 | -1
13 | 4400 | 0 | -1 | 0 | 0
13 | 111 | -0.02679 | 0.02431 | -0.03156 | 0
13 | 156 | 0.01939 | 0.06351 | 0.03569 | 0
13 | 156 | 0.01937 | 0.05923 | 0.05121 | 0
13 | 156 | 0.0203 | 0.06212 | 0.04207 | 0
13 | 157 | -0.07585 | 0 | -0.03229 | 0
13 | 157 | 0 | 0.06286 | 0.01164 | 0
13 | 157 | 0 | 0.05581 | 0.03729 | 0
13 | 157 | -0.02702 | 0.0468 | -0.02702 | 0
13 | 219 | -0.12937 | 0 | -0.12937 | 0
13 | 219 | -0.06233 | -0.08473 | -0.11375 | 0
13 | 219 | -0.07076 | -0.10797 | -0.10797 | 0
13 | 219 | -0.09852 | 0 | -0.13109 | 0
13 | 219 | -0.06288 | -0.07527 | -0.11588 | 0
13 | 219 | -0.06325 | -0.07323 | -0.11633 | 0
13 | 247 | -0.04258 | -0.10363 | -0.0518 | 0
13 | 231 | -0.03954 | -0.09456 | -0.03954 | 0
13 | 231 | -0.10669 | -0.06691 | -0.06691 | 0
13 | 231 | -0.11223 | -0.11223 | -0.11223 | 0
13 | 231 | -0.03088 | -0.08201 | -0.02143 | 0
13 | 231 | -0.03084 | -0.08202 | -0.02141 | 0
14 | 680 | 0.00566 | 0.06546 | 0.02905 | -0.16552
14 | 330 | 0.00811 | -0.06166 | 0.00253 | -0.04506
14 | 910 | 0.01963 | -0.14566 | 0.07878 | -0.11127
14 | 713 | 0.01918 | 0.12736 | 0.0633 | 0.37139
14 | 259 | 0.0458 | -0.04654 | -0.06511 | -0.02292
14 | 1201 | 0.12287 | -0.17581 | -0.09256 | -0.2084
14 | 1776 | 0.09365 | 0.26494 | 0.40344 | 0.19039
14 | 4500 | -1 | 0 | 0 | 0
14 | 111 | -0.02773 | 0.02451 | -0.0312 | 0
14 | 152 | 0 | 0.06054 | 0.01257 | 0
14 | 152 | 0.01744 | 0.06179 | 0.03378 | 0
14 | 152 | 0 | 0.05413 | 0.03587 | 0
14 | 152 | 0.01724 | 0.05756 | 0.04883 | 0
14 | 152 | 0.01931 | 0.06053 | 0.04109 | 0
14 | 148 | -0.02948 | 0.04123 | -0.02948 | 0
14 | 229 | -0.13531 | 0 | -0.13531 | 0
14 | 229 | -0.06318 | -0.08626 | -0.11963 | 0
14 | 229 | -0.0723 | -0.11301 | -0.11301 | 0
14 | 229 | -0.10502 | 0 | -0.137 | 0
14 | 229 | -0.11125 | -0.11125 | -0.11125 | 0
14 | 229 | -0.06347 | -0.0812 | -0.12077 | 0
14 | 229 | -0.06367 | -0.0801 | -0.12101 | 0
14 | 213 | -0.10328 | 0 | -0.04519 | 0
14 | 257 | -0.0372 | -0.10627 | -0.04707 | 0
14 | 257 | -0.08115 | -0.12683 | -0.12683 | 0
14 | 257 | -0.03851 | -0.10386 | -0.03851 | 0
14 | 241 | -0.1112 | -0.06958 | -0.06958 | 0
14 | 241 | -0.02744 | -0.08281 | -0.0162 | 0
15 | 729 | 0.00566 | 0.06546 | 0.02903 | -0.17244
15 | 297 | 0.00811 | -0.06166 | 0.00265 | -0.04554
15 | 925 | 0.01963 | -0.14566 | 0.07893 | -0.11138
15 | 269 | 0.0458 | -0.04654 | -0.06512 | -0.02313
15 | 1188 | 0.12287 | -0.17581 | -0.09251 | -0.20706
15 | 1349 | 0.08148 | -0.19718 | -0.07783 | -0.26135
15 | 1699 | 0.09365 | 0.26494 | 0.40353 | 0.19051
15 | 4500 | -1 | 0 | 0 | 0
15 | 110 | -0.0304 | 0.02232 | -0.03374 | 0
15 | 147 | 0.01521 | 0.0593 | 0.03138 | 0
15 | 147 | 0.0149 | 0.05493 | 0.0468 | 0
15 | 147 | 0.02003 | 0.05831 | 0.04208 | 0
15 | 154 | -0.07401 | 0 | -0.03008 | 0
15 | 154 | 0 | 0.06103 | 0.01388 | 0
15 | 154 | 0 | 0.05449 | 0.03767 | 0
15 | 154 | -0.0348 | 0.04004 | -0.0348 | 0
15 | 238 | -0.14059 | 0 | -0.14059 | 0
15 | 238 | -0.06911 | -0.09268 | -0.1234 | 0
15 | 238 | -0.11324 | 0 | -0.14212 | 0
15 | 238 | -0.07191 | -0.07636 | -0.12698 | 0
15 | 238 | -0.06976 | -0.08095 | -0.12605 | 0
15 | 238 | -0.0698 | -0.08074 | -0.12609 | 0
15 | 267 | -0.03172 | -0.10878 | -0.042 | 0
15 | 267 | -0.08533 | -0.1318 | -0.1318 | 0
15 | 267 | -0.03713 | -0.10726 | -0.03713 | 0
15 | 267 | -0.12979 | -0.12979 | -0.12979 | 0
15 | 251 | -0.03014 | -0.08675 | -0.01853 | 0
15 | 251 | -0.11545 | -0.0692 | -0.0692 | 0
16 | 736 | 0.00566 | 0.06546 | 0.02898 | -0.17195
16 | 187 | 0.00811 | -0.06166 | 0.00274 | -0.04573
16 | 942 | 0.01963 | -0.14566 | 0.07896 | -0.112
16 | 252 | 0.0458 | -0.04654 | -0.06521 | -0.02323
16 | 1171 | 0.12287 | -0.17581 | -0.09237 | -0.2084
16 | 1656 | 0.09365 | 0.26494 | 0.40324 | 0.19158
16 | 4500 | -1 | 0 | 0 | 0
16 | 110 | -0.04067 | 0.00764 | -0.05477 | 0
16 | 146 | 0 | 0.05243 | 0.03267 | 0
16 | 146 | 0.01267 | 0.0549 | 0.04238 | 0
16 | 146 | 0 | 0.05793 | 0.01265 | 0
16 | 146 | 0.02941 | 0.0592 | 0.05148 | 0
16 | 146 | 0.01443 | 0.05886 | 0.0306 | 0
16 | 147 | -0.02774 | 0.04201 | -0.02774 | 0
16 | 237 | -0.05175 | -0.10179 | -0.12176 | 0
16 | 237 | -0.0617 | -0.07997 | -0.12619 | 0
16 | 237 | -0.05676 | -0.11782 | -0.11782 | 0
16 | 237 | -0.14009 | 0 | -0.14009 | 0
16 | 237 | -0.10316 | 0 | -0.14214 | 0
16 | 237 | -0.08986 | -0.02393 | -0.13742 | 0
16 | 120 | 0.01253 | -0.03584 | 0.00764 | 0
16 | 221 | -0.10853 | 0 | -0.05145 | 0
16 | 266 | 0 | -0.10353 | -0.02119 | 0
16 | 266 | 0 | -0.09956 | -0.0068 | 0
16 | 250 | -0.11605 | -0.07686 | -0.07686 | 0
16 | 250 | -0.01568 | -0.09578 | -0.01568 | 0
16 | 250 | -0.12151 | -0.12151 | -0.12151 | 0
16 | 250 | -0.03136 | -0.08718 | -0.02013 | 0
17 | 680 | 0.00568 | 0.06545 | 0.02894 | -0.17243
17 | 252 | 0.00808 | -0.06165 | 0.00262 | -0.04547
17 | 879 | 0.01962 | -0.14564 | 0.07856 | -0.11118
17 | 602 | 0.01921 | 0.12734 | 0.06313 | 0.31742
17 | 238 | 0.04521 | -0.04646 | -0.06528 | -0.02285
17 | 1215 | 0.12238 | -0.17554 | -0.09115 | -0.20744
17 | 1718 | 0.09191 | 0.26506 | 0.40376 | 0.19055
17 | 4500 | -1 | 0 | 0 | 0
17 | 212 | 0.03549 | 0.08511 | 0.06759 | 0
17 | 212 | 0 | 0.07474 | 0.05289 | 0
17 | 212 | 0.02307 | 0.07944 | 0.06985 | 0
17 | 212 | 0 | 0.08524 | 0.01471 | 0
17 | 212 | 0.02503 | 0.08634 | 0.04766 | 0
17 | 154 | -0.02031 | 0.05034 | -0.02031 | 0
17 | 238 | -0.04537 | -0.11057 | -0.12062 | 0
17 | 238 | -0.14057 | 0 | -0.14057 | 0
17 | 238 | -0.09351 | 0 | -0.1432 | 0
17 | 238 | -0.06034 | -0.07145 | -0.12872 | 0
17 | 222 | -0.10625 | 0 | -0.04194 | 0
17 | 267 | -0.01838 | -0.1057 | -0.02919 | 0
17 | 267 | -0.02839 | -0.10515 | -0.02839 | 0
17 | 267 | -0.05656 | -0.13312 | -0.13312 | 0
17 | 267 | -0.1298 | -0.1298 | -0.1298 | 0
17 | 251 | -0.1152 | -0.06682 | -0.06682 | 0
17 | 251 | -0.02628 | -0.08485 | -0.01376 | 0
18 | 712 | 0.00568 | 0.06512 | 0.02898 | -0.16126
18 | 941 | 0.01962 | -0.1448 | 0.07783 | -0.11031
18 | 716 | 0.01924 | 0.12723 | 0.06338 | 0.37293
18 | 244 | 0.04521 | -0.04649 | -0.06513 | -0.02247
18 | 1203 | 0.12243 | -0.17524 | -0.09142 | -0.20863
18 | 4500 | -1 | 0 | 0 | 0
18 | 4250 | 0 | 0 | 0 | -1
18 | 4400 | 0 | -1 | 0 | 0
18 | 153 | 0.02 | 0.05823 | 0.05144 | 0
18 | 153 | 0.01903 | 0.06235 | 0.03505 | 0
18 | 149 | 0 | 0.05279 | 0.03582 | 0
18 | 149 | 0 | 0.05936 | 0.01194 | 0
18 | 149 | -0.03206 | 0.03979 | -0.03206 | 0
18 | 149 | -0.02812 | 0.04228 | -0.02696 | 0
18 | 222 | -0.07611 | -0.10934 | -0.10934 | 0
18 | 222 | -0.1079 | -0.1079 | -0.1079 | 0
18 | 222 | -0.07158 | -0.09345 | -0.11322 | 0
18 | 222 | -0.07326 | -0.06753 | -0.11905 | 0
18 | 222 | -0.13124 | 0 | -0.13124 | 0
18 | 222 | -0.07334 | -0.06718 | -0.11912 | 0
18 | 222 | -0.10749 | 0 | -0.13256 | 0
18 | 206 | -0.09935 | 0 | -0.04135 | 0
18 | 206 | -0.09496 | -0.05824 | -0.05824 | 0
18 | 252 | -0.04707 | -0.1067 | -0.05678 | 0
18 | 236 | -0.0411 | -0.09672 | -0.0411 | 0
18 | 236 | -0.02927 | -0.08283 | -0.01931 | 0
18 | 236 | -0.02924 | -0.08283 | -0.01929 | 0
18 | 560 | -0.2684 | -0.09329 | -0.15725 | 0
18 | 560 | -0.28033 | -0.11189 | -0.21051 | 0
18 | 560 | -0.27269 | -0.09489 | -0.17356 | 0
18 | 560 | -0.27734 | -0.09941 | -0.1928 | 0
19 | 621 | 0.00568 | 0.06512 | 0.02906 | -0.17138
19 | 975 | 0.01962 | -0.1448 | 0.07731 | -0.1114
19 | 259 | 0.04521 | -0.04649 | -0.06516 | -0.02296
19 | 1310 | 0.12243 | -0.17525 | -0.09159 | -0.20859
19 | 4500 | -1 | 0 | 0 | 0
19 | 4444 | 0 | -1 | 0 | 0
19 | 110 | -0.02534 | 0.02818 | -0.02534 | 0
19 | 110 | -0.02562 | 0.02789 | -0.02576 | 0
19 | 214 | 0 | 0.07619 | 0.05079 | 0
19 | 214 | 0.02926 | 0.08803 | 0.05095 | 0
19 | 214 | 0.02286 | 0.08087 | 0.06755 | 0
19 | 214 | 0.02848 | 0.08687 | 0.05402 | 0
19 | 214 | 0.01973 | 0.0873 | 0.03956 | 0
19 | 214 | 0 | 0.08551 | 0.01693 | 0
19 | 236 | -0.07349 | -0.09651 | -0.12102 | 0
19 | 236 | -0.11264 | 0 | -0.14088 | 0
19 | 236 | -0.13939 | 0 | -0.13939 | 0
19 | 236 | -0.07646 | -0.06983 | -0.12694 | 0
19 | 236 | -0.0748 | -0.0754 | -0.12577 | 0
19 | 236 | -0.07486 | -0.07512 | -0.12583 | 0
19 | 219 | -0.10582 | 0 | -0.04485 | 0
19 | 265 | -0.09104 | -0.13047 | -0.13047 | 0
19 | 265 | -0.07763 | -0.12383 | -0.1048 | 0
19 | 249 | -0.03418 | -0.08887 | -0.02419 | 0
19 | 249 | -0.03415 | -0.08888 | -0.02418 | 0
19 | 249 | -0.05108 | -0.10402 | -0.05108 | 0
19 | 249 | -0.11504 | -0.07209 | -0.07209 | 0
19 | 249 | -0.12103 | -0.12103 | -0.12103 | 0
19 | 608 | -0.29522 | -0.12085 | -0.19519 | 0
19 | 608 | -0.28946 | -0.09292 | -0.15884 | 0
19 | 608 | -0.2917 | -0.10508 | -0.17371 | 0
19 | 608 | -0.29583 | -0.09078 | -0.18053 | 0
19 | 608 | -0.30261 | -0.13348 | -0.22882 | 0
19 | 608 | -0.29969 | -0.09151 | -0.19481 | 0
19 | 608 | -0.30891 | -0.12773 | -0.24821 | 0
19 | 608 | -0.30843 | -0.13218 | -0.24898 | 0
20 | 414 | -0.00035 | -0.03289 | 0.04221 | -0.01664
20 | 220 | 0.00987 | -0.04077 | -0.0877 | -0.02194
20 | 656 | 0.00568 | 0.06511 | 0.02915 | -0.17164
20 | 1105 | 0.01962 | -0.14482 | 0.07671 | -0.11083
20 | 250 | 0.04521 | -0.0465 | -0.06512 | -0.02285
20 | 1383 | 0.12243 | -0.17524 | -0.09178 | -0.20726
20 | 4500 | -1 | 0 | 0 | 0
20 | 4595 | 0 | -1 | 0 | 0
20 | 108 | -0.04097 | 0.00559 | -0.05646 | 0
20 | 149 | 0.01882 | 0.06067 | 0.03452 | 0
20 | 149 | 0.01291 | 0.05597 | 0.04287 | 0
20 | 147 | 0 | 0.05879 | 0.01094 | 0
20 | 147 | 0 | 0.05271 | 0.03303 | 0
20 | 147 | -0.02439 | 0.04441 | -0.02439 | 0
20 | 236 | -0.05852 | -0.09142 | -0.12314 | 0
20 | 236 | -0.08696 | -0.02829 | -0.13597 | 0
20 | 236 | -0.10161 | 0 | -0.14162 | 0
20 | 236 | -0.13951 | 0 | -0.13951 | 0
20 | 236 | -0.05965 | -0.08678 | -0.12413 | 0
20 | 236 | -0.06137 | -0.08156 | -0.12523 | 0
20 | 220 | -0.10731 | 0 | -0.04862 | 0
20 | 266 | -0.08183 | -0.13151 | -0.13151 | 0
20 | 266 | -0.05477 | -0.11408 | -0.06511 | 0
20 | 266 | -0.05387 | -0.11101 | -0.05387 | 0
20 | 266 | -0.12936 | -0.12936 | -0.12936 | 0
20 | 249 | -0.04281 | -0.09335 | -0.03501 | 0
20 | 249 | -0.04277 | -0.09336 | -0.03499 | 0
20 | 249 | -0.11571 | -0.07798 | -0.07798 | 0
20 | 616 | -0.29965 | -0.12216 | -0.19958 | 0
20 | 616 | -0.29647 | -0.10703 | -0.17967 | 0
20 | 616 | -0.29788 | -0.11425 | -0.18878 | 0
20 | 616 | -0.29983 | -0.10156 | -0.18867 | 0
20 | 616 | -0.30319 | -0.12825 | -0.21569 | 0
20 | 616 | -0.30956 | -0.12572 | -0.23715 | 0
20 | 616 | -0.30409 | -0.10007 | -0.20313 | 0
20 | 616 | -0.30934 | -0.12825 | -0.23778 | 0
21 | 240 | 0.00987 | -0.04077 | -0.08756 | -0.02145
21 | 570 | 0.00568 | 0.06511 | 0.02904 | -0.15687
21 | 1113 | 0.01962 | -0.14482 | 0.07777 | -0.10937
21 | 253 | 0.04521 | -0.0465 | -0.06516 | -0.0222
21 | 1418 | 0.12243 | -0.17524 | -0.09152 | -0.20732
21 | 608 | -0.04521 | 0.0465 | 0.06516 | 0.0222
21 | 4500 | -1 | 0 | 0 | 0
21 | 4400 | 0 | -1 | 0 | 0
21 | 96 | -0.0221 | 0.02459 | -0.0221 | 0
21 | 158 | 0 | 0.05899 | 0.02707 | 0
21 | 158 | 0 | 0.0624 | 0.01467 | 0
21 | 158 | 0.01542 | 0.06365 | 0.03289 | 0
21 | 158 | 0.00939 | 0.06065 | 0.0349 | 0
21 | 80 | -0.01007 | 0.0255 | -0.00679 | 0
21 | 217 | -0.05351 | -0.08433 | -0.11302 | 0
21 | 217 | -0.05457 | -0.07971 | -0.11402 | 0
21 | 217 | -0.05623 | -0.07488 | -0.11503 | 0
21 | 217 | -0.12813 | 0 | -0.12813 | 0
21 | 217 | -0.09882 | 0 | -0.12976 | 0
21 | 217 | -0.06331 | -0.06215 | -0.11754 | 0
21 | 200 | -0.10332 | 0 | -0.06514 | 0
21 | 246 | -0.07451 | -0.12149 | -0.12149 | 0
21 | 246 | -0.04826 | -0.10478 | -0.05781 | 0
21 | 246 | -0.11946 | -0.11946 | -0.11946 | 0
21 | 230 | -0.045 | -0.09548 | -0.045 | 0
21 | 230 | -0.10873 | -0.08753 | -0.08753 | 0
21 | 230 | -0.03884 | -0.08628 | -0.03187 | 0
21 | 230 | -0.03881 | -0.08629 | -0.03186 | 0
21 | 570 | -0.2858 | -0.1181 | -0.21818 | 0
21 | 570 | -0.27739 | -0.1158 | -0.18669 | 0
21 | 570 | -0.28143 | -0.09534 | -0.18974 | 0
21 | 570 | -0.27749 | -0.09614 | -0.17603 | 0
21 | 570 | -0.28026 | -0.12088 | -0.19987 | 0
21 | 570 | -0.28566 | -0.12012 | -0.2188 | 0
21 | 570 | -0.27474 | -0.10302 | -0.17002 | 0
22 | 534 | 0.00568 | 0.06511 | 0.02899 | -0.1415
22 | 182 | 0.00257 | 0.06306 | 0.02315 | -0.00282
22 | 893 | 0.01962 | -0.14482 | 0.07832 | -0.10746
22 | 277 | 0.04521 | -0.0465 | -0.06521 | -0.0215
22 | 1387 | 0.12243 | -0.17524 | -0.09139 | -0.20615
22 | 585 | -0.04521 | 0.0465 | 0.06521 | 0.0215
22 | 220 | 0.01184 | 0.07331 | 0.04575 | 0.1189
22 | 1016 | -0.07984 | 0.22647 | 0.09648 | 0.27594
22 | 586 | 0.09383 | 0.26436 | 0.17167 | 0.38462
22 | 4500 | -1 | 0 | 0 | 0
22 | 115 | -0.03718 | 0.01828 | -0.04213 | 0
22 | 82 | -0.02265 | 0.01828 | -0.02265 | 0
22 | 82 | -0.00736 | 0.02727 | -0.00043 | 0
22 | 82 | -0.00962 | 0.02572 | -0.0029 | 0
22 | 196 | -0.09234 | 0 | -0.11692 | 0
22 | 196 | -0.11562 | 0 | -0.11562 | 0
22 | 196 | -0.06486 | -0.05328 | -0.10628 | 0
22 | 196 | -0.06289 | -0.05954 | -0.10496 | 0
22 | 196 | -0.06296 | -0.05924 | -0.10503 | 0
22 | 196 | -0.06131 | -0.08165 | -0.1 | 0
22 | 196 | -0.06149 | -0.08502 | -0.09922 | 0
22 | 180 | -0.1056 | 0 | -0.10436 | 0
22 | 226 | -0.03932 | -0.09262 | -0.03932 | 0
22 | 226 | -0.10974 | -0.10974 | -0.10974 | 0
22 | 226 | -0.07564 | -0.11129 | -0.11129 | 0
22 | 226 | -0.04638 | -0.09679 | -0.05525 | 0
22 | 209 | -0.02152 | -0.07169 | -0.01221 | 0
22 | 209 | -0.02149 | -0.07169 | -0.01219 | 0
22 | 209 | -0.09987 | -0.08893 | -0.08893 | 0
23 | 486 | 0.00568 | 0.06511 | 0.02896 | -0.11433
23 | 664 | 0.01962 | -0.14482 | 0.07873 | -0.10682
23 | 301 | 0.04521 | -0.0465 | -0.06521 | -0.02097
23 | 1224 | 0.12243 | -0.17524 | -0.09131 | -0.20766
23 | 560 | -0.04521 | 0.0465 | 0.06521 | 0.02097
23 | 4500 | -1 | 0 | 0 | 0
23 | 85 | -0.03407 | 0.00805 | -0.03898 | 0
23 | 85 | -0.03561 | 0.00838 | -0.0384 | 0
23 | 219 | -0.05966 | -0.10856 | -0.10856 | 0
23 | 219 | -0.05444 | -0.09639 | -0.11163 | 0
23 | 219 | -0.10644 | -0.10644 | -0.10644 | 0
23 | 219 | -0.05678 | -0.08054 | -0.11512 | 0
23 | 219 | -0.05486 | -0.08575 | -0.11404 | 0
23 | 219 | -0.10705 | 0 | -0.13072 | 0
23 | 219 | -0.12073 | 0 | -0.12996 | 0
23 | 219 | -0.11586 | -0.06293 | -0.11586 | 0
23 | 219 | -0.12117 | -0.00701 | -0.12833 | 0
23 | 79 | 0.00191 | -0.02119 | 0.00745 | 0
23 | 79 | 0.00193 | -0.02117 | 0.00747 | 0
23 | 188 | -0.01788 | -0.07343 | -0.01788 | 0
23 | 172 | 0 | -0.05015 | 0.01179 | 0
23 | 172 | 0 | -0.0514 | 0.01065 | 0
23 | 172 | -0.08278 | -0.07783 | -0.07783 | 0
23 | 172 | -0.07436 | -0.07396 | -0.06776 | 0
23 | 587 | -0.27864 | -0.09585 | -0.15371 | 0
23 | 587 | -0.28053 | -0.1095 | -0.16813 | 0
23 | 587 | -0.28492 | -0.12902 | -0.19485 | 0
23 | 587 | -0.29275 | -0.14333 | -0.23099 | 0
23 | 587 | -0.29011 | -0.10541 | -0.20025 | 0
23 | 587 | -0.28582 | -0.10017 | -0.1819 | 0
23 | 587 | -0.29615 | -0.1308 | -0.2362 | 0
23 | 587 | -0.29583 | -0.13416 | -0.23693 | 0
24 | 279 | 0.00987 | -0.04144 | -0.08662 | -0.02068
24 | 718 | 0.01962 | -0.14395 | 0.07766 | -0.10776
24 | 286 | 0.04521 | -0.04713 | -0.06518 | -0.02114
24 | 1263 | 0.12243 | -0.17372 | -0.09136 | -0.20963
24 | 575 | -0.04521 | 0.04713 | 0.06518 | 0.02114
24 | 4500 | -1 | 0 | 0 | 0
24 | 84 | -0.03463 | 0.00728 | -0.03947 | 0
24 | 84 | -0.03707 | 0.00715 | -0.03952 | 0
24 | 156 | -0.03773 | -0.04843 | -0.08415 | 0
24 | 156 | -0.03416 | -0.06301 | -0.08101 | 0
24 | 156 | -0.08547 | -0.00734 | -0.09087 | 0
24 | 156 | -0.07418 | -0.07585 | -0.07585 | 0
24 | 156 | -0.07575 | 0 | -0.09309 | 0
24 | 156 | -0.08579 | 0 | -0.09253 | 0
24 | 161 | -0.06198 | -0.07427 | -0.06198 | 0
24 | 161 | -0.03083 | -0.06669 | -0.03083 | 0
24 | 161 | -0.01463 | -0.0703 | -0.04196 | 0
24 | 161 | -0.03394 | -0.08022 | -0.08022 | 0
24 | 161 | -0.07479 | -0.07775 | -0.07615 | 0
24 | 161 | -0.07656 | -0.07829 | -0.07829 | 0
24 | 151 | -0.02604 | -0.05772 | -0.0224 | 0
24 | 405 | 0.1277 | 0.18241 | 0.14577 | 0
24 | 405 | 0.12165 | 0.18166 | 0.13956 | 0
24 | 405 | 0.11291 | 0.17748 | 0.14184 | 0
24 | 405 | 0.11613 | 0.17969 | 0.13859 | 0
24 | 405 | 0.1243 | 0.18032 | 0.14833 | 0
24 | 405 | 0.11942 | 0.17832 | 0.14838 | 0
24 | 633 | -0.30148 | -0.10603 | -0.17156 | 0
24 | 633 | -0.30706 | -0.13473 | -0.20768 | 0
24 | 633 | -0.30333 | -0.11812 | -0.18498 | 0
24 | 633 | -0.31371 | -0.14699 | -0.23842 | 0
24 | 633 | -0.31266 | -0.1159 | -0.21721 | 0
24 | 633 | -0.30776 | -0.10933 | -0.19595 | 0
24 | 633 | -0.31733 | -0.13586 | -0.2452 | 0
24 | 633 | -0.31717 | -0.13865 | -0.24619 | 0

## 4.2 Flow based typical day 2
4.2 Flow based typical day 2 : 03-02-2016 (Weekday)
PTDFs
Hour | RAM | BE | DE | FR | NL
1 | 740 | 0.02213 | -0.11946 | 0.04563 | -0.09778
1 | 428 | 0.05071 | -0.04677 | -0.06514 | -0.02253
1 | 1097 | 0.12227 | -0.17441 | -0.09186 | -0.20717
1 | 438 | -0.05071 | 0.04677 | 0.06514 | 0.02253
1 | 1106 | 0.08423 | -0.19073 | -0.07523 | -0.25417
1 | 855 | 0.08814 | 0.26307 | 0.1701 | 0.37631
1 | 440 | -0.04905 | 0.05031 | 0.04961 | 0.03639
1 | 1444 | -0.10496 | -0.26605 | -0.40319 | -0.18738
1 | 814 | 0.01803 | 0.12971 | 0.06362 | 0.39915
1 | 1349 | -0.07568 | 0.22461 | 0.09651 | 0.27654
1 | 320 | 0.0027 | 0.06022 | 0.0238 | -0.00465
1 | 937 | 0.02039 | -0.12743 | 0.07694 | -0.11007
1 | 409 | 0.00481 | 0.07825 | 0.03388 | -0.04094
1 | 4400 | 0 | -1 | 0 | 0
1 | 4500 | -1 | 0 | 0 | 0
1 | 7000 | 0 | 1 | 0 | 0
1 | 212 | -0.09171 | -0.07949 | -0.10249 | 0
1 | 212 | -0.07646 | -0.09871 | -0.09871 | 0
1 | 212 | -0.10172 | -0.08228 | -0.10172 | 0
1 | 212 | -0.09839 | -0.09839 | -0.09839 | 0
1 | 224 | -0.04719 | -0.09361 | -0.05423 | 0
1 | 224 | -0.05589 | -0.09988 | -0.08332 | 0
1 | 224 | -0.05857 | -0.10083 | -0.08781 | 0
1 | 224 | -0.05852 | -0.10083 | -0.08777 | 0
1 | 205 | -0.0418 | -0.08402 | -0.0418 | 0
1 | 205 | -0.03315 | -0.07407 | -0.02605 | 0
1 | 205 | -0.09411 | -0.08897 | -0.08897 | 0
1 | 498 | 0.17179 | 0.22252 | 0.18168 | 0
1 | 498 | 0.16314 | 0.21668 | 0.18842 | 0
1 | 498 | 0.13316 | 0.2097 | 0.17121 | 0
1 | 498 | 0.14928 | 0.21118 | 0.18743 | 0
1 | 498 | 0.15633 | 0.22114 | 0.166 | 0
1 | 498 | 0.13435 | 0.21348 | 0.1612 | 0
1 | 498 | 0.14179 | 0.21628 | 0.16221 | 0
2 | 848 | 0.02213 | -0.11946 | 0.04517 | -0.09664
2 | 417 | 0.05071 | -0.04677 | -0.06491 | -0.022
2 | 1095 | 0.12227 | -0.17441 | -0.09123 | -0.20722
2 | 449 | -0.05071 | 0.04677 | 0.06491 | 0.022
2 | 1079 | 0.08423 | -0.19073 | -0.0742 | -0.25513
2 | 952 | 0.08814 | 0.26307 | 0.16913 | 0.38015
2 | 948 | -0.06963 | -0.24968 | -0.15687 | -0.36433
2 | 1575 | -0.10496 | -0.26605 | -0.4051 | -0.18541
2 | 1618 | 0.10496 | 0.26605 | 0.4051 | 0.18541
2 | 569 | 0.01734 | 0.12476 | 0.06079 | -0.06658
2 | 860 | 0.01803 | 0.12971 | 0.0632 | 0.42039
2 | 1390 | -0.07568 | 0.22461 | 0.09533 | 0.27677
2 | 1030 | 0.02039 | -0.12743 | 0.07635 | -0.10886
2 | 4500 | -1 | 0 | 0 | 0
2 | 7000 | 0 | 1 | 0 | 0
2 | 4400 | 0 | -1 | 0 | 0
2 | 197 | -0.0848 | -0.07348 | -0.09527 | 0
2 | 197 | -0.09405 | -0.0785 | -0.09405 | 0
2 | 209 | -0.04924 | -0.09298 | -0.07625 | 0
2 | 209 | -0.04503 | -0.08619 | -0.04503 | 0
2 | 209 | -0.05191 | -0.09394 | -0.08076 | 0
2 | 209 | -0.05186 | -0.09393 | -0.08073 | 0
2 | 209 | -0.07439 | -0.0973 | -0.0973 | 0
2 | 209 | -0.09697 | -0.09697 | -0.09697 | 0
2 | 190 | -0.03533 | -0.07148 | -0.03043 | 0
2 | 190 | -0.03529 | -0.07149 | -0.03041 | 0
2 | 190 | -0.08738 | -0.08383 | -0.08383 | 0
2 | 474 | 0.16045 | 0.21145 | 0.17038 | 0
2 | 474 | 0.14524 | 0.21011 | 0.15496 | 0
2 | 474 | 0.13848 | 0.20033 | 0.17618 | 0
2 | 474 | 0.1518 | 0.20568 | 0.17693 | 0
2 | 474 | 0.12265 | 0.19888 | 0.16025 | 0
2 | 474 | 0.1317 | 0.20534 | 0.15211 | 0
2 | 474 | 0.12653 | 0.20303 | 0.15257 | 0
3 | 762 | 0.02213 | -0.11946 | 0.04538 | -0.09697
3 | 434 | 0.05071 | -0.04677 | -0.06491 | -0.02215
3 | 1075 | 0.12227 | -0.17441 | -0.09116 | -0.20722
3 | 433 | -0.05071 | 0.04677 | 0.06491 | 0.02215
3 | 1043 | 0.08423 | -0.19074 | -0.07408 | -0.25486
3 | 991 | 0.08814 | 0.26307 | 0.16904 | 0.37903
3 | 1126 | 0.07568 | -0.22461 | -0.0952 | -0.27672
3 | 1077 | 0.04551 | 0.24201 | 0.14348 | 0.36402
3 | 934 | -0.06963 | -0.24968 | -0.15678 | -0.36325
3 | 1612 | -0.10496 | -0.26605 | -0.40522 | -0.18597
3 | 841 | 0.01803 | 0.12971 | 0.06316 | 0.4116
3 | 1446 | -0.07568 | 0.22461 | 0.0952 | 0.27672
3 | 927 | 0.02039 | -0.12743 | 0.07654 | -0.10921
3 | 4500 | -1 | 0 | 0 | 0
3 | 7000 | 0 | 1 | 0 | 0
3 | 4400 | 0 | -1 | 0 | 0
3 | 200 | -0.09455 | -0.08397 | -0.09455 | 0
3 | 200 | -0.07094 | -0.09306 | -0.09306 | 0
3 | 200 | -0.07701 | -0.08629 | -0.09437 | 0
3 | 200 | -0.08601 | -0.0767 | -0.09623 | 0
3 | 200 | -0.09274 | -0.09274 | -0.09274 | 0
3 | 181 | -0.08329 | -0.08022 | -0.08022 | 0
3 | 212 | -0.04698 | -0.09397 | -0.07601 | 0
3 | 212 | -0.05013 | -0.09504 | -0.08104 | 0
3 | 212 | -0.04187 | -0.08655 | -0.04187 | 0
3 | 193 | -0.03048 | -0.06968 | -0.02397 | 0
3 | 479 | 0.16878 | 0.21583 | 0.17436 | 0
3 | 479 | 0.14873 | 0.21404 | 0.15406 | 0
3 | 479 | 0.11935 | 0.1994 | 0.16109 | 0
3 | 479 | 0.15758 | 0.20823 | 0.18321 | 0
3 | 479 | 0.13984 | 0.20126 | 0.18174 | 0
3 | 479 | 0.12636 | 0.20505 | 0.15281 | 0
3 | 479 | 0.13103 | 0.20776 | 0.15052 | 0
4 | 801 | 0.02213 | -0.11946 | 0.04596 | -0.09565
4 | 436 | 0.05071 | -0.04677 | -0.06504 | -0.02174
4 | 1082 | 0.12227 | -0.17441 | -0.09128 | -0.20542
4 | 431 | -0.05071 | 0.04677 | 0.06504 | 0.02174
4 | 1058 | 0.08423 | -0.19074 | -0.0742 | -0.25445
4 | 944 | 0.08814 | 0.26307 | 0.16928 | 0.38605
4 | 1127 | 0.07568 | -0.22461 | -0.09536 | -0.27437
4 | 1026 | 0.04551 | 0.24201 | 0.14369 | 0.37123
4 | 988 | -0.06963 | -0.24968 | -0.15698 | -0.36991
4 | 451 | -0.04905 | 0.05031 | 0.04927 | 0.03565
4 | 1564 | -0.10496 | -0.26605 | -0.40448 | -0.18355
4 | 821 | 0.01803 | 0.12971 | 0.06323 | 0.3783
4 | 1444 | -0.07568 | 0.22461 | 0.09536 | 0.27437
4 | 969 | 0.02039 | -0.12743 | 0.07707 | -0.10774
4 | 4500 | -1 | 0 | 0 | 0
4 | 4400 | 0 | -1 | 0 | 0
4 | 7000 | 0 | 1 | 0 | 0
4 | 198 | -0.07876 | -0.08931 | -0.09241 | 0
4 | 198 | -0.0883 | -0.0902 | -0.09206 | 0
4 | 198 | -0.08418 | -0.08506 | -0.09321 | 0
4 | 198 | -0.08483 | -0.08584 | -0.09304 | 0
4 | 209 | -0.08943 | -0.0957 | -0.09065 | 0
4 | 209 | -0.07243 | -0.0919 | -0.07243 | 0
4 | 209 | -0.05641 | -0.08858 | -0.05641 | 0
4 | 209 | -0.05578 | -0.09355 | -0.07909 | 0
4 | 209 | -0.05831 | -0.09435 | -0.08286 | 0
4 | 209 | -0.09259 | -0.09646 | -0.09427 | 0
4 | 209 | -0.08067 | -0.09724 | -0.09724 | 0
4 | 209 | -0.09397 | -0.09705 | -0.09705 | 0
4 | 190 | -0.04975 | -0.07872 | -0.04851 | 0
4 | 474 | 0.17272 | 0.2156 | 0.17373 | 0
4 | 474 | 0.1475 | 0.21333 | 0.14825 | 0
4 | 474 | 0.1365 | 0.19743 | 0.18275 | 0
4 | 474 | 0.15881 | 0.20604 | 0.1851 | 0
4 | 474 | 0.11128 | 0.19516 | 0.15727 | 0
4 | 474 | 0.12613 | 0.20548 | 0.14479 | 0
4 | 474 | 0.12077 | 0.20225 | 0.14777 | 0
5 | 791 | 0.02213 | -0.11946 | 0.04582 | -0.09647
5 | 421 | 0.05071 | -0.04677 | -0.06503 | -0.02212
5 | 1090 | 0.12227 | -0.17441 | -0.09136 | -0.20542
5 | 446 | -0.05071 | 0.04677 | 0.06503 | 0.02212
5 | 1079 | 0.08423 | -0.19074 | -0.07431 | -0.25379
5 | 911 | 0.08814 | 0.26307 | 0.16937 | 0.38318
5 | 1150 | 0.07568 | -0.22461 | -0.09548 | -0.27427
5 | 994 | 0.04551 | 0.24201 | 0.14379 | 0.36825
5 | 1546 | -0.10496 | -0.26605 | -0.40431 | -0.18499
5 | 747 | 0.01803 | 0.12971 | 0.06328 | 0.36793
5 | 1421 | -0.07568 | 0.22461 | 0.09548 | 0.27427
5 | 962 | 0.02039 | -0.12743 | 0.07691 | -0.10862
5 | 4500 | -1 | 0 | 0 | 0
5 | 7000 | 0 | 1 | 0 | 0
5 | 4400 | 0 | -1 | 0 | 0
5 | 209 | -0.08915 | -0.093 | -0.09785 | 0
5 | 209 | -0.085 | -0.09707 | -0.09707 | 0
5 | 209 | -0.09142 | -0.09697 | -0.09697 | 0
5 | 221 | -0.06876 | -0.10009 | -0.08988 | 0
5 | 221 | -0.06996 | -0.09606 | -0.07154 | 0
5 | 221 | -0.09643 | -0.10237 | -0.10177 | 0
5 | 221 | -0.06692 | -0.09947 | -0.08697 | 0
5 | 221 | -0.09274 | -0.10118 | -0.09613 | 0
5 | 221 | -0.09459 | -0.10167 | -0.09844 | 0
5 | 221 | -0.09666 | -0.10254 | -0.10254 | 0
5 | 491 | 0.18197 | 0.22399 | 0.18215 | 0
5 | 491 | 0.14419 | 0.20511 | 0.19132 | 0
5 | 491 | 0.16775 | 0.21412 | 0.19406 | 0
5 | 491 | 0.13337 | 0.21344 | 0.15195 | 0
5 | 491 | 0.11801 | 0.20275 | 0.16489 | 0
5 | 491 | 0.1557 | 0.22159 | 0.1557 | 0
5 | 491 | 0.16341 | 0.22231 | 0.16341 | 0
6 | 804 | 0.02213 | -0.11946 | 0.04504 | -0.09745
6 | 399 | 0.05071 | -0.04677 | -0.06493 | -0.02259
6 | 1063 | 0.12227 | -0.17441 | -0.09139 | -0.20538
6 | 467 | -0.05071 | 0.04677 | 0.06493 | 0.02259
6 | 1062 | 0.08423 | -0.19074 | -0.07441 | -0.25296
6 | 899 | 0.08814 | 0.26307 | 0.16935 | 0.37982
6 | 1152 | 0.07568 | -0.22461 | -0.09557 | -0.27408
6 | 997 | 0.04551 | 0.24201 | 0.14379 | 0.36475
6 | 1593 | -0.10496 | -0.26605 | -0.40463 | -0.18671
6 | 1600 | 0.10496 | 0.26605 | 0.40463 | 0.18671
6 | 726 | 0.01803 | 0.12971 | 0.06331 | 0.35841
6 | 1419 | -0.07568 | 0.22461 | 0.09557 | 0.27408
6 | 975 | 0.02039 | -0.12743 | 0.07622 | -0.10967
6 | 4500 | -1 | 0 | 0 | 0
6 | 7000 | 0 | 1 | 0 | 0
6 | 4400 | 0 | -1 | 0 | 0
6 | 226 | -0.08792 | -0.09728 | -0.10653 | 0
6 | 226 | -0.09761 | -0.09044 | -0.10779 | 0
6 | 206 | -0.09495 | -0.0916 | -0.0916 | 0
6 | 206 | -0.0971 | -0.08823 | -0.0971 | 0
6 | 237 | -0.05505 | -0.09857 | -0.05505 | 0
6 | 237 | -0.05966 | -0.10578 | -0.0882 | 0
6 | 237 | -0.06288 | -0.10681 | -0.09307 | 0
6 | 237 | -0.0862 | -0.11032 | -0.11032 | 0
6 | 237 | -0.10997 | -0.10997 | -0.10997 | 0
6 | 218 | -0.04347 | -0.08247 | -0.03768 | 0
6 | 288 | 0.10703 | 0.13111 | 0.10791 | 0
6 | 288 | 0.09331 | 0.12988 | 0.09405 | 0
6 | 288 | 0.08705 | 0.12116 | 0.11267 | 0
6 | 288 | 0.09966 | 0.12597 | 0.11417 | 0
6 | 288 | 0.08081 | 0.12554 | 0.09123 | 0
6 | 288 | 0.07318 | 0.1199 | 0.09869 | 0
7 | 753 | 0.02213 | -0.11946 | 0.04581 | -0.09717
7 | 374 | 0.05071 | -0.04677 | -0.0651 | -0.02249
7 | 964 | 0.12227 | -0.17441 | -0.09164 | -0.20515
7 | 490 | -0.05071 | 0.04677 | 0.0651 | 0.02249
7 | 1002 | 0.08423 | -0.19074 | -0.07492 | -0.25299
7 | 715 | 0.08814 | 0.26307 | 0.16978 | 0.38105
7 | 1462 | -0.10496 | -0.26605 | -0.40387 | -0.18623
7 | 730 | 0.01803 | 0.12971 | 0.06347 | 0.36016
7 | 935 | 0.02039 | -0.12743 | 0.07713 | -0.10935
7 | 4500 | -1 | 0 | 0 | 0
7 | 7000 | 0 | 1 | 0 | 0
7 | 4400 | 0 | -1 | 0 | 0
7 | 227 | -0.09852 | -0.0848 | -0.10965 | 0
7 | 227 | -0.08726 | -0.09619 | -0.10746 | 0
7 | 208 | -0.0951 | -0.08784 | -0.08784 | 0
7 | 208 | -0.09925 | -0.08303 | -0.09925 | 0
7 | 239 | -0.0429 | -0.09837 | -0.04987 | 0
7 | 239 | -0.04516 | -0.09731 | -0.04516 | 0
7 | 239 | -0.06609 | -0.10726 | -0.09165 | 0
7 | 239 | -0.06873 | -0.10812 | -0.09575 | 0
7 | 239 | -0.08683 | -0.11133 | -0.11133 | 0
7 | 239 | -0.11098 | -0.11098 | -0.11098 | 0
7 | 220 | -0.03564 | -0.07889 | -0.02752 | 0
7 | 220 | -0.0356 | -0.0789 | -0.02749 | 0
7 | 519 | 0.15879 | 0.22066 | 0.19781 | 0
7 | 519 | 0.18294 | 0.23277 | 0.19182 | 0
7 | 519 | 0.16645 | 0.2313 | 0.17511 | 0
7 | 519 | 0.17387 | 0.22657 | 0.1991 | 0
7 | 519 | 0.14162 | 0.21909 | 0.18054 | 0
7 | 519 | 0.14626 | 0.22359 | 0.17275 | 0
7 | 519 | 0.14962 | 0.2261 | 0.16937 | 0
7 | 519 | 0.14957 | 0.22609 | 0.16936 | 0
8 | 390 | 0.05102 | -0.04586 | -0.06491 | -0.02264
8 | 874 | 0.12342 | -0.17528 | -0.09159 | -0.20441
8 | 904 | 0.08505 | -0.19228 | -0.07524 | -0.25159
8 | 738 | 0.08874 | 0.26539 | 0.17096 | 0.37873
8 | 824 | 0.12171 | -0.13661 | -0.03276 | -0.18037
8 | 224 | 0.22614 | 0.19154 | 0.18175 | 0.16981
8 | 1494 | -0.10599 | -0.2649 | -0.40374 | -0.18843
8 | 703 | 0.01803 | 0.13147 | 0.06344 | 0.34765
8 | 4400 | 0 | -1 | 0 | 0
8 | 7000 | 0 | 1 | 0 | 0
8 | 158 | 0 | 0.05523 | 0.03443 | 0
8 | 158 | 0.05004 | 0.06596 | 0.06596 | 0
8 | 158 | 0 | 0.05011 | 0.05011 | 0
8 | 158 | 0.02174 | 0.06256 | 0.03997 | 0
8 | 145 | 0.04485 | 0.03796 | 0.06013 | 0
8 | 145 | 0.03467 | 0.03276 | 0.05692 | 0
8 | 145 | 0.03913 | 0.03481 | 0.05833 | 0
8 | 170 | -0.06659 | -0.07785 | -0.07931 | 0
8 | 170 | -0.0742 | -0.07028 | -0.08076 | 0
8 | 170 | -0.08059 | -0.07053 | -0.08059 | 0
8 | 170 | -0.07297 | -0.07026 | -0.08079 | 0
8 | 87 | 0 | 0.01026 | 0.02765 | 0
8 | 237 | -0.0986 | 0 | -0.02035 | 0
8 | 152 | -0.06324 | 0 | -0.01305 | 0
8 | 245 | -0.06104 | -0.10809 | -0.08536 | 0
8 | 245 | -0.03534 | -0.09964 | -0.04544 | 0
8 | 245 | -0.04379 | -0.09919 | -0.04379 | 0
8 | 245 | -0.09439 | -0.11393 | -0.11374 | 0
8 | 245 | -0.0947 | -0.11398 | -0.11398 | 0
8 | 245 | -0.06938 | -0.10977 | -0.09343 | 0
8 | 245 | -0.0629 | -0.10868 | -0.08812 | 0
8 | 245 | -0.1137 | -0.1137 | -0.1137 | 0
8 | 270 | -0.03362 | 0 | 0.05881 | 0
8 | 270 | -0.10539 | 0 | 0 | 0
8 | 540 | 0.17596 | 0.23641 | 0.19933 | 0
8 | 540 | 0.1719 | 0.23531 | 0.19749 | 0
8 | 540 | 0.17368 | 0.23549 | 0.19923 | 0
8 | 540 | 0.17734 | 0.23733 | 0.19829 | 0
8 | 540 | 0.17488 | 0.23712 | 0.19579 | 0
8 | 540 | 0.1696 | 0.23541 | 0.19423 | 0
9 | 556 | 0.00524 | 0.06727 | 0.02846 | -0.17353
9 | 396 | 0.05102 | -0.04586 | -0.06498 | -0.02311
9 | 848 | 0.12342 | -0.17528 | -0.09181 | -0.20577
9 | 886 | 0.08505 | -0.19228 | -0.07548 | -0.25164
9 | 672 | 0.08874 | 0.26539 | 0.1713 | 0.37226
9 | 797 | 0.12172 | -0.13662 | -0.03294 | -0.18137
9 | 211 | 0.22614 | 0.19154 | 0.18202 | 0.17146
9 | 1446 | -0.10599 | -0.2649 | -0.40285 | -0.19086
9 | 752 | 0.01803 | 0.13148 | 0.06359 | 0.37034
9 | 399 | -0.00788 | -0.04342 | -0.0232 | 0.13708
9 | 7000 | 0 | 1 | 0 | 0
9 | 4400 | 0 | -1 | 0 | 0
9 | 122 | 0.01385 | 0.04744 | 0.02945 | 0
9 | 122 | 0 | 0.04279 | 0.02594 | 0
9 | 122 | 0.02977 | 0.05068 | 0.04005 | 0
9 | 122 | 0.03616 | 0.05122 | 0.04661 | 0
9 | 122 | 0.02159 | 0.0491 | 0.03436 | 0
9 | 122 | 0.01385 | 0.04745 | 0.02946 | 0
9 | 135 | 0.04208 | 0.03639 | 0.05624 | 0
9 | 135 | 0.04298 | 0.05638 | 0.05638 | 0
9 | 135 | 0 | 0.01299 | 0.043 | 0
9 | 135 | 0 | 0.04277 | 0.04277 | 0
9 | 135 | 0.03671 | 0.03131 | 0.05457 | 0
9 | 135 | 0.03055 | 0.02794 | 0.05263 | 0
9 | 135 | 0.03296 | 0.02926 | 0.05339 | 0
9 | 174 | -0.08251 | -0.07212 | -0.08251 | 0
9 | 174 | -0.07471 | -0.07392 | -0.08227 | 0
9 | 174 | -0.07469 | -0.07393 | -0.08227 | 0
9 | 174 | -0.06818 | -0.07936 | -0.08124 | 0
9 | 181 | -0.07571 | 0 | -0.01684 | 0
9 | 297 | -0.07466 | -0.13125 | -0.10401 | 0
9 | 297 | -0.07709 | -0.13196 | -0.10737 | 0
9 | 297 | -0.04403 | -0.12115 | -0.05631 | 0
9 | 297 | -0.04976 | -0.11965 | -0.04976 | 0
9 | 297 | -0.10081 | -0.13604 | -0.12722 | 0
9 | 297 | -0.10588 | -0.13687 | -0.13129 | 0
9 | 297 | -0.11481 | -0.1383 | -0.1383 | 0
9 | 297 | -0.13796 | -0.13796 | -0.13796 | 0
9 | 276 | -0.04469 | -0.10713 | -0.04155 | 0
9 | 276 | -0.02742 | 0 | 0.06578 | 0
9 | 276 | -0.1077 | 0 | 0 | 0
9 | 297 | -0.12769 | -0.13583 | -0.12769 | 0
9 | 297 | -0.10397 | -0.13091 | -0.10397 | 0
10 | 582 | 0.00524 | 0.06726 | 0.02845 | -0.16691
10 | 388 | 0.05102 | -0.04587 | -0.06499 | -0.02279
10 | 833 | 0.12342 | -0.17525 | -0.09177 | -0.20579
10 | 874 | 0.08505 | -0.19224 | -0.07542 | -0.25219
10 | 662 | 0.08874 | 0.26537 | 0.17124 | 0.37452
10 | 781 | 0.12172 | -0.13658 | -0.03288 | -0.1816
10 | 172 | 0.22614 | 0.19154 | 0.18199 | 0.17094
10 | 1469 | -0.10599 | -0.26493 | -0.40297 | -0.1897
10 | 774 | 0.01803 | 0.13146 | 0.06356 | 0.38056
10 | 395 | -0.00788 | -0.04341 | -0.02319 | 0.13507
10 | 7000 | 0 | 1 | 0 | 0
10 | 4400 | 0 | -1 | 0 | 0
10 | 159 | 0.02772 | 0.06393 | 0.04443 | 0
10 | 159 | 0.0385 | 0.06597 | 0.05206 | 0
10 | 159 | 0.04682 | 0.06667 | 0.06061 | 0
10 | 159 | 0.04996 | 0.06617 | 0.06617 | 0
10 | 159 | 0 | 0.05648 | 0.03158 | 0
10 | 159 | 0.01604 | 0.06172 | 0.03617 | 0
10 | 159 | 0 | 0.05035 | 0.05035 | 0
10 | 135 | 0.04099 | 0.03838 | 0.05575 | 0
10 | 135 | 0.03634 | 0.03227 | 0.05432 | 0
10 | 254 | -0.10073 | -0.11485 | -0.11887 | 0
10 | 254 | -0.10821 | -0.1084 | -0.12009 | 0
10 | 254 | -0.12096 | -0.10322 | -0.12096 | 0
10 | 254 | -0.09935 | -0.11632 | -0.11859 | 0
10 | 91 | 0 | 0.00557 | 0.02898 | 0
10 | 233 | -0.11006 | -0.07951 | -0.1011 | 0
10 | 233 | -0.09946 | 0 | -0.02832 | 0
10 | 287 | -0.09669 | -0.13166 | -0.12402 | 0
10 | 287 | -0.07275 | -0.12735 | -0.10311 | 0
10 | 287 | -0.04311 | -0.11719 | -0.05517 | 0
10 | 287 | -0.04553 | -0.11505 | -0.04553 | 0
10 | 287 | -0.10213 | -0.1325 | -0.12816 | 0
10 | 287 | -0.11028 | -0.1336 | -0.1336 | 0
10 | 287 | -0.13326 | -0.13326 | -0.13326 | 0
10 | 287 | -0.06988 | -0.12652 | -0.09916 | 0
10 | 287 | -0.07021 | -0.12663 | -0.09967 | 0
10 | 190 | -0.07412 | 0 | 0 | 0
10 | 190 | -0.02843 | -0.07279 | -0.02587 | 0
10 | 190 | -0.01078 | 0 | 0.0519 | 0
10 | 287 | -0.09864 | -0.12608 | -0.09864 | 0
10 | 287 | -0.12218 | -0.13343 | -0.13343 | 0
11 | 559 | 0.00524 | 0.06726 | 0.02841 | -0.16691
11 | 380 | 0.05102 | -0.04587 | -0.06501 | -0.0228
11 | 856 | 0.12342 | -0.17525 | -0.09167 | -0.20578
11 | 908 | 0.08505 | -0.19224 | -0.07529 | -0.25218
11 | 634 | 0.08874 | 0.26536 | 0.17114 | 0.37451
11 | 809 | 0.12171 | -0.13658 | -0.03277 | -0.18159
11 | 161 | 0.22614 | 0.19154 | 0.18199 | 0.17095
11 | 1434 | -0.10599 | -0.26494 | -0.40311 | -0.18971
11 | 774 | 0.01803 | 0.13145 | 0.0635 | 0.38056
11 | 395 | -0.00788 | -0.04341 | -0.02317 | 0.13508
11 | 268 | 0.0027 | 0.06922 | 0.02393 | 0.0041
11 | 4400 | 0 | -1 | 0 | 0
11 | 159 | 0 | 0.05718 | 0.0294 | 0
11 | 159 | 0.0126 | 0.06143 | 0.0326 | 0
11 | 159 | 0.03851 | 0.06597 | 0.05204 | 0
11 | 159 | 0.04998 | 0.06617 | 0.06617 | 0
11 | 159 | 0.04683 | 0.06667 | 0.06058 | 0
11 | 159 | 0 | 0.05034 | 0.05034 | 0
11 | 90 | 0.02736 | 0.02549 | 0.03721 | 0
11 | 90 | 0 | 0.00776 | 0.02862 | 0
11 | 90 | 0.02427 | 0.02107 | 0.03626 | 0
11 | 90 | 0.02025 | 0.01883 | 0.03499 | 0
11 | 254 | -0.09887 | -0.11555 | -0.11875 | 0
11 | 254 | -0.10875 | -0.10862 | -0.12004 | 0
11 | 254 | -0.11009 | -0.10793 | -0.12016 | 0
11 | 254 | -0.12115 | -0.1023 | -0.12115 | 0
11 | 233 | -0.09992 | 0 | -0.02982 | 0
11 | 233 | -0.11037 | -0.07462 | -0.09978 | 0
11 | 287 | -0.10209 | -0.13248 | -0.12807 | 0
11 | 287 | -0.10953 | -0.13361 | -0.13361 | 0
11 | 287 | -0.04515 | -0.11759 | -0.05709 | 0
11 | 287 | -0.04714 | -0.11539 | -0.04714 | 0
11 | 287 | -0.13327 | -0.13327 | -0.13327 | 0
11 | 287 | -0.07345 | -0.12737 | -0.1032 | 0
11 | 287 | -0.07076 | -0.12656 | -0.0994 | 0
11 | 287 | -0.07107 | -0.12667 | -0.09989 | 0
11 | 190 | -0.07413 | 0 | 0 | 0
11 | 190 | -0.02953 | -0.07331 | -0.02722 | 0
11 | 190 | -0.01623 | 0 | 0.04745 | 0
11 | 287 | -0.09863 | -0.12608 | -0.09863 | 0
11 | 287 | -0.12385 | -0.13341 | -0.13341 | 0
11 | 287 | -0.11275 | -0.13357 | -0.13357 | 0
12 | 554 | 0.00524 | 0.06727 | 0.02842 | -0.16691
12 | 366 | 0.05102 | -0.04586 | -0.065 | -0.0228
12 | 863 | 0.12342 | -0.17528 | -0.09171 | -0.20578
12 | 923 | 0.08505 | -0.19228 | -0.07533 | -0.25218
12 | 613 | 0.08874 | 0.26539 | 0.17117 | 0.37451
12 | 823 | 0.12171 | -0.13661 | -0.0328 | -0.18159
12 | 158 | 0.22614 | 0.19154 | 0.18199 | 0.17095
12 | 1433 | -0.10599 | -0.2649 | -0.40306 | -0.18971
12 | 255 | 0.0027 | 0.06923 | 0.02394 | 0.0041
12 | 4400 | 0 | -1 | 0 | 0
12 | 159 | 0.01135 | 0.06134 | 0.03133 | 0
12 | 159 | 0 | 0.0575 | 0.02851 | 0
12 | 159 | 0.03851 | 0.06599 | 0.05204 | 0
12 | 159 | 0.05003 | 0.0662 | 0.0662 | 0
12 | 159 | 0 | 0.05036 | 0.05036 | 0
12 | 159 | 0.04684 | 0.06669 | 0.06059 | 0
12 | 90 | 0.02741 | 0.02542 | 0.03724 | 0
12 | 90 | 0 | 0.00989 | 0.02861 | 0
12 | 90 | 0.02426 | 0.02143 | 0.03626 | 0
12 | 90 | 0.02176 | 0.02004 | 0.03548 | 0
12 | 90 | 0.02018 | 0.01916 | 0.03498 | 0
12 | 90 | 0.01903 | 0.01863 | 0.03462 | 0
12 | 254 | -0.12141 | -0.10103 | -0.12141 | 0
12 | 254 | -0.10883 | -0.10732 | -0.12031 | 0
12 | 254 | -0.09851 | -0.11493 | -0.11889 | 0
12 | 233 | -0.10029 | 0 | -0.03104 | 0
12 | 233 | -0.09089 | 0 | 0 | 0
12 | 233 | -0.11056 | -0.07295 | -0.09963 | 0
12 | 233 | -0.11056 | -0.0729 | -0.0996 | 0
12 | 287 | -0.05178 | -0.11635 | -0.05178 | 0
12 | 287 | -0.13327 | -0.13327 | -0.13327 | 0
12 | 287 | -0.04825 | -0.11826 | -0.06029 | 0
12 | 287 | -0.10941 | -0.13362 | -0.13362 | 0
12 | 287 | -0.10171 | -0.13227 | -0.12706 | 0
12 | 287 | -0.07478 | -0.1274 | -0.10343 | 0
12 | 287 | -0.07233 | -0.12666 | -0.0999 | 0
12 | 287 | -0.07264 | -0.12675 | -0.10036 | 0
12 | 267 | -0.03101 | 0 | 0.05992 | 0
12 | 267 | -0.0471 | -0.10608 | -0.04553 | 0
12 | 267 | -0.04569 | -0.09886 | -0.0381 | 0
12 | 287 | -0.1219 | -0.13091 | -0.1219 | 0
12 | 287 | -0.09974 | -0.12631 | -0.09974 | 0
13 | 382 | 0.05102 | -0.04587 | -0.065 | -0.02296
13 | 895 | 0.12342 | -0.17525 | -0.09168 | -0.20442
13 | 938 | 0.08505 | -0.19223 | -0.07528 | -0.25104
13 | 661 | 0.08874 | 0.26535 | 0.17113 | 0.37632
13 | 849 | 0.12171 | -0.13658 | -0.03276 | -0.18017
13 | 1416 | -0.10599 | -0.26495 | -0.40311 | -0.18964
13 | 685 | 0.01803 | 0.13142 | 0.06348 | 0.3395
13 | 273 | 0.00269 | 0.06916 | 0.0239 | 0.00688
13 | 4400 | 0 | -1 | 0 | 0
13 | 143 | 0 | 0.05144 | 0.02665 | 0
13 | 143 | 0.01111 | 0.05518 | 0.0295 | 0
13 | 143 | 0.0454 | 0.05971 | 0.05971 | 0
13 | 143 | 0 | 0.04534 | 0.04534 | 0
13 | 146 | 0 | 0.01594 | 0.04646 | 0
13 | 146 | 0.04446 | 0.04193 | 0.06045 | 0
13 | 146 | 0.03951 | 0.03433 | 0.05893 | 0
13 | 146 | 0.03257 | 0.03056 | 0.05675 | 0
13 | 146 | 0.03271 | 0.03063 | 0.05679 | 0
13 | 264 | -0.11337 | -0.11197 | -0.12487 | 0
13 | 264 | -0.10246 | -0.1187 | -0.12365 | 0
13 | 264 | -0.10244 | -0.11872 | -0.12365 | 0
13 | 243 | -0.10429 | 0 | -0.03104 | 0
13 | 243 | -0.11481 | -0.07532 | -0.10156 | 0
13 | 243 | -0.11526 | -0.07867 | -0.10463 | 0
13 | 243 | -0.11598 | -0.09753 | -0.11598 | 0
13 | 298 | -0.10662 | -0.13751 | -0.13292 | 0
13 | 298 | -0.07813 | -0.13233 | -0.10777 | 0
13 | 298 | -0.07552 | -0.13155 | -0.10407 | 0
13 | 298 | -0.07584 | -0.13165 | -0.10455 | 0
13 | 298 | -0.05226 | -0.12315 | -0.06452 | 0
13 | 298 | -0.11336 | -0.1387 | -0.1387 | 0
13 | 277 | -0.05027 | -0.11236 | -0.05027 | 0
13 | 277 | -0.10818 | 0 | 0 | 0
13 | 277 | -0.03219 | 0 | 0.06227 | 0
13 | 277 | -0.12862 | -0.12862 | -0.12862 | 0
13 | 277 | -0.04856 | -0.10947 | -0.04636 | 0
13 | 277 | -0.04687 | -0.10198 | -0.03846 | 0
13 | 550 | 0.1794 | 0.24117 | 0.20264 | 0
13 | 550 | 0.17967 | 0.24135 | 0.20243 | 0
13 | 550 | 0.17918 | 0.2413 | 0.20195 | 0
13 | 550 | 0.17826 | 0.24081 | 0.20228 | 0
13 | 550 | 0.1786 | 0.24115 | 0.20167 | 0
13 | 277 | -0.09617 | -0.11552 | -0.09063 | 0
13 | 277 | -0.11896 | -0.12662 | -0.11896 | 0
14 | 792 | 0.02217 | -0.11986 | 0.04416 | -0.0996
14 | 568 | 0.00526 | 0.06734 | 0.02843 | -0.17603
14 | 393 | 0.05102 | -0.04586 | -0.06501 | -0.02319
14 | 855 | 0.12343 | -0.17526 | -0.09161 | -0.20572
14 | 892 | 0.08505 | -0.19225 | -0.07518 | -0.25145
14 | 660 | 0.08874 | 0.26536 | 0.17106 | 0.3717
14 | 800 | 0.12172 | -0.13659 | -0.03267 | -0.18126
14 | 1446 | -0.10599 | -0.26494 | -0.4032 | -0.19117
14 | 741 | 0.01803 | 0.13143 | 0.06344 | 0.36552
14 | 278 | 0.00269 | 0.06917 | 0.02388 | 0.00693
14 | 962 | 0.02042 | -0.12823 | 0.07586 | -0.11202
14 | 4400 | 0 | -1 | 0 | 0
14 | 144 | 0 | 0.05158 | 0.02702 | 0
14 | 144 | 0.01162 | 0.05547 | 0.03004 | 0
14 | 144 | 0.03518 | 0.05977 | 0.04719 | 0
14 | 144 | 0.04271 | 0.0604 | 0.05492 | 0
14 | 144 | 0.04552 | 0.06023 | 0.05907 | 0
14 | 147 | 0 | 0.01301 | 0.04675 | 0
14 | 147 | 0.04526 | 0.04105 | 0.06097 | 0
14 | 147 | 0.04709 | 0.0614 | 0.0614 | 0
14 | 147 | 0 | 0.04649 | 0.04649 | 0
14 | 147 | 0.04009 | 0.03149 | 0.0594 | 0
14 | 147 | 0.03625 | 0.02941 | 0.05819 | 0
14 | 147 | 0.03365 | 0.02802 | 0.05737 | 0
14 | 147 | 0.03378 | 0.02808 | 0.05741 | 0
14 | 267 | -0.11477 | -0.11339 | -0.12626 | 0
14 | 267 | -0.10419 | -0.12076 | -0.1249 | 0
14 | 246 | -0.10549 | 0 | -0.03108 | 0
14 | 246 | -0.1162 | -0.07704 | -0.10308 | 0
14 | 246 | -0.11665 | -0.08038 | -0.10614 | 0
14 | 246 | -0.11737 | -0.09899 | -0.11737 | 0
14 | 301 | -0.08622 | -0.135 | -0.1153 | 0
14 | 301 | -0.08023 | -0.13374 | -0.1092 | 0
14 | 301 | -0.05389 | -0.12461 | -0.06614 | 0
14 | 301 | -0.05381 | -0.12381 | -0.06251 | 0
14 | 301 | -0.11551 | -0.1401 | -0.1401 | 0
14 | 301 | -0.07762 | -0.13298 | -0.10561 | 0
14 | 301 | -0.07796 | -0.13308 | -0.10608 | 0
14 | 280 | -0.02649 | 0 | 0.06792 | 0
14 | 280 | -0.04065 | -0.09959 | -0.03031 | 0
14 | 280 | -0.05028 | -0.11349 | -0.05028 | 0
14 | 280 | -0.10938 | 0 | 0 | 0
14 | 280 | -0.13005 | -0.13005 | -0.13005 | 0
14 | 280 | -0.09899 | -0.11866 | -0.09469 | 0
15 | 794 | 0.02217 | -0.11986 | 0.04454 | -0.0996
15 | 622 | 0.00526 | 0.06735 | 0.02837 | -0.17602
15 | 383 | 0.05102 | -0.04585 | -0.065 | -0.02319
15 | 862 | 0.12343 | -0.17528 | -0.09145 | -0.20572
15 | 903 | 0.08505 | -0.19227 | -0.07498 | -0.25145
15 | 664 | 0.08874 | 0.26538 | 0.17084 | 0.3717
15 | 814 | 0.12172 | -0.13661 | -0.03251 | -0.18126
15 | 1468 | -0.10599 | -0.26492 | -0.40369 | -0.19117
15 | 741 | 0.01803 | 0.13147 | 0.06334 | 0.3655
15 | 975 | 0.02042 | -0.12823 | 0.07626 | -0.11203
15 | 7000 | 0 | 1 | 0 | 0
15 | 4400 | 0 | -1 | 0 | 0
15 | 144 | 0.03754 | 0.05872 | 0.05332 | 0
15 | 144 | 0.04033 | 0.05827 | 0.05827 | 0
15 | 144 | 0 | 0.05044 | 0.03038 | 0
15 | 144 | 0.0344 | 0.05846 | 0.05007 | 0
15 | 144 | 0.03149 | 0.05801 | 0.0477 | 0
15 | 144 | 0.01238 | 0.0547 | 0.03328 | 0
15 | 144 | 0.02751 | 0.05733 | 0.04466 | 0
15 | 100 | 0 | 0.0316 | 0.0316 | 0
15 | 100 | 0 | 0.03503 | 0.0211 | 0
15 | 147 | 0.03609 | 0.02977 | 0.05805 | 0
15 | 147 | 0 | 0.01432 | 0.04665 | 0
15 | 147 | 0.04111 | 0.05375 | 0.05947 | 0
15 | 147 | 0.03968 | 0.0364 | 0.05914 | 0
15 | 267 | -0.11509 | -0.10846 | -0.12729 | 0
15 | 267 | -0.1036 | -0.11973 | -0.12512 | 0
15 | 246 | -0.1028 | 0 | -0.02218 | 0
15 | 246 | -0.09608 | 0 | 0 | 0
15 | 246 | -0.11729 | -0.09947 | -0.11729 | 0
15 | 246 | -0.11424 | -0.11424 | -0.11424 | 0
15 | 301 | -0.05022 | -0.12304 | -0.05876 | 0
15 | 301 | -0.05242 | -0.12162 | -0.05242 | 0
15 | 301 | -0.08221 | -0.13401 | -0.11052 | 0
15 | 301 | -0.08262 | -0.13414 | -0.11112 | 0
15 | 301 | -0.08532 | -0.13497 | -0.11506 | 0
15 | 301 | -0.08528 | -0.13496 | -0.11502 | 0
15 | 301 | -0.11437 | -0.14012 | -0.14012 | 0
15 | 182 | -0.01909 | 0 | 0.04256 | 0
15 | 182 | -0.02693 | -0.06487 | -0.02028 | 0
15 | 182 | -0.0191 | 0 | 0.04256 | 0
16 | 732 | 0.02217 | -0.11986 | 0.04456 | -0.09961
16 | 731 | 0.00526 | 0.06735 | 0.02838 | -0.17603
16 | 384 | 0.05102 | -0.04586 | -0.06502 | -0.02319
16 | 836 | 0.12343 | -0.17528 | -0.09148 | -0.20572
16 | 863 | 0.08505 | -0.19227 | -0.07497 | -0.25144
16 | 693 | 0.08874 | 0.26538 | 0.1709 | 0.3717
16 | 779 | 0.12172 | -0.13661 | -0.03249 | -0.18126
16 | 1511 | -0.10599 | -0.26492 | -0.40346 | -0.19118
16 | 741 | 0.01803 | 0.13147 | 0.06336 | 0.3655
16 | 907 | 0.02042 | -0.12823 | 0.07619 | -0.11203
16 | 502 | -0.00379 | 0.04781 | -0.01736 | 0.06548
16 | 7000 | 0 | 1 | 0 | 0
16 | 144 | 0.0349 | 0.05656 | 0.05656 | 0
16 | 144 | 0.01814 | 0.05493 | 0.03998 | 0
16 | 144 | 0.03287 | 0.05691 | 0.05287 | 0
16 | 144 | 0.02764 | 0.05684 | 0.04635 | 0
16 | 100 | 0 | 0.03233 | 0.02937 | 0
16 | 100 | -0.00928 | 0.02405 | 0.02405 | 0
16 | 100 | 0 | 0.0316 | 0.0316 | 0
16 | 135 | 0.03354 | 0.04089 | 0.0533 | 0
16 | 135 | 0.03192 | 0.0339 | 0.05283 | 0
16 | 135 | 0 | 0.03931 | 0.0426 | 0
16 | 267 | -0.10357 | -0.11966 | -0.12516 | 0
16 | 267 | -0.11541 | -0.10366 | -0.12832 | 0
16 | 267 | -0.12708 | -0.10858 | -0.12708 | 0
16 | 91 | -0.01317 | 0.0169 | 0.01798 | 0
16 | 91 | -0.01315 | 0.01689 | 0.01799 | 0
16 | 301 | -0.04479 | -0.12193 | -0.05339 | 0
16 | 301 | -0.0473 | -0.12057 | -0.0473 | 0
16 | 301 | -0.11418 | -0.14013 | -0.14013 | 0
16 | 301 | -0.08155 | -0.13397 | -0.1103 | 0
16 | 301 | -0.13976 | -0.13976 | -0.13976 | 0
16 | 301 | -0.08464 | -0.13495 | -0.11491 | 0
16 | 301 | -0.08461 | -0.13494 | -0.11488 | 0
16 | 280 | -0.03604 | -0.09705 | -0.02446 | 0
16 | 280 | -0.11915 | -0.06262 | -0.06262 | 0
16 | 280 | -0.09895 | -0.0174 | -0.00673 | 0
16 | 280 | -0.09886 | -0.01739 | -0.00666 | 0
16 | 301 | -0.1155 | -0.13663 | -0.12419 | 0
17 | 867 | 0.00526 | 0.06729 | 0.02845 | -0.16874
17 | 401 | 0.05102 | -0.04586 | -0.06498 | -0.02285
17 | 784 | 0.12342 | -0.17526 | -0.09158 | -0.20573
17 | 460 | -0.05102 | 0.04586 | 0.06498 | 0.02285
17 | 797 | 0.08505 | -0.19224 | -0.07517 | -0.25204
17 | 749 | 0.08874 | 0.26536 | 0.17101 | 0.37422
17 | 720 | 0.12171 | -0.13659 | -0.03268 | -0.1815
17 | 254 | 0.22614 | 0.19153 | 0.18191 | 0.171
17 | 1579 | -0.10599 | -0.26494 | -0.4034 | -0.1899
17 | 759 | 0.01803 | 0.13143 | 0.06344 | 0.37362
17 | 184 | 0.00243 | 0.02967 | 0.02591 | -0.0255
17 | 918 | 0.02042 | -0.12822 | 0.07601 | -0.11122
17 | 456 | 0.00967 | -0.10731 | 0.00393 | -0.05244
17 | 4500 | -1 | 0 | 0 | 0
17 | 7000 | 0 | 1 | 0 | 0
17 | 256 | -0.11014 | -0.1033 | -0.1223 | 0
17 | 256 | -0.12066 | -0.11022 | -0.12066 | 0
17 | 256 | -0.11012 | -0.10332 | -0.1223 | 0
17 | 256 | -0.09905 | -0.11916 | -0.11916 | 0
17 | 290 | -0.02607 | -0.11391 | -0.03467 | 0
17 | 290 | -0.08157 | -0.12985 | -0.11033 | 0
17 | 269 | -0.0336 | -0.10596 | -0.0336 | 0
17 | 269 | -0.10331 | -0.09358 | -0.07996 | 0
17 | 269 | -0.03517 | -0.09402 | -0.0245 | 0
17 | 269 | -0.12299 | -0.1128 | -0.1128 | 0
17 | 269 | -0.12492 | -0.12492 | -0.12492 | 0
18 | 911 | 0.00536 | 0.0687 | 0.02924 | -0.16788
18 | 389 | 0.05103 | -0.04581 | -0.06487 | -0.02296
18 | 761 | 0.12345 | -0.17521 | -0.0917 | -0.20558
18 | 472 | -0.05103 | 0.04581 | 0.06487 | 0.02296
18 | 784 | 0.08505 | -0.19223 | -0.07537 | -0.2517
18 | 728 | 0.08884 | 0.26568 | 0.17136 | 0.37363
18 | 698 | 0.12172 | -0.13656 | -0.03285 | -0.18127
18 | 170 | 0.22611 | 0.19141 | 0.18179 | 0.17109
18 | 1584 | -0.10596 | -0.26489 | -0.40325 | -0.19035
18 | 1609 | 0.10596 | 0.26489 | 0.40325 | 0.19035
18 | 761 | 0.01815 | 0.13224 | 0.06407 | 0.37476
18 | 994 | 0.02043 | -0.12809 | 0.07584 | -0.11131
18 | 444 | 0.0097 | -0.10718 | 0.00403 | -0.05288
18 | 550 | 0.00483 | 0.08494 | 0.03413 | -0.03502
18 | 843 | 0.00779 | 0.12166 | 0.05691 | -0.06286
18 | 844 | 0.00733 | 0.11147 | 0.04753 | -0.08289
18 | 4500 | -1 | 0 | 0 | 0
18 | 7000 | 0 | 1 | 0 | 0
18 | 4250 | 0 | 0 | 0 | -1
18 | 245 | -0.10558 | -0.10171 | -0.11645 | 0
18 | 245 | -0.09494 | -0.11404 | -0.11404 | 0
18 | 245 | -0.1056 | -0.1017 | -0.11645 | 0
18 | 245 | -0.11549 | -0.10542 | -0.11549 | 0
18 | 245 | -0.11377 | -0.11377 | -0.11377 | 0
18 | 277 | -0.02289 | -0.10833 | -0.03101 | 0
18 | 277 | -0.07864 | -0.12401 | -0.10548 | 0
18 | 258 | -0.11199 | -0.10216 | -0.09815 | 0
18 | 258 | -0.11773 | -0.1075 | -0.1075 | 0
18 | 258 | -0.0392 | -0.09273 | -0.03031 | 0
18 | 258 | -0.03918 | -0.09274 | -0.0303 | 0
18 | 258 | -0.03388 | -0.10186 | -0.03388 | 0
19 | 848 | 0.00536 | 0.06869 | 0.02943 | -0.17216
19 | 387 | 0.05103 | -0.04582 | -0.06485 | -0.02303
19 | 800 | 0.12345 | -0.1752 | -0.09222 | -0.20427
19 | 473 | -0.05103 | 0.04582 | 0.06485 | 0.02303
19 | 835 | 0.08505 | -0.19222 | -0.07608 | -0.25075
19 | 678 | 0.08884 | 0.26566 | 0.17199 | 0.37596
19 | 741 | 0.12172 | -0.13654 | -0.03346 | -0.17996
19 | 1465 | -0.10596 | -0.26491 | -0.40209 | -0.18998
19 | 683 | 0.01815 | 0.13223 | 0.06441 | 0.33855
19 | 390 | 0.0027 | 0.06889 | 0.02416 | 0.00472
19 | 283 | 0.00262 | 0.0269 | 0.02773 | -0.02813
19 | 1014 | 0.02043 | -0.12804 | 0.07455 | -0.11109
19 | 512 | 0.00483 | 0.08494 | 0.03435 | -0.03365
19 | 4500 | -1 | 0 | 0 | 0
19 | 7000 | 0 | 1 | 0 | 0
19 | 4250 | 0 | 0 | 0 | -1
19 | 4400 | 0 | -1 | 0 | 0
19 | 251 | -0.11877 | -0.10532 | -0.11877 | 0
19 | 251 | -0.10821 | -0.10477 | -0.11907 | 0
19 | 283 | -0.04304 | -0.1149 | -0.05171 | 0
19 | 283 | -0.07862 | -0.12613 | -0.10482 | 0
19 | 283 | -0.08112 | -0.12686 | -0.10832 | 0
19 | 283 | -0.04852 | -0.11414 | -0.04852 | 0
19 | 283 | -0.10955 | -0.13165 | -0.13165 | 0
19 | 283 | -0.13133 | -0.13133 | -0.13133 | 0
19 | 264 | -0.09834 | -0.10122 | -0.0842 | 0
19 | 264 | -0.11515 | -0.10388 | -0.1003 | 0
19 | 264 | -0.12011 | -0.10751 | -0.10751 | 0
19 | 264 | -0.04217 | -0.09604 | -0.03367 | 0
19 | 264 | -0.04219 | -0.09603 | -0.03368 | 0
19 | 116 | 0.05511 | 0.0199 | 0.00956 | 0
19 | 116 | 0.05454 | 0.02055 | 0.00993 | 0
19 | 116 | 0.05529 | 0.02158 | 0.01198 | 0
19 | 116 | 0.05555 | 0.02178 | 0.01248 | 0
19 | 116 | 0.05606 | 0.0193 | 0.00957 | 0
19 | 116 | 0.05483 | 0.02108 | 0.01091 | 0
19 | 116 | 0.05745 | 0.02165 | 0.01396 | 0
19 | 116 | 0.0588 | 0.02018 | 0.01315 | 0
19 | 116 | 0.05884 | 0.02092 | 0.01419 | 0
19 | 116 | 0.05891 | 0.02074 | 0.01401 | 0
20 | 851 | 0.02218 | -0.11968 | 0.04268 | -0.0997
20 | 744 | 0.00536 | 0.06869 | 0.02945 | -0.18194
20 | 394 | 0.05103 | -0.04582 | -0.06485 | -0.02347
20 | 888 | 0.12345 | -0.1752 | -0.09228 | -0.20416
20 | 468 | -0.05103 | 0.04582 | 0.06485 | 0.02347
20 | 929 | 0.08505 | -0.19222 | -0.07613 | -0.24992
20 | 643 | 0.08884 | 0.26566 | 0.17208 | 0.3729
20 | 834 | 0.12172 | -0.13654 | -0.03349 | -0.17957
20 | 173 | 0.22611 | 0.19141 | 0.18207 | 0.17109
20 | 1326 | -0.10596 | -0.26491 | -0.40183 | -0.19158
20 | 645 | 0.01815 | 0.13223 | 0.06445 | 0.32048
20 | 384 | 0.0027 | 0.06889 | 0.02418 | 0.00758
20 | 1035 | 0.02043 | -0.12804 | 0.07439 | -0.11207
20 | 512 | 0.00483 | 0.08494 | 0.03438 | -0.03199
20 | 4500 | -1 | 0 | 0 | 0
20 | 4400 | 0 | -1 | 0 | 0
20 | 7000 | 0 | 1 | 0 | 0
20 | 265 | -0.12574 | -0.10896 | -0.12574 | 0
20 | 265 | -0.10443 | -0.12055 | -0.12368 | 0
20 | 265 | -0.10301 | -0.12254 | -0.12328 | 0
20 | 265 | -0.11488 | -0.10675 | -0.12639 | 0
20 | 265 | -0.11486 | -0.10676 | -0.12639 | 0
20 | 297 | -0.04769 | -0.12099 | -0.05659 | 0
20 | 297 | -0.08299 | -0.13237 | -0.1104 | 0
20 | 297 | -0.08553 | -0.13314 | -0.11407 | 0
20 | 297 | -0.11507 | -0.13806 | -0.13806 | 0
20 | 277 | -0.0463 | -0.10141 | -0.03748 | 0
20 | 277 | -0.12186 | -0.10894 | -0.10595 | 0
20 | 277 | -0.12597 | -0.11176 | -0.11176 | 0
20 | 277 | -0.04628 | -0.10142 | -0.03747 | 0
20 | 277 | -0.04968 | -0.11226 | -0.04968 | 0
20 | 277 | -0.12865 | -0.12865 | -0.12865 | 0
21 | 764 | 0.02218 | -0.11968 | 0.04376 | -0.09911
21 | 793 | 0.00536 | 0.06869 | 0.02923 | -0.17835
21 | 390 | 0.05103 | -0.04582 | -0.06482 | -0.02321
21 | 894 | 0.12345 | -0.1752 | -0.09167 | -0.20416
21 | 473 | -0.05103 | 0.04582 | 0.06482 | 0.02321
21 | 914 | 0.08505 | -0.19222 | -0.07522 | -0.25038
21 | 712 | 0.08884 | 0.26566 | 0.17128 | 0.3749
21 | 833 | 0.12172 | -0.13654 | -0.03271 | -0.17974
21 | 1423 | -0.10596 | -0.26491 | -0.40327 | -0.19058
21 | 671 | 0.01815 | 0.13223 | 0.06405 | 0.33276
21 | 949 | 0.02043 | -0.12804 | 0.07516 | -0.11144
21 | 486 | -0.00367 | 0.04742 | -0.01613 | 0.06329
21 | 538 | 0.00483 | 0.08494 | 0.03412 | -0.03129
21 | 4500 | -1 | 0 | 0 | 0
21 | 7000 | 0 | 1 | 0 | 0
21 | 4400 | 0 | -1 | 0 | 0
21 | 260 | -0.10091 | -0.11609 | -0.12189 | 0
21 | 260 | -0.11292 | -0.10061 | -0.12493 | 0
21 | 260 | -0.11293 | -0.10059 | -0.12493 | 0
21 | 260 | -0.12318 | -0.10809 | -0.12318 | 0
21 | 292 | -0.04958 | -0.1195 | -0.05793 | 0
21 | 292 | -0.11083 | -0.13587 | -0.13587 | 0
21 | 292 | -0.0802 | -0.12998 | -0.10738 | 0
21 | 292 | -0.08305 | -0.13089 | -0.11166 | 0
21 | 273 | -0.04758 | -0.1103 | -0.04758 | 0
21 | 273 | -0.11956 | -0.10831 | -0.10483 | 0
21 | 273 | -0.03917 | -0.09664 | -0.02881 | 0
21 | 273 | -0.03915 | -0.09665 | -0.0288 | 0
21 | 273 | -0.12442 | -0.11219 | -0.11219 | 0
21 | 273 | -0.12673 | -0.12673 | -0.12673 | 0
22 | 722 | 0.02218 | -0.11968 | 0.04484 | -0.09888
22 | 822 | 0.00536 | 0.06869 | 0.02912 | -0.17577
22 | 401 | 0.05103 | -0.04582 | -0.06488 | -0.02309
22 | 890 | 0.12345 | -0.1752 | -0.09139 | -0.20423
22 | 462 | -0.05103 | 0.04582 | 0.06488 | 0.02309
22 | 906 | 0.08505 | -0.19222 | -0.07482 | -0.25063
22 | 787 | 0.08884 | 0.26566 | 0.17097 | 0.37562
22 | 1519 | -0.10596 | -0.26491 | -0.40371 | -0.19017
22 | 687 | 0.01815 | 0.13223 | 0.06387 | 0.34043
22 | 1472 | -0.07647 | 0.22636 | 0.09621 | 0.27278
22 | 882 | 0.02043 | -0.12804 | 0.07618 | -0.11119
22 | 496 | -0.00367 | 0.04742 | -0.01613 | 0.06276
22 | 589 | 0.00483 | 0.08494 | 0.03399 | -0.03173
22 | 869 | 0.00779 | 0.12165 | 0.0567 | -0.05923
22 | 857 | 0.00733 | 0.11147 | 0.04735 | -0.08038
22 | 4500 | -1 | 0 | 0 | 0
22 | 7000 | 0 | 1 | 0 | 0
22 | 256 | -0.11118 | -0.09994 | -0.123 | 0
22 | 256 | -0.11116 | -0.09996 | -0.123 | 0
22 | 256 | -0.09959 | -0.11492 | -0.12006 | 0
22 | 256 | -0.09751 | -0.1192 | -0.1192 | 0
22 | 256 | -0.12074 | -0.10989 | -0.12074 | 0
22 | 256 | -0.11889 | -0.11889 | -0.11889 | 0
22 | 289 | -0.04222 | -0.11677 | -0.05016 | 0
22 | 289 | -0.04423 | -0.11545 | -0.04423 | 0
22 | 289 | -0.07922 | -0.12859 | -0.10606 | 0
22 | 289 | -0.08211 | -0.12948 | -0.11031 | 0
22 | 269 | -0.04118 | -0.10747 | -0.04118 | 0
22 | 269 | -0.11756 | -0.10681 | -0.1032 | 0
22 | 269 | -0.03266 | -0.09209 | -0.02082 | 0
22 | 269 | -0.12283 | -0.11224 | -0.11224 | 0
23 | 653 | 0.02218 | -0.11969 | 0.04482 | -0.09808
23 | 701 | 0.00536 | 0.06869 | 0.02912 | -0.17089
23 | 399 | 0.05103 | -0.04582 | -0.06488 | -0.02274
23 | 952 | 0.12345 | -0.1752 | -0.09139 | -0.20412
23 | 464 | -0.05103 | 0.04582 | 0.06488 | 0.02274
23 | 953 | 0.08505 | -0.19222 | -0.07483 | -0.25117
23 | 887 | 0.08884 | 0.26566 | 0.17097 | 0.37845
23 | 907 | -0.07015 | -0.25187 | -0.15837 | -0.36214
23 | 1609 | -0.10596 | -0.2649 | -0.40371 | -0.18881
23 | 749 | 0.01815 | 0.13223 | 0.06387 | 0.34544
23 | 1494 | -0.07647 | 0.22636 | 0.09621 | 0.27273
23 | 792 | 0.02043 | -0.12804 | 0.07617 | -0.11033
23 | 514 | -0.00367 | 0.04742 | -0.01613 | 0.06102
23 | 4500 | -1 | 0 | 0 | 0
23 | 7000 | 0 | 1 | 0 | 0
23 | 4400 | 0 | -1 | 0 | 0
23 | 250 | -0.10737 | -0.11054 | -0.11738 | 0
23 | 250 | -0.10264 | -0.11626 | -0.11626 | 0
23 | 250 | -0.1105 | -0.11615 | -0.11615 | 0
23 | 282 | -0.06886 | -0.11963 | -0.07662 | 0
23 | 282 | -0.11089 | -0.13037 | -0.12785 | 0
23 | 282 | -0.08612 | -0.12598 | -0.10652 | 0
23 | 282 | -0.08815 | -0.12659 | -0.10938 | 0
23 | 263 | -0.05229 | -0.10045 | -0.04612 | 0
23 | 263 | -0.06173 | -0.10951 | -0.06173 | 0
23 | 263 | -0.11361 | -0.12028 | -0.11361 | 0
23 | 263 | -0.11019 | -0.11636 | -0.1074 | 0
24 | 598 | 0.02218 | -0.11936 | 0.04485 | -0.09738
24 | 544 | 0.00536 | 0.06873 | 0.02912 | -0.15876
24 | 420 | 0.05103 | -0.04653 | -0.06483 | -0.02238
24 | 949 | 0.12345 | -0.1735 | -0.09137 | -0.2043
24 | 443 | -0.05103 | 0.04653 | 0.06483 | 0.02238
24 | 935 | 0.08505 | -0.18984 | -0.07493 | -0.25189
24 | 893 | 0.08884 | 0.26374 | 0.17092 | 0.38071
24 | 1578 | -0.10596 | -0.26702 | -0.40413 | -0.18756
24 | 763 | 0.01815 | 0.12982 | 0.06385 | 0.35843
24 | 1521 | -0.07647 | 0.22381 | 0.0963 | 0.27307
24 | 745 | 0.02043 | -0.12734 | 0.07638 | -0.1096
24 | 4500 | -1 | 0 | 0 | 0
24 | 4400 | 0 | -1 | 0 | 0
24 | 7000 | 0 | 1 | 0 | 0
24 | 229 | -0.09828 | -0.10317 | -0.10698 | 0
24 | 241 | -0.07649 | -0.10473 | -0.07737 | 0
24 | 241 | -0.1039 | -0.1111 | -0.10789 | 0
24 | 241 | -0.08493 | -0.10964 | -0.10024 | 0
24 | 241 | -0.08621 | -0.11002 | -0.10202 | 0
24 | 241 | -0.10093 | -0.11204 | -0.11204 | 0
24 | 241 | -0.10527 | -0.11198 | -0.11198 | 0

## 4.3 Flow based typical day 3
4.3 Flow based typical day 3 : 08-02-2016 (Weekday)
PTDFs
Hour | RAM | BE | DE | FR | NL
1 | 443 | 0.00999 | -0.11004 | 0.00385 | -0.05414
1 | 703 | 0.00605 | 0.06947 | 0.02976 | -0.17763
1 | 695 | 0.01937 | 0.1304 | 0.06438 | 0.33089
1 | 679 | 0.01773 | 0.13011 | 0.06293 | 0.02637
1 | 1423 | -0.07434 | 0.22152 | 0.09565 | 0.27345
1 | 368 | 0.04667 | -0.04695 | -0.06508 | -0.02374
1 | 1076 | 0.11859 | -0.17243 | -0.09123 | -0.20539
1 | 495 | -0.04667 | 0.04695 | 0.06508 | 0.02374
1 | 831 | 0.09255 | 0.26609 | 0.17286 | 0.37183
1 | 1060 | 0.11538 | -0.13367 | -0.03287 | -0.18107
1 | 1508 | -0.08939 | -0.26623 | -0.40254 | -0.1911
1 | 1649 | 0.08939 | 0.26623 | 0.40254 | 0.1911
1 | 4500 | -1 | 0 | 0 | 0
1 | 7000 | 0 | 1 | 0 | 0
1 | 255 | -0.10915 | -0.10145 | -0.1221 | 0
1 | 255 | -0.10187 | -0.10796 | -0.12086 | 0
1 | 255 | -0.10185 | -0.108 | -0.12086 | 0
1 | 255 | -0.09795 | -0.11868 | -0.11868 | 0
1 | 236 | -0.11149 | -0.08915 | -0.10617 | 0
1 | 236 | -0.10758 | -0.08262 | -0.09017 | 0
1 | 236 | -0.10674 | -0.09165 | -0.09165 | 0
1 | 236 | -0.11257 | -0.09513 | -0.11257 | 0
1 | 267 | -0.02583 | -0.10522 | -0.0339 | 0
1 | 267 | -0.08824 | -0.12133 | -0.11068 | 0
1 | 248 | -0.05892 | -0.09776 | -0.05406 | 0
1 | 248 | -0.04896 | -0.10129 | -0.04896 | 0
1 | 248 | -0.05896 | -0.09776 | -0.05409 | 0
1 | 305 | -0.11807 | -0.14197 | -0.14197 | 0
1 | 305 | -0.1384 | -0.13558 | -0.14296 | 0
1 | 305 | -0.14163 | -0.14163 | -0.14163 | 0
1 | 305 | -0.12022 | -0.13389 | -0.14364 | 0
1 | 298 | -0.11311 | -0.13312 | -0.11311 | 0
1 | 298 | -0.11182 | -0.12452 | -0.10457 | 0
2 | 450 | 0.00999 | -0.11004 | 0.00373 | -0.05249
2 | 1155 | 0.02207 | -0.12544 | 0.07607 | -0.11062
2 | 621 | 0.00605 | 0.06947 | 0.02981 | -0.16231
2 | 700 | 0.01773 | 0.13011 | 0.06303 | -0.00639
2 | 1431 | -0.07434 | 0.22152 | 0.0959 | 0.27377
2 | 381 | 0.04667 | -0.04695 | -0.06511 | -0.02307
2 | 1099 | 0.11859 | -0.17243 | -0.09137 | -0.20549
2 | 483 | -0.04667 | 0.04695 | 0.06511 | 0.02307
2 | 895 | 0.09255 | 0.26609 | 0.17306 | 0.37661
2 | 1257 | 0.07434 | -0.22152 | -0.0959 | -0.27377
2 | 1544 | -0.08939 | -0.26623 | -0.40217 | -0.18863
2 | 1613 | 0.08939 | 0.26623 | 0.40217 | 0.18863
2 | 4500 | -1 | 0 | 0 | 0
2 | 7000 | 0 | 1 | 0 | 0
2 | 234 | -0.09951 | -0.09419 | -0.11172 | 0
2 | 234 | -0.11128 | -0.09527 | -0.11128 | 0
2 | 234 | -0.09172 | -0.10115 | -0.11039 | 0
2 | 234 | -0.0917 | -0.10119 | -0.11038 | 0
2 | 215 | -0.10147 | -0.08324 | -0.09772 | 0
2 | 215 | -0.09801 | -0.07784 | -0.08374 | 0
2 | 245 | -0.0244 | -0.09689 | -0.03218 | 0
2 | 245 | -0.07856 | -0.11103 | -0.09958 | 0
2 | 245 | -0.07993 | -0.11138 | -0.10125 | 0
2 | 245 | -0.09326 | -0.11403 | -0.11403 | 0
2 | 226 | -0.0496 | -0.08783 | -0.04472 | 0
2 | 226 | -0.04226 | -0.09191 | -0.04226 | 0
2 | 226 | -0.10239 | -0.08902 | -0.08902 | 0
2 | 280 | -0.10956 | -0.12318 | -0.13173 | 0
2 | 280 | -0.10953 | -0.12323 | -0.13172 | 0
2 | 272 | -0.10272 | -0.12143 | -0.10272 | 0
2 | 272 | -0.11869 | -0.11819 | -0.11299 | 0
2 | 272 | -0.12633 | -0.12633 | -0.12633 | 0
2 | 272 | -0.10172 | -0.11438 | -0.09577 | 0
3 | 419 | 0.00999 | -0.11004 | 0.00372 | -0.05301
3 | 772 | 0.01937 | 0.1304 | 0.06457 | 0.34296
3 | 1400 | -0.07434 | 0.22152 | 0.09617 | 0.27365
3 | 376 | 0.04667 | -0.04695 | -0.06515 | -0.02328
3 | 1145 | 0.11859 | -0.17243 | -0.09152 | -0.20544
3 | 490 | -0.04667 | 0.04695 | 0.06515 | 0.02328
3 | 890 | 0.09255 | 0.26609 | 0.17328 | 0.37514
3 | 1288 | 0.07434 | -0.22152 | -0.09617 | -0.27365
3 | 1524 | -0.08939 | -0.26623 | -0.40176 | -0.1894
3 | 1633 | 0.08939 | 0.26623 | 0.40176 | 0.1894
3 | 4500 | -1 | 0 | 0 | 0
3 | 7000 | 0 | 1 | 0 | 0
3 | 241 | -0.10273 | -0.09675 | -0.11518 | 0
3 | 241 | -0.11446 | -0.0992 | -0.11446 | 0
3 | 241 | -0.09585 | -0.10218 | -0.11416 | 0
3 | 241 | -0.09447 | -0.10389 | -0.11383 | 0
3 | 222 | -0.10468 | -0.08802 | -0.10148 | 0
3 | 222 | -0.10132 | -0.08169 | -0.08739 | 0
3 | 252 | -0.01954 | -0.09851 | -0.02748 | 0
3 | 252 | -0.08038 | -0.11422 | -0.10237 | 0
3 | 252 | -0.04561 | -0.10218 | -0.04561 | 0
3 | 252 | -0.08188 | -0.11459 | -0.10416 | 0
3 | 252 | -0.0957 | -0.11731 | -0.11731 | 0
3 | 233 | -0.05212 | -0.09081 | -0.04714 | 0
3 | 233 | -0.05217 | -0.09081 | -0.04718 | 0
3 | 233 | -0.10569 | -0.09257 | -0.09257 | 0
3 | 542 | 0.17954 | 0.23881 | 0.19885 | 0
3 | 542 | 0.17672 | 0.23692 | 0.201 | 0
3 | 542 | 0.17452 | 0.23837 | 0.19375 | 0
3 | 542 | 0.17209 | 0.23505 | 0.20077 | 0
3 | 542 | 0.16662 | 0.23454 | 0.1953 | 0
3 | 542 | 0.16364 | 0.23528 | 0.18921 | 0
3 | 265 | -0.12427 | -0.11716 | -0.12427 | 0
3 | 303 | -0.10933 | -0.13952 | -0.13353 | 0
3 | 303 | -0.10741 | -0.13554 | -0.11524 | 0
3 | 303 | -0.1168 | -0.1411 | -0.1411 | 0
3 | 303 | -0.11469 | -0.13534 | -0.11469 | 0
3 | 303 | -0.14075 | -0.14075 | -0.14075 | 0
4 | 425 | 0.00999 | -0.11004 | 0.00346 | -0.05164
4 | 832 | 0.01937 | 0.1304 | 0.06447 | 0.35741
4 | 1407 | -0.07434 | 0.22152 | 0.0957 | 0.27391
4 | 382 | 0.04667 | -0.04695 | -0.06517 | -0.02273
4 | 1146 | 0.11859 | -0.17243 | -0.09137 | -0.20552
4 | 484 | -0.04667 | 0.04695 | 0.06517 | 0.02273
4 | 930 | 0.09255 | 0.26609 | 0.17309 | 0.37907
4 | 1281 | 0.07434 | -0.22152 | -0.0957 | -0.27391
4 | 1023 | 0.0501 | 0.24481 | 0.14725 | 0.36378
4 | 1598 | -0.08939 | -0.26623 | -0.40167 | -0.18737
4 | 1559 | 0.08939 | 0.26623 | 0.40167 | 0.18737
4 | 4500 | -1 | 0 | 0 | 0
4 | 7000 | 0 | 1 | 0 | 0
4 | 222 | -0.08785 | -0.09445 | -0.10506 | 0
4 | 222 | -0.09411 | -0.08957 | -0.10598 | 0
4 | 222 | -0.10555 | -0.09065 | -0.10555 | 0
4 | 222 | -0.0841 | -0.10328 | -0.10328 | 0
4 | 222 | -0.0868 | -0.0963 | -0.10469 | 0
4 | 222 | -0.08682 | -0.09627 | -0.1047 | 0
4 | 203 | -0.09277 | -0.07631 | -0.08099 | 0
4 | 203 | -0.09218 | -0.08155 | -0.08155 | 0
4 | 203 | -0.09591 | -0.07939 | -0.09283 | 0
4 | 203 | -0.09652 | -0.0829 | -0.09652 | 0
4 | 234 | -0.01876 | -0.09149 | -0.0265 | 0
4 | 234 | -0.0429 | -0.0948 | -0.0429 | 0
4 | 234 | -0.0736 | -0.10573 | -0.09439 | 0
4 | 234 | -0.0751 | -0.10608 | -0.09609 | 0
4 | 215 | -0.04717 | -0.08386 | -0.04295 | 0
4 | 215 | -0.03941 | -0.0871 | -0.03941 | 0
4 | 514 | 0.17005 | 0.22691 | 0.18668 | 0
4 | 514 | 0.16554 | 0.22391 | 0.19008 | 0
4 | 514 | 0.16207 | 0.22621 | 0.17857 | 0
4 | 514 | 0.15833 | 0.22099 | 0.18975 | 0
4 | 514 | 0.14975 | 0.22019 | 0.18115 | 0
4 | 514 | 0.14158 | 0.22085 | 0.16865 | 0
4 | 281 | -0.10014 | -0.12925 | -0.12322 | 0
4 | 281 | -0.09853 | -0.12557 | -0.10635 | 0
4 | 281 | -0.10764 | -0.13083 | -0.13083 | 0
4 | 281 | -0.10575 | -0.12536 | -0.10575 | 0
4 | 281 | -0.13049 | -0.13049 | -0.13049 | 0
4 | 258 | -0.09616 | -0.10879 | -0.0909 | 0
5 | 387 | 0.00999 | -0.11004 | 0.00354 | -0.05086
5 | 770 | 0.01937 | 0.1304 | 0.06446 | 0.36816
5 | 1373 | -0.07434 | 0.22152 | 0.09567 | 0.27412
5 | 381 | 0.04667 | -0.04695 | -0.06518 | -0.02241
5 | 1171 | 0.11859 | -0.17243 | -0.09135 | -0.20561
5 | 484 | -0.04667 | 0.04695 | 0.06518 | 0.02241
5 | 891 | 0.09255 | 0.26609 | 0.17307 | 0.3812
5 | 1316 | 0.07434 | -0.22152 | -0.09567 | -0.27412
5 | 980 | 0.0501 | 0.24481 | 0.14723 | 0.366
5 | 1543 | -0.08939 | -0.26623 | -0.40168 | -0.18625
5 | 1614 | 0.08939 | 0.26623 | 0.40168 | 0.18625
5 | 4500 | -1 | 0 | 0 | 0
5 | 7000 | 0 | 1 | 0 | 0
5 | 211 | -0.08263 | -0.08909 | -0.09978 | 0
5 | 211 | -0.08886 | -0.08456 | -0.10062 | 0
5 | 211 | -0.10019 | -0.08564 | -0.10019 | 0
5 | 192 | -0.09059 | -0.07475 | -0.08782 | 0
5 | 192 | -0.08761 | -0.07356 | -0.07744 | 0
5 | 192 | -0.0876 | -0.07362 | -0.07743 | 0
5 | 222 | -0.01042 | -0.08536 | -0.01791 | 0
5 | 222 | -0.08344 | -0.1032 | -0.1032 | 0
5 | 222 | -0.04198 | -0.09027 | -0.04198 | 0
5 | 222 | -0.07036 | -0.10065 | -0.09086 | 0
5 | 203 | -0.09227 | -0.08255 | -0.08255 | 0
5 | 203 | -0.04701 | -0.08084 | -0.04397 | 0
5 | 203 | -0.03838 | -0.08254 | -0.03838 | 0
5 | 496 | 0.12258 | 0.21099 | 0.15142 | 0
5 | 496 | 0.15433 | 0.21872 | 0.16857 | 0
5 | 496 | 0.16478 | 0.21965 | 0.17919 | 0
5 | 496 | 0.15884 | 0.21569 | 0.18366 | 0
5 | 496 | 0.1384 | 0.2109 | 0.17206 | 0
5 | 496 | 0.14952 | 0.21192 | 0.18322 | 0
5 | 252 | -0.1196 | -0.10011 | -0.12024 | 0
5 | 229 | -0.10876 | -0.09404 | -0.10876 | 0
5 | 267 | -0.09289 | -0.11923 | -0.1007 | 0
5 | 267 | -0.0943 | -0.12271 | -0.11667 | 0
5 | 267 | -0.10181 | -0.1243 | -0.1243 | 0
5 | 267 | -0.10007 | -0.11901 | -0.10007 | 0
5 | 267 | -0.12397 | -0.12397 | -0.12397 | 0
5 | 244 | -0.09058 | -0.10328 | -0.08603 | 0
6 | 306 | 0.00313 | 0.06101 | 0.0245 | 0.00149
6 | 475 | 0.00999 | -0.11004 | 0.00355 | -0.05177
6 | 1210 | 0.02207 | -0.12544 | 0.0758 | -0.10969
6 | 739 | 0.01937 | 0.1304 | 0.06449 | 0.36552
6 | 1377 | -0.07434 | 0.22152 | 0.09582 | 0.27306
6 | 369 | 0.04667 | -0.04695 | -0.06516 | -0.02276
6 | 1157 | 0.11859 | -0.17243 | -0.0914 | -0.20491
6 | 497 | -0.04667 | 0.04695 | 0.06516 | 0.02276
6 | 848 | 0.09255 | 0.26609 | 0.17311 | 0.3802
6 | 1312 | 0.07434 | -0.22152 | -0.09582 | -0.27306
6 | 946 | 0.0501 | 0.24481 | 0.1473 | 0.36493
6 | 1535 | -0.08939 | -0.26623 | -0.40179 | -0.18719
6 | 1622 | 0.08939 | 0.26623 | 0.40179 | 0.18719
6 | 4500 | -1 | 0 | 0 | 0
6 | 6984 | 0 | 1 | 0 | 0
6 | 233 | -0.09253 | -0.09899 | -0.11036 | 0
6 | 233 | -0.09913 | -0.09342 | -0.11142 | 0
6 | 233 | -0.11165 | -0.09127 | -0.11165 | 0
6 | 233 | -0.08784 | -0.10846 | -0.10846 | 0
6 | 233 | -0.09125 | -0.1007 | -0.11003 | 0
6 | 214 | -0.10145 | -0.07389 | -0.09426 | 0
6 | 214 | -0.09796 | -0.08252 | -0.08685 | 0
6 | 214 | -0.0974 | -0.08727 | -0.08727 | 0
6 | 245 | -0.0284 | -0.09765 | -0.03624 | 0
6 | 245 | -0.04957 | -0.10033 | -0.04957 | 0
6 | 245 | -0.07726 | -0.11113 | -0.10035 | 0
6 | 226 | -0.05188 | -0.08893 | -0.04764 | 0
6 | 529 | 0.18037 | 0.23516 | 0.19477 | 0
6 | 529 | 0.14037 | 0.22676 | 0.16903 | 0
6 | 529 | 0.16989 | 0.23423 | 0.18414 | 0
6 | 529 | 0.17454 | 0.23122 | 0.19932 | 0
6 | 529 | 0.15375 | 0.22635 | 0.18748 | 0
6 | 529 | 0.16493 | 0.22739 | 0.19869 | 0
6 | 255 | -0.12125 | -0.10472 | -0.12125 | 0
6 | 271 | -0.10232 | -0.12098 | -0.10232 | 0
6 | 271 | -0.12512 | -0.12114 | -0.12114 | 0
6 | 271 | -0.12587 | -0.12587 | -0.12587 | 0
6 | 271 | -0.11824 | -0.11779 | -0.11259 | 0
6 | 271 | -0.10134 | -0.11399 | -0.09543 | 0
7 | 549 | 0.00999 | -0.11049 | 0.00366 | -0.05226
7 | 1218 | 0.02207 | -0.12522 | 0.07603 | -0.11038
7 | 722 | 0.01937 | 0.12992 | 0.06446 | 0.35755
7 | 360 | 0.04667 | -0.04713 | -0.06508 | -0.02297
7 | 1114 | 0.11859 | -0.17201 | -0.09135 | -0.20546
7 | 503 | -0.04667 | 0.04713 | 0.06508 | 0.02297
7 | 1304 | 0.07434 | -0.22089 | -0.09591 | -0.27375
7 | 1694 | 0.08939 | 0.26674 | 0.40244 | 0.18827
7 | 4500 | -1 | 0 | 0 | 0
7 | 4400 | 0 | -1 | 0 | 0
7 | 162 | 0.01015 | 0.06062 | 0.03496 | 0
7 | 158 | 0 | 0.06043 | 0.01826 | 0
7 | 158 | -0.07789 | 0 | -0.054 | 0
7 | 158 | 0 | 0.05788 | 0.02604 | 0
7 | 158 | -0.07637 | 0 | -0.04896 | 0
7 | 158 | -0.00735 | 0.05486 | 0.01102 | 0
7 | 158 | -0.00278 | 0.05833 | 0.01551 | 0
7 | 232 | -0.11394 | -0.07752 | -0.11394 | 0
7 | 232 | -0.08746 | -0.108 | -0.108 | 0
7 | 232 | -0.10137 | -0.08875 | -0.1118 | 0
7 | 232 | -0.09114 | -0.10033 | -0.10955 | 0
7 | 243 | -0.03788 | -0.09891 | -0.04561 | 0
7 | 243 | -0.07666 | -0.11036 | -0.09989 | 0
7 | 243 | -0.0532 | -0.1004 | -0.0532 | 0
7 | 224 | -0.10105 | -0.08585 | -0.08585 | 0
7 | 224 | -0.05227 | -0.08847 | -0.04815 | 0
7 | 530 | 0.16882 | 0.23155 | 0.19159 | 0
7 | 530 | 0.16772 | 0.23145 | 0.19047 | 0
7 | 530 | 0.16597 | 0.23061 | 0.19081 | 0
7 | 530 | 0.16554 | 0.23081 | 0.18963 | 0
7 | 530 | 0.16819 | 0.23113 | 0.19205 | 0
7 | 530 | 0.16718 | 0.23072 | 0.19203 | 0
7 | 232 | -0.08912 | -0.10798 | -0.10798 | 0
7 | 232 | -0.09083 | -0.10174 | -0.10926 | 0
7 | 255 | -0.11795 | -0.11554 | -0.11554 | 0
7 | 269 | -0.10221 | -0.12019 | -0.10221 | 0
7 | 269 | -0.11804 | -0.11711 | -0.1125 | 0
7 | 269 | -0.12491 | -0.12491 | -0.12491 | 0
7 | 269 | -0.10118 | -0.11333 | -0.0954 | 0
8 | 171 | -0.00399 | 0.04617 | -0.01566 | 0.06516
8 | 505 | 0.00891 | -0.08437 | 0.00148 | -0.04797
8 | 1261 | 0.02218 | -0.12598 | 0.07541 | -0.11135
8 | 568 | 0.01949 | 0.13231 | 0.06496 | 0.2863
8 | 465 | -3e-05 | -0.0345 | 0.04665 | -0.01659
8 | 322 | 0.04691 | -0.04627 | -0.06509 | -0.02341
8 | 1148 | 0.11958 | -0.17302 | -0.09141 | -0.20297
8 | 540 | -0.04691 | 0.04627 | 0.06509 | 0.02341
8 | 1221 | 0.08282 | -0.18445 | -0.07253 | -0.22833
8 | 1144 | 0.11663 | -0.13415 | -0.03257 | -0.17848
8 | 1865 | 0.09 | 0.26489 | 0.40072 | 0.19009
8 | 4500 | -1 | 0 | 0 | 0
8 | 4400 | 0 | -1 | 0 | 0
8 | 169 | 0.00701 | 0.06275 | 0.0337 | 0
8 | 176 | 0 | 0.06438 | 0.02935 | 0
8 | 176 | -0.05893 | 0.02788 | -0.05353 | 0
8 | 176 | -0.00492 | 0.06494 | 0.01141 | 0
8 | 176 | 0 | 0.06822 | 0.01759 | 0
8 | 264 | -0.14157 | -0.02995 | -0.14157 | 0
8 | 264 | -0.09723 | -0.12283 | -0.12283 | 0
8 | 264 | -0.11989 | -0.04516 | -0.13876 | 0
8 | 264 | -0.11989 | -0.04515 | -0.13876 | 0
8 | 245 | -0.131 | 0 | -0.1173 | 0
8 | 245 | -0.11706 | 0 | -0.07128 | 0
8 | 247 | -0.0709 | -0.11081 | -0.09504 | 0
8 | 247 | -0.09099 | -0.11493 | -0.11493 | 0
8 | 247 | -0.04315 | -0.1016 | -0.05156 | 0
8 | 247 | -0.04306 | -0.10136 | -0.05049 | 0
8 | 275 | -0.12331 | -0.10015 | -0.10015 | 0
8 | 275 | -0.05778 | -0.11317 | -0.05778 | 0
8 | 275 | -0.12769 | -0.12769 | -0.12769 | 0
8 | 275 | -0.05858 | -0.10682 | -0.05291 | 0
8 | 275 | -0.05856 | -0.10683 | -0.0529 | 0
8 | 570 | 0.18878 | 0.25056 | 0.21099 | 0
8 | 570 | 0.18776 | 0.24987 | 0.21177 | 0
8 | 570 | 0.18402 | 0.24899 | 0.20967 | 0
8 | 570 | 0.18604 | 0.24918 | 0.21169 | 0
8 | 570 | 0.18695 | 0.2504 | 0.20913 | 0
8 | 570 | 0.18495 | 0.24973 | 0.2086 | 0
8 | 352 | -0.11742 | -0.15966 | -0.1441 | 0
8 | 352 | -0.13683 | -0.16374 | -0.16374 | 0
8 | 329 | -0.11528 | -0.145 | -0.11528 | 0
8 | 329 | -0.11388 | -0.13466 | -0.10514 | 0
8 | 329 | -0.13409 | -0.13915 | -0.12561 | 0
8 | 329 | -0.14331 | -0.15081 | -0.14331 | 0
9 | 1211 | 0.02218 | -0.12598 | 0.07564 | -0.10945
9 | 667 | 0.00607 | 0.06937 | 0.02998 | -0.1535
9 | 703 | 0.01949 | 0.13231 | 0.06507 | 0.34916
9 | 443 | -3e-05 | -0.0345 | 0.04693 | -0.01609
9 | 348 | 0.04691 | -0.04627 | -0.06513 | -0.02238
9 | 1082 | 0.11958 | -0.17302 | -0.09157 | -0.20445
9 | 513 | -0.04691 | 0.04627 | 0.06513 | 0.02238
9 | 1071 | 0.11663 | -0.13415 | -0.03278 | -0.18058
9 | 4500 | -1 | 0 | 0 | 0
9 | 4250 | 0 | 0 | 0 | -1
9 | 4400 | 0 | -1 | 0 | 0
9 | 181 | 0.02379 | 0.06883 | 0.05319 | 0
9 | 181 | 0.00424 | 0.07245 | 0.017 | 0
9 | 181 | 0.01331 | 0.07322 | 0.0263 | 0
9 | 181 | 0.0238 | 0.07099 | 0.04659 | 0
9 | 181 | 0.02363 | 0.07271 | 0.04113 | 0
9 | 181 | 0 | 0.06465 | 0.03539 | 0
9 | 181 | -0.09562 | 0 | -0.08244 | 0
9 | 181 | 0 | 0.06466 | 0.03539 | 0
9 | 181 | -0.08373 | 0 | -0.04321 | 0
9 | 181 | -0.03562 | 0.04633 | -0.02612 | 0
9 | 181 | 0 | 0.07194 | 0.01311 | 0
9 | 225 | -0.11596 | -0.0486 | -0.11596 | 0
9 | 225 | -0.08487 | -0.10471 | -0.10471 | 0
9 | 225 | -0.09856 | -0.07197 | -0.11135 | 0
9 | 225 | -0.10442 | -0.10442 | -0.10442 | 0
9 | 256 | -0.04432 | -0.10537 | -0.05369 | 0
9 | 256 | -0.07285 | -0.11464 | -0.09753 | 0
9 | 256 | -0.0517 | -0.10485 | -0.0517 | 0
9 | 152 | -0.06727 | -0.05016 | -0.05016 | 0
9 | 152 | -0.03007 | -0.05873 | -0.02713 | 0
9 | 306 | -0.09792 | -0.13835 | -0.12251 | 0
9 | 306 | -0.09769 | -0.13467 | -0.10572 | 0
9 | 306 | -0.10442 | -0.13431 | -0.10442 | 0
9 | 306 | -0.12879 | -0.13937 | -0.12879 | 0
9 | 306 | -0.12898 | -0.14168 | -0.13934 | 0
9 | 306 | -0.11637 | -0.14223 | -0.14122 | 0
9 | 306 | -0.1169 | -0.14231 | -0.14159 | 0
9 | 620 | -0.28839 | -0.11146 | -0.20524 | 0
9 | 620 | -0.28729 | -0.11012 | -0.20099 | 0
10 | 1197 | 0.02218 | -0.12599 | 0.07587 | -0.10869
10 | 685 | 0.00607 | 0.06937 | 0.02991 | -0.14651
10 | 726 | 0.01949 | 0.13231 | 0.06495 | 0.35986
10 | 452 | -3e-05 | -0.0345 | 0.04647 | -0.01592
10 | 350 | 0.04691 | -0.04627 | -0.06512 | -0.02205
10 | 1058 | 0.11958 | -0.17303 | -0.09138 | -0.20447
10 | 511 | -0.04691 | 0.04627 | 0.06512 | 0.02205
10 | 1042 | 0.11663 | -0.13415 | -0.03256 | -0.18082
10 | 4500 | -1 | 0 | 0 | 0
10 | 4400 | 0 | -1 | 0 | 0
10 | 4250 | 0 | 0 | 0 | -1
10 | 192 | 0.01527 | 0.07764 | 0.02911 | 0
10 | 192 | 0.00638 | 0.07688 | 0.01999 | 0
10 | 192 | 0.02418 | 0.07692 | 0.04276 | 0
10 | 192 | 0.02563 | 0.0733 | 0.05571 | 0
10 | 192 | 0 | 0.076 | 0.0145 | 0
10 | 192 | 0 | 0.06878 | 0.03657 | 0
10 | 183 | -0.02286 | 0.05535 | -0.01021 | 0
10 | 140 | -0.06046 | -0.05083 | -0.06787 | 0
10 | 140 | -0.0574 | -0.05671 | -0.06669 | 0
10 | 196 | -0.10156 | 0 | -0.08281 | 0
10 | 196 | -0.09865 | -0.05355 | -0.09865 | 0
10 | 196 | -0.09062 | 0 | -0.04669 | 0
10 | 196 | -0.08644 | -0.06271 | -0.06271 | 0
10 | 246 | -0.06332 | -0.10905 | -0.08796 | 0
10 | 246 | -0.04016 | -0.10129 | -0.05133 | 0
10 | 246 | -0.09387 | -0.11451 | -0.11451 | 0
10 | 246 | -0.04728 | -0.10057 | -0.04844 | 0
10 | 246 | -0.04826 | -0.10052 | -0.04826 | 0
10 | 246 | -0.11422 | -0.11422 | -0.11422 | 0
10 | 191 | -0.08424 | -0.06112 | -0.06112 | 0
10 | 191 | -0.03685 | -0.07162 | -0.03142 | 0
10 | 191 | -0.0369 | -0.07366 | -0.03323 | 0
10 | 295 | -0.12307 | -0.13639 | -0.13343 | 0
10 | 295 | -0.09327 | -0.1332 | -0.1173 | 0
10 | 295 | -0.11102 | -0.13694 | -0.13532 | 0
10 | 295 | -0.12298 | -0.1341 | -0.12298 | 0
10 | 295 | -0.09988 | -0.1293 | -0.09988 | 0
10 | 295 | -0.0932 | -0.12968 | -0.10123 | 0
10 | 295 | -0.11159 | -0.13702 | -0.13571 | 0
10 | 271 | -0.09114 | -0.11191 | -0.08529 | 0
11 | 159 | 0.00317 | 0.03097 | 0.02891 | -0.0279
11 | 1137 | 0.02218 | -0.12599 | 0.07629 | -0.10869
11 | 622 | 0.00607 | 0.06938 | 0.02985 | -0.14651
11 | 726 | 0.01949 | 0.13232 | 0.06484 | 0.35986
11 | 415 | 0.01792 | 0.13201 | 0.06342 | -0.03269
11 | 500 | -3e-05 | -0.0345 | 0.04598 | -0.01592
11 | 369 | 0.04691 | -0.04627 | -0.06514 | -0.02205
11 | 1064 | 0.11958 | -0.17303 | -0.09123 | -0.20447
11 | 492 | -0.04691 | 0.04627 | 0.06514 | 0.02205
11 | 1124 | 0.08282 | -0.18445 | -0.0723 | -0.23059
11 | 1048 | 0.11663 | -0.13416 | -0.03237 | -0.18082
11 | 4400 | 0 | -1 | 0 | 0
11 | 192 | 0.0064 | 0.07711 | 0.01929 | 0
11 | 192 | 0.01602 | 0.07793 | 0.02915 | 0
11 | 192 | 0 | 0.06702 | 0.04194 | 0
11 | 192 | 0 | 0.07627 | 0.01363 | 0
11 | 192 | 0.02544 | 0.07712 | 0.04376 | 0
11 | 192 | 0.03761 | 0.07383 | 0.06944 | 0
11 | 171 | -0.02587 | 0.0489 | -0.01546 | 0
11 | 153 | -0.06368 | -0.05625 | -0.07418 | 0
11 | 196 | -0.08807 | 0 | -0.03827 | 0
11 | 196 | -0.103 | 0 | -0.08754 | 0
11 | 196 | -0.10013 | -0.04641 | -0.10013 | 0
11 | 246 | -0.06057 | -0.10898 | -0.0875 | 0
11 | 246 | -0.0395 | -0.10112 | -0.05053 | 0
11 | 246 | -0.0586 | -0.10828 | -0.08418 | 0
11 | 246 | -0.09087 | -0.11456 | -0.11456 | 0
11 | 246 | -0.03968 | -0.09874 | -0.03968 | 0
11 | 246 | -0.11422 | -0.11422 | -0.11422 | 0
11 | 191 | -0.02973 | -0.07487 | -0.02839 | 0
11 | 191 | -0.0683 | -0.05548 | -0.04313 | 0
11 | 191 | -0.08276 | -0.05166 | -0.05166 | 0
11 | 191 | -0.0347 | -0.07052 | -0.02868 | 0
11 | 191 | -0.03463 | -0.07056 | -0.02866 | 0
11 | 295 | -0.0932 | -0.12968 | -0.10122 | 0
11 | 295 | -0.09326 | -0.1332 | -0.11729 | 0
11 | 295 | -0.09987 | -0.1293 | -0.09987 | 0
11 | 295 | -0.12302 | -0.13411 | -0.12302 | 0
11 | 295 | -0.11102 | -0.13694 | -0.13531 | 0
11 | 295 | -0.12307 | -0.13639 | -0.13342 | 0
11 | 295 | -0.11159 | -0.13702 | -0.1357 | 0
12 | 1212 | 0.02217 | -0.12602 | 0.07663 | -0.10956
12 | 552 | 0.00607 | 0.06938 | 0.0298 | -0.15463
12 | 694 | 0.01949 | 0.13232 | 0.06476 | 0.34492
12 | 349 | 0.04691 | -0.04626 | -0.06515 | -0.02244
12 | 1068 | 0.11958 | -0.17303 | -0.0911 | -0.20443
12 | 1124 | 0.08282 | -0.18446 | -0.07212 | -0.2304
12 | 1050 | 0.11663 | -0.13416 | -0.0322 | -0.18053
12 | 4400 | 0 | -1 | 0 | 0
12 | 187 | 0.00406 | 0.07478 | 0.01715 | 0
12 | 187 | 0.01342 | 0.07557 | 0.02675 | 0
12 | 187 | 0.02525 | 0.07521 | 0.04305 | 0
12 | 187 | 0.04283 | 0.07286 | 0.07286 | 0
12 | 187 | 0.02022 | 0.0657 | 0.0657 | 0
12 | 187 | 0.04174 | 0.07316 | 0.07053 | 0
12 | 187 | 0.03729 | 0.07393 | 0.06245 | 0
12 | 187 | 0 | 0.07415 | 0.01383 | 0
12 | 187 | 0 | 0.06204 | 0.05088 | 0
12 | 181 | -0.02322 | 0.05429 | -0.00993 | 0
12 | 149 | 0.02021 | 0.05081 | 0.05349 | 0
12 | 149 | 0.03406 | 0.05299 | 0.05789 | 0
12 | 149 | 0.03316 | 0.04913 | 0.05763 | 0
12 | 149 | 0.01659 | 0.05157 | 0.05233 | 0
12 | 227 | -0.11386 | -0.06403 | -0.11386 | 0
12 | 227 | -0.09384 | -0.09152 | -0.10844 | 0
12 | 208 | -0.08873 | 0 | -0.02522 | 0
12 | 208 | -0.10782 | 0 | -0.08825 | 0
12 | 138 | -0.07153 | 0 | -0.05855 | 0
12 | 257 | -0.06225 | -0.11318 | -0.08846 | 0
12 | 257 | -0.0643 | -0.1139 | -0.09187 | 0
12 | 257 | -0.04488 | -0.10647 | -0.05694 | 0
12 | 257 | -0.04459 | -0.10622 | -0.05576 | 0
12 | 257 | -0.04561 | -0.10399 | -0.04561 | 0
12 | 257 | -0.11928 | -0.11928 | -0.11928 | 0
12 | 257 | -0.09657 | -0.11961 | -0.11961 | 0
12 | 257 | -0.09073 | -0.11863 | -0.11485 | 0
12 | 238 | -0.06864 | -0.05852 | -0.03106 | 0
12 | 238 | -0.09919 | -0.03993 | -0.03993 | 0
12 | 238 | -0.08114 | -0.04463 | -0.02923 | 0
12 | 238 | -0.08096 | -0.04474 | -0.02917 | 0
12 | 156 | -0.02721 | -0.06227 | -0.02659 | 0
12 | 151 | -0.06292 | -0.02532 | -0.02532 | 0
12 | 308 | -0.0987 | -0.13923 | -0.12334 | 0
12 | 308 | -0.09846 | -0.13553 | -0.10644 | 0
12 | 308 | -0.13051 | -0.14044 | -0.13051 | 0
12 | 308 | -0.10515 | -0.13517 | -0.10515 | 0
12 | 308 | -0.131 | -0.14131 | -0.13452 | 0
12 | 308 | -0.13004 | -0.14298 | -0.14209 | 0
12 | 308 | -0.11728 | -0.14314 | -0.14217 | 0
12 | 308 | -0.11786 | -0.14322 | -0.14258 | 0
12 | 619 | -0.288 | -0.1112 | -0.20556 | 0
12 | 619 | -0.28691 | -0.10978 | -0.2013 | 0
13 | 671 | 0.01944 | 0.13266 | 0.06415 | 0.33431
13 | 353 | 0.0469 | -0.04615 | -0.06536 | -0.02262
13 | 1111 | 0.11959 | -0.17331 | -0.0904 | -0.20483
13 | 1165 | 0.08284 | -0.18492 | -0.07128 | -0.23087
13 | 4400 | 0 | -1 | 0 | 0
13 | 215 | 0.00116 | 0.08566 | 0.01641 | 0
13 | 215 | 0 | 0.08549 | 0.01544 | 0
13 | 215 | 0.05621 | 0.08603 | 0.08603 | 0
13 | 215 | 0 | 0.06823 | 0.06823 | 0
13 | 180 | -0.00935 | 0.06442 | 0.00333 | 0
13 | 180 | -0.02396 | 0.05317 | -0.01048 | 0
13 | 144 | 0.03423 | 0.03776 | 0.05658 | 0
13 | 144 | 0 | 0.0243 | 0.04576 | 0
13 | 144 | 0.03708 | 0.04141 | 0.05746 | 0
13 | 144 | 0.03727 | 0.04373 | 0.0575 | 0
13 | 219 | -0.1092 | -0.06504 | -0.1092 | 0
13 | 219 | -0.11342 | 0 | -0.0922 | 0
13 | 172 | -0.06135 | -0.07942 | -0.07712 | 0
13 | 172 | -0.04419 | -0.07626 | -0.06178 | 0
13 | 172 | -0.04284 | -0.0758 | -0.0596 | 0
13 | 172 | -0.0286 | -0.07074 | -0.03579 | 0
13 | 172 | -0.06513 | -0.08001 | -0.08001 | 0
13 | 233 | -0.05985 | -0.1033 | -0.08369 | 0
13 | 233 | -0.03873 | -0.09582 | -0.04847 | 0
13 | 233 | -0.08821 | -0.10838 | -0.10838 | 0
13 | 249 | -0.04659 | -0.10128 | -0.04659 | 0
13 | 249 | -0.04623 | -0.10021 | -0.04536 | 0
13 | 249 | -0.11561 | -0.11561 | -0.11561 | 0
13 | 249 | -0.04425 | 0 | 0.04342 | 0
13 | 249 | -0.09724 | 0 | 0 | 0
13 | 531 | 0.16988 | 0.23239 | 0.19195 | 0
13 | 531 | 0.1691 | 0.23187 | 0.19252 | 0
13 | 531 | 0.16785 | 0.23136 | 0.19249 | 0
13 | 531 | 0.16851 | 0.23227 | 0.19056 | 0
13 | 531 | 0.16638 | 0.23149 | 0.19022 | 0
13 | 531 | 0.16683 | 0.23183 | 0.18975 | 0
13 | 322 | -0.10448 | -0.14576 | -0.12982 | 0
13 | 322 | -0.10404 | -0.14187 | -0.11204 | 0
13 | 322 | -0.1108 | -0.14152 | -0.1108 | 0
13 | 322 | -0.13909 | -0.14739 | -0.13909 | 0
13 | 322 | -0.12393 | -0.14985 | -0.14954 | 0
13 | 322 | -0.12448 | -0.14993 | -0.14993 | 0
13 | 322 | -0.14091 | -0.14969 | -0.14969 | 0
13 | 614 | -0.28595 | -0.11079 | -0.20493 | 0
13 | 614 | -0.28629 | -0.1116 | -0.20644 | 0
14 | 599 | 0.00999 | -0.10761 | 0.00367 | -0.0529
14 | 646 | 0.01944 | 0.13266 | 0.06416 | 0.32289
14 | 348 | 0.0469 | -0.04615 | -0.06526 | -0.02303
14 | 1099 | 0.11959 | -0.1733 | -0.09042 | -0.20479
14 | 1161 | 0.08284 | -0.18491 | -0.07146 | -0.23067
14 | 4400 | 0 | -1 | 0 | 0
14 | 175 | 0 | 0.06936 | 0.01321 | 0
14 | 175 | 0.04684 | 0.07036 | 0.07036 | 0
14 | 175 | 0 | 0.05553 | 0.05553 | 0
14 | 178 | -0.00193 | 0.0692 | 0.01108 | 0
14 | 178 | -0.01195 | 0.06158 | 0.00133 | 0
14 | 145 | 0.03921 | 0.03672 | 0.0583 | 0
14 | 145 | 0 | 0.01964 | 0.04592 | 0
14 | 232 | -0.11978 | 0 | -0.09632 | 0
14 | 232 | -0.0906 | 0 | 0 | 0
14 | 232 | -0.11515 | -0.07171 | -0.11515 | 0
14 | 241 | -0.03344 | -0.09776 | -0.04323 | 0
14 | 241 | -0.04207 | -0.0974 | -0.04207 | 0
14 | 241 | -0.06324 | -0.10705 | -0.08724 | 0
14 | 241 | -0.0823 | -0.11051 | -0.104 | 0
14 | 241 | -0.1119 | -0.1119 | -0.1119 | 0
14 | 241 | -0.08898 | -0.11163 | -0.10949 | 0
14 | 241 | -0.09256 | -0.11218 | -0.11218 | 0
14 | 215 | -0.03049 | 0 | 0.04376 | 0
14 | 551 | 0.18071 | 0.24215 | 0.20165 | 0
14 | 551 | 0.17922 | 0.24116 | 0.20277 | 0
14 | 551 | 0.17386 | 0.23989 | 0.19977 | 0
14 | 551 | 0.17677 | 0.24016 | 0.20267 | 0
14 | 551 | 0.17806 | 0.24192 | 0.19896 | 0
14 | 551 | 0.17538 | 0.24143 | 0.19701 | 0
14 | 337 | -0.11072 | -0.15269 | -0.13679 | 0
14 | 337 | -0.14831 | -0.1566 | -0.1566 | 0
14 | 337 | -0.13054 | -0.15686 | -0.15686 | 0
14 | 337 | -0.14796 | -0.15532 | -0.15073 | 0
14 | 337 | -0.14706 | -0.15452 | -0.14706 | 0
15 | 538 | 0.00603 | 0.06943 | 0.02935 | -0.16217
15 | 670 | 0.01944 | 0.1331 | 0.06418 | 0.3343
15 | 342 | 0.0469 | -0.046 | -0.06527 | -0.02262
15 | 1122 | 0.11959 | -0.17369 | -0.09045 | -0.20481
15 | 1190 | 0.08284 | -0.18542 | -0.07149 | -0.23085
15 | 613 | 0.09324 | 0.26931 | 0.17364 | 0.37946
15 | 1332 | 0.07498 | -0.22419 | -0.09518 | -0.27363
15 | 4400 | 0 | -1 | 0 | 0
15 | 149 | 0.00082 | 0.05908 | 0.01166 | 0
15 | 177 | -0.00913 | 0.06337 | 0.00372 | 0
15 | 177 | 0 | 0.07017 | 0.01306 | 0
15 | 177 | 0 | 0.0561 | 0.0561 | 0
15 | 144 | 0.0356 | 0.04395 | 0.05699 | 0
15 | 144 | 0.0354 | 0.05683 | 0.05683 | 0
15 | 144 | 0.03326 | 0.042 | 0.05626 | 0
15 | 144 | 0 | 0.03472 | 0.0457 | 0
15 | 238 | -0.11839 | -0.0719 | -0.11839 | 0
15 | 219 | -0.11298 | 0 | -0.09105 | 0
15 | 234 | -0.08341 | -0.10812 | -0.10505 | 0
15 | 234 | -0.06027 | -0.10376 | -0.0839 | 0
15 | 234 | -0.03555 | -0.09559 | -0.04533 | 0
15 | 234 | -0.08858 | -0.10891 | -0.10891 | 0
15 | 234 | -0.04379 | -0.09516 | -0.04379 | 0
15 | 234 | -0.10862 | -0.10862 | -0.10862 | 0
15 | 168 | -0.03137 | -0.06774 | -0.03091 | 0
15 | 168 | -0.06556 | 0 | 0 | 0
15 | 168 | -0.04168 | -0.01785 | 0.00404 | 0
15 | 168 | -0.05245 | 0 | 0.01074 | 0
15 | 168 | -0.05095 | -0.00047 | 0.01156 | 0
15 | 168 | -0.05108 | -0.00034 | 0.01156 | 0
15 | 165 | -0.05017 | -0.00034 | 0.01135 | 0
15 | 285 | -0.1232 | -0.13243 | -0.13243 | 0
15 | 285 | -0.11037 | -0.13262 | -0.13262 | 0
15 | 285 | -0.11659 | -0.12545 | -0.13401 | 0
15 | 300 | -0.10275 | -0.13173 | -0.10275 | 0
15 | 300 | -0.12808 | -0.13699 | -0.12808 | 0
15 | 300 | -0.1203 | -0.12727 | -0.11325 | 0
15 | 300 | -0.10193 | -0.12316 | -0.09462 | 0
16 | 161 | 0.00309 | 0.03003 | 0.02791 | -0.02759
16 | 603 | 0.00999 | -0.10717 | 0.00397 | -0.05244
16 | 1248 | 0.02222 | -0.1266 | 0.07788 | -0.1113
16 | 558 | 0.00604 | 0.06953 | 0.0294 | -0.1665
16 | 331 | 0.04691 | -0.04598 | -0.0653 | -0.02284
16 | 1153 | 0.11959 | -0.17373 | -0.09033 | -0.20475
16 | 530 | -0.04691 | 0.04598 | 0.0653 | 0.02284
16 | 1235 | 0.08284 | -0.18547 | -0.07125 | -0.2307
16 | 1382 | 0.07497 | -0.22425 | -0.09491 | -0.27348
16 | 1831 | 0.09005 | 0.26401 | 0.40282 | 0.18878
16 | 4500 | -1 | 0 | 0 | 0
16 | 4400 | 0 | -1 | 0 | 0
16 | 239 | 0.02952 | 0.09567 | 0.05247 | 0
16 | 239 | 0.0453 | 0.09196 | 0.0841 | 0
16 | 239 | 0.0117 | 0.09559 | 0.02979 | 0
16 | 166 | 0 | 0.05836 | 0.03525 | 0
16 | 166 | -0.08631 | 0 | -0.07111 | 0
16 | 166 | -0.07517 | 0 | -0.03434 | 0
16 | 166 | -0.00013 | 0.06575 | 0.01222 | 0
16 | 166 | 0 | 0.06584 | 0.01237 | 0
16 | 166 | -0.02704 | 0.04578 | -0.01553 | 0
16 | 166 | -0.01056 | 0.05822 | 0.00082 | 0
16 | 195 | -0.07531 | -0.08704 | -0.09148 | 0
16 | 195 | -0.09806 | -0.0538 | -0.09806 | 0
16 | 195 | -0.08508 | -0.07151 | -0.09457 | 0
16 | 236 | -0.04185 | -0.09761 | -0.05153 | 0
16 | 236 | -0.0378 | -0.09615 | -0.04465 | 0
16 | 236 | -0.06496 | -0.10477 | -0.08543 | 0
16 | 236 | -0.06905 | -0.10581 | -0.09039 | 0
16 | 236 | -0.04659 | -0.09647 | -0.04659 | 0
16 | 236 | -0.08958 | -0.10983 | -0.10983 | 0
16 | 236 | -0.10954 | -0.10954 | -0.10954 | 0
16 | 256 | -0.11142 | -0.0726 | -0.0726 | 0
16 | 256 | -0.05243 | -0.09627 | -0.04485 | 0
16 | 163 | -0.06002 | -0.04891 | -0.03961 | 0
16 | 163 | -0.03304 | -0.06264 | -0.02944 | 0
16 | 329 | -0.10644 | -0.14492 | -0.11431 | 0
16 | 329 | -0.1069 | -0.14889 | -0.13245 | 0
16 | 329 | -0.14113 | -0.1504 | -0.14113 | 0
16 | 329 | -0.11308 | -0.14457 | -0.11308 | 0
16 | 329 | -0.1268 | -0.15308 | -0.15261 | 0
16 | 329 | -0.12767 | -0.15319 | -0.15319 | 0
16 | 329 | -0.14276 | -0.15297 | -0.15297 | 0
16 | 329 | -0.12732 | -0.15315 | -0.15297 | 0
16 | 306 | -0.10393 | -0.12547 | -0.09635 | 0
16 | 610 | -0.28454 | -0.10693 | -0.20294 | 0
16 | 610 | -0.28531 | -0.10959 | -0.20676 | 0
16 | 610 | -0.28366 | -0.10606 | -0.19964 | 0
16 | 610 | -0.28529 | -0.1099 | -0.20684 | 0
17 | 630 | 0.01003 | -0.10746 | 0.00441 | -0.05288
17 | 1259 | 0.02217 | -0.12624 | 0.07737 | -0.11077
17 | 598 | 0.00608 | 0.06924 | 0.02976 | -0.16692
17 | 333 | 0.04691 | -0.04609 | -0.06517 | -0.02302
17 | 1152 | 0.11958 | -0.17345 | -0.09072 | -0.20432
17 | 529 | -0.04691 | 0.04609 | 0.06517 | 0.02302
17 | 1243 | 0.08281 | -0.18502 | -0.07152 | -0.23005
17 | 1390 | 0.07494 | -0.22371 | -0.09521 | -0.27272
17 | 1813 | 0.08999 | 0.26435 | 0.40201 | 0.1893
17 | 4500 | -1 | 0 | 0 | 0
17 | 4400 | 0 | -1 | 0 | 0
17 | 172 | 0 | 0.06808 | 0.01321 | 0
17 | 172 | 0 | 0.06142 | 0.03359 | 0
17 | 172 | 0.01857 | 0.06472 | 0.04739 | 0
17 | 172 | 0.02081 | 0.06882 | 0.03771 | 0
17 | 172 | 0.00047 | 0.06815 | 0.01363 | 0
17 | 172 | 0.00905 | 0.06887 | 0.02244 | 0
17 | 166 | -0.03064 | 0.04323 | -0.01994 | 0
17 | 243 | -0.09284 | -0.11313 | -0.11313 | 0
17 | 243 | -0.12333 | -0.06207 | -0.12333 | 0
17 | 243 | -0.11284 | -0.11284 | -0.11284 | 0
17 | 243 | -0.09429 | -0.10935 | -0.1139 | 0
17 | 243 | -0.10673 | -0.08406 | -0.119 | 0
17 | 149 | -0.06876 | 0 | -0.03516 | 0
17 | 149 | -0.07775 | 0 | -0.06485 | 0
17 | 236 | -0.03978 | -0.09653 | -0.04645 | 0
17 | 236 | -0.06916 | -0.10581 | -0.09037 | 0
17 | 236 | -0.04769 | -0.09671 | -0.04769 | 0
17 | 256 | -0.11326 | -0.08401 | -0.08401 | 0
17 | 256 | -0.05254 | -0.09877 | -0.0471 | 0
17 | 329 | -0.10644 | -0.14493 | -0.1143 | 0
17 | 329 | -0.14047 | -0.15249 | -0.15059 | 0
17 | 329 | -0.1069 | -0.1489 | -0.13244 | 0
17 | 329 | -0.10691 | -0.1489 | -0.13244 | 0
17 | 329 | -0.11307 | -0.14459 | -0.11307 | 0
17 | 329 | -0.1268 | -0.15309 | -0.15259 | 0
17 | 329 | -0.12737 | -0.15316 | -0.15297 | 0
17 | 329 | -0.12732 | -0.15316 | -0.15294 | 0
17 | 306 | -0.123 | -0.12955 | -0.1155 | 0
17 | 306 | -0.13036 | -0.13971 | -0.13036 | 0
17 | 306 | -0.10425 | -0.12537 | -0.09649 | 0
17 | 609 | -0.2846 | -0.10919 | -0.20527 | 0
17 | 609 | -0.28337 | -0.10654 | -0.19994 | 0
17 | 609 | -0.28422 | -0.10917 | -0.204 | 0
18 | 510 | 0.00891 | -0.08398 | 0.00294 | -0.04652
18 | 1257 | 0.02216 | -0.12599 | 0.07748 | -0.11026
18 | 610 | 0.00609 | 0.06943 | 0.0299 | -0.1612
18 | 667 | 0.01954 | 0.13294 | 0.06472 | 0.33279
18 | 342 | 0.04691 | -0.04608 | -0.06509 | -0.0228
18 | 1111 | 0.11959 | -0.17341 | -0.09084 | -0.20439
18 | 520 | -0.04691 | 0.04608 | 0.06509 | 0.0228
18 | 1187 | 0.08284 | -0.18494 | -0.07188 | -0.23019
18 | 1113 | 0.11664 | -0.13464 | -0.03206 | -0.18024
18 | 1817 | 0.08998 | 0.26435 | 0.40227 | 0.18855
18 | 4500 | -1 | 0 | 0 | 0
18 | 4400 | 0 | -1 | 0 | 0
18 | 179 | 0 | 0.0639 | 0.03508 | 0
18 | 179 | 0 | 0.07093 | 0.01359 | 0
18 | 179 | 0.02105 | 0.06764 | 0.05071 | 0
18 | 179 | 0.0023 | 0.07123 | 0.0156 | 0
18 | 179 | 0.01124 | 0.07199 | 0.02478 | 0
18 | 179 | 0.02173 | 0.07166 | 0.0393 | 0
18 | 179 | 0.02207 | 0.06967 | 0.04581 | 0
18 | 176 | -0.03008 | 0.04757 | -0.01869 | 0
18 | 236 | -0.09147 | -0.10693 | -0.11029 | 0
18 | 236 | -0.1032 | -0.08232 | -0.11526 | 0
18 | 236 | -0.11949 | -0.06082 | -0.11949 | 0
18 | 217 | -0.10004 | 0 | -0.05098 | 0
18 | 134 | -0.06178 | 0 | -0.03149 | 0
18 | 134 | -0.06984 | 0 | -0.05808 | 0
18 | 233 | -0.03949 | -0.0956 | -0.04712 | 0
18 | 233 | -0.03951 | -0.09541 | -0.04629 | 0
18 | 233 | -0.04699 | -0.09548 | -0.04699 | 0
18 | 233 | -0.06774 | -0.10443 | -0.08893 | 0
18 | 233 | -0.06777 | -0.10444 | -0.08895 | 0
18 | 233 | -0.08926 | -0.10846 | -0.10846 | 0
18 | 233 | -0.10819 | -0.10819 | -0.10819 | 0
18 | 207 | -0.04204 | -0.0799 | -0.03779 | 0
18 | 207 | -0.0915 | -0.06777 | -0.06777 | 0
18 | 321 | -0.1032 | -0.1451 | -0.12847 | 0
18 | 321 | -0.12258 | -0.14918 | -0.1481 | 0
18 | 321 | -0.13581 | -0.14859 | -0.14609 | 0
18 | 321 | -0.12315 | -0.14926 | -0.14849 | 0
18 | 297 | -0.1014 | -0.13037 | -0.1014 | 0
18 | 297 | -0.11876 | -0.12598 | -0.1118 | 0
18 | 297 | -0.12546 | -0.13537 | -0.12546 | 0
18 | 297 | -0.10054 | -0.12191 | -0.09333 | 0
19 | 487 | 0.00891 | -0.08398 | 0.00255 | -0.04743
19 | 1280 | 0.02216 | -0.12599 | 0.07687 | -0.11118
19 | 536 | -2e-05 | -0.03423 | 0.04325 | -0.0165
19 | 326 | 0.04691 | -0.04609 | -0.06512 | -0.02321
19 | 1140 | 0.11959 | -0.1734 | -0.09094 | -0.20434
19 | 536 | -0.04691 | 0.04609 | 0.06512 | 0.02321
19 | 1137 | 0.11664 | -0.13463 | -0.032 | -0.17992
19 | 1921 | 0.08998 | 0.26435 | 0.40163 | 0.19007
19 | 4500 | -1 | 0 | 0 | 0
19 | 4400 | 0 | -1 | 0 | 0
19 | 174 | 0.01747 | 0.06499 | 0.04666 | 0
19 | 174 | -0.09208 | 0 | -0.0799 | 0
19 | 174 | 0 | 0.06217 | 0.03387 | 0
19 | 174 | -0.08034 | 0 | -0.04112 | 0
19 | 174 | -0.04162 | 0.03905 | -0.03279 | 0
19 | 174 | -0.00053 | 0.0684 | 0.01307 | 0
19 | 174 | 0 | 0.06876 | 0.01372 | 0
19 | 158 | -0.08173 | -0.0324 | -0.08173 | 0
19 | 158 | -0.07 | -0.04781 | -0.0787 | 0
19 | 280 | -0.04558 | -0.11453 | -0.0548 | 0
19 | 280 | -0.08129 | -0.1256 | -0.10721 | 0
19 | 280 | -0.10625 | -0.1304 | -0.1304 | 0
19 | 280 | -0.05738 | -0.11496 | -0.05738 | 0
19 | 280 | -0.13005 | -0.13005 | -0.13005 | 0
19 | 261 | -0.11565 | -0.08619 | -0.08619 | 0
19 | 261 | -0.05478 | -0.10134 | -0.04948 | 0
19 | 261 | -0.05475 | -0.10135 | -0.04947 | 0
19 | 548 | 0.18026 | 0.24103 | 0.20136 | 0
19 | 548 | 0.17853 | 0.23987 | 0.20267 | 0
19 | 548 | 0.17229 | 0.2384 | 0.19916 | 0
19 | 548 | 0.17567 | 0.23871 | 0.20255 | 0
19 | 548 | 0.17718 | 0.24076 | 0.19822 | 0
19 | 280 | -0.09119 | -0.12673 | -0.11285 | 0
19 | 313 | -0.10775 | -0.13759 | -0.10775 | 0
19 | 313 | -0.13435 | -0.14311 | -0.13435 | 0
19 | 313 | -0.12597 | -0.13245 | -0.11821 | 0
19 | 313 | -0.10648 | -0.12832 | -0.09864 | 0
19 | 606 | -0.28632 | -0.11325 | -0.21692 | 0
19 | 606 | -0.2814 | -0.09759 | -0.19323 | 0
19 | 606 | -0.27658 | -0.09272 | -0.175 | 0
19 | 606 | -0.28094 | -0.10803 | -0.19667 | 0
20 | 334 | -2e-05 | -0.03423 | 0.04633 | -0.01669
20 | 339 | 0.04691 | -0.04609 | -0.06504 | -0.02358
20 | 1197 | 0.11959 | -0.1734 | -0.09145 | -0.20433
20 | 1197 | 0.11664 | -0.13463 | -0.03269 | -0.17967
20 | 1149 | -0.08998 | -0.26435 | -0.40079 | -0.19142
20 | 4400 | 0 | -1 | 0 | 0
20 | 151 | 0.01393 | 0.05226 | 0.05226 | 0
20 | 151 | 0.03499 | 0.05893 | 0.05893 | 0
20 | 151 | 0 | 0.05011 | 0.04094 | 0
20 | 151 | 0 | 0.05896 | 0.01386 | 0
20 | 173 | -0.03316 | 0.04373 | -0.02077 | 0
20 | 173 | -0.00295 | 0.06555 | 0.01221 | 0
20 | 151 | 0.03533 | 0.05109 | 0.05899 | 0
20 | 151 | 0.03382 | 0.04856 | 0.05852 | 0
20 | 151 | 0.01567 | 0.04895 | 0.05273 | 0
20 | 169 | -0.0655 | -0.0752 | -0.07927 | 0
20 | 260 | -0.10078 | -0.1157 | -0.12196 | 0
20 | 260 | -0.11479 | -0.08641 | -0.12787 | 0
20 | 241 | -0.1221 | -0.06248 | -0.1221 | 0
20 | 241 | -0.1247 | 0 | -0.10099 | 0
20 | 241 | -0.10487 | 0 | -0.03551 | 0
20 | 241 | -0.11189 | -0.11189 | -0.11189 | 0
20 | 247 | -0.05134 | -0.10329 | -0.05943 | 0
20 | 247 | -0.07239 | -0.11086 | -0.09509 | 0
20 | 247 | -0.09391 | -0.11497 | -0.11497 | 0
20 | 273 | -0.11437 | -0.04885 | -0.04885 | 0
20 | 273 | -0.05964 | -0.10697 | -0.05456 | 0
20 | 273 | -0.08878 | -0.05069 | -0.02948 | 0
20 | 273 | -0.08873 | -0.05071 | -0.02946 | 0
20 | 273 | -0.06182 | -0.11327 | -0.06182 | 0
20 | 566 | 0.19635 | 0.2518 | 0.21192 | 0
20 | 566 | 0.19117 | 0.24827 | 0.21608 | 0
20 | 566 | 0.18687 | 0.25097 | 0.2023 | 0
20 | 566 | 0.18224 | 0.24475 | 0.21538 | 0
20 | 566 | 0.17208 | 0.24381 | 0.20519 | 0
20 | 566 | 0.17718 | 0.24779 | 0.19956 | 0
20 | 566 | 0.17099 | 0.24518 | 0.1996 | 0
20 | 350 | -0.11456 | -0.1544 | -0.12258 | 0
20 | 350 | -0.1573 | -0.16157 | -0.15755 | 0
20 | 350 | -0.11527 | -0.15866 | -0.14204 | 0
20 | 350 | -0.1571 | -0.16148 | -0.1571 | 0
20 | 350 | -0.12139 | -0.15406 | -0.12139 | 0
20 | 350 | -0.15136 | -0.16279 | -0.16279 | 0
20 | 350 | -0.13599 | -0.16301 | -0.16301 | 0
20 | 663 | -0.30733 | -0.10214 | -0.20714 | 0
20 | 663 | -0.31436 | -0.12407 | -0.24079 | 0
20 | 663 | -0.31365 | -0.12574 | -0.23922 | 0
20 | 663 | -0.3012 | -0.0968 | -0.18436 | 0
20 | 663 | -0.30939 | -0.1226 | -0.22367 | 0
20 | 663 | -0.30686 | -0.1165 | -0.21241 | 0
21 | 187 | -0.00397 | 0.04802 | -0.01552 | 0.06321
21 | 640 | 0.01002 | -0.1073 | 0.00432 | -0.05292
21 | 1291 | 0.02216 | -0.12599 | 0.07746 | -0.11032
21 | 605 | 0.01954 | 0.13292 | 0.06476 | 0.30369
21 | 338 | 0.04691 | -0.04609 | -0.06509 | -0.02304
21 | 1278 | 0.11959 | -0.1734 | -0.0909 | -0.20274
21 | 526 | -0.04691 | 0.04609 | 0.06509 | 0.02304
21 | 1507 | 0.07497 | -0.22361 | -0.09567 | -0.27052
21 | 1160 | -0.08998 | -0.26435 | -0.40205 | -0.18862
21 | 4500 | -1 | 0 | 0 | 0
21 | 4400 | 0 | -1 | 0 | 0
21 | 172 | 0.00171 | 0.06508 | 0.02378 | 0
21 | 174 | -0.01973 | 0.05069 | 0.00319 | 0
21 | 174 | 0 | 0.06566 | 0.02254 | 0
21 | 174 | -0.01078 | 0.05888 | 0.0077 | 0
21 | 174 | 0 | 0.06618 | 0.02095 | 0
21 | 173 | -0.06448 | -0.08049 | -0.08049 | 0
21 | 173 | -0.07869 | -0.03361 | -0.0901 | 0
21 | 173 | -0.08865 | -0.03965 | -0.08865 | 0
21 | 173 | -0.07829 | -0.03361 | -0.09011 | 0
21 | 173 | -0.07829 | -0.0336 | -0.09011 | 0
21 | 230 | -0.11057 | -0.03174 | -0.08401 | 0
21 | 179 | -0.03138 | -0.07389 | -0.03861 | 0
21 | 179 | -0.0517 | -0.08019 | -0.06842 | 0
21 | 179 | -0.04801 | -0.07941 | -0.06468 | 0
21 | 179 | -0.0309 | -0.07331 | -0.03594 | 0
21 | 179 | -0.03205 | -0.07328 | -0.03588 | 0
21 | 179 | -0.03669 | -0.07341 | -0.03669 | 0
21 | 170 | -0.07648 | -0.06383 | -0.06383 | 0
21 | 170 | -0.06399 | -0.06306 | -0.05293 | 0
21 | 170 | -0.03575 | -0.06433 | -0.03089 | 0
21 | 170 | -0.03486 | -0.06973 | -0.03486 | 0
21 | 170 | -0.07887 | -0.07887 | -0.07887 | 0
21 | 549 | 0.18485 | 0.24268 | 0.20276 | 0
21 | 549 | 0.18117 | 0.2402 | 0.20561 | 0
21 | 549 | 0.17822 | 0.2421 | 0.19602 | 0
21 | 549 | 0.16782 | 0.23706 | 0.19806 | 0
21 | 549 | 0.175 | 0.23773 | 0.20525 | 0
21 | 549 | 0.16804 | 0.23824 | 0.19473 | 0
21 | 549 | 0.1716 | 0.23989 | 0.19427 | 0
21 | 337 | -0.14733 | -0.15465 | -0.14733 | 0
21 | 337 | -0.1308 | -0.15694 | -0.15693 | 0
21 | 337 | -0.13023 | -0.15686 | -0.15655 | 0
21 | 337 | -0.10984 | -0.15258 | -0.13591 | 0
21 | 337 | -0.14803 | -0.15512 | -0.1495 | 0
21 | 337 | -0.14361 | -0.15653 | -0.15573 | 0
21 | 337 | -0.10932 | -0.1485 | -0.11729 | 0
21 | 337 | -0.11606 | -0.14816 | -0.11606 | 0
21 | 617 | -0.28696 | -0.10786 | -0.20318 | 0
21 | 617 | -0.28557 | -0.10719 | -0.19828 | 0
21 | 617 | -0.28835 | -0.11388 | -0.21062 | 0
22 | 619 | 0.01002 | -0.1073 | 0.00453 | -0.05294
22 | 380 | 0.04691 | -0.04609 | -0.06513 | -0.02306
22 | 1259 | 0.11959 | -0.1734 | -0.09082 | -0.20474
22 | 1451 | 0.07497 | -0.22361 | -0.0955 | -0.27325
22 | 1219 | -0.08998 | -0.26435 | -0.40203 | -0.18972
22 | 4400 | 0 | -1 | 0 | 0
22 | 150 | 0 | 0.05734 | 0.01759 | 0
22 | 150 | 0.03858 | 0.05976 | 0.05976 | 0
22 | 150 | 0 | 0.04755 | 0.04755 | 0
22 | 175 | -0.00501 | 0.06308 | 0.01483 | 0
22 | 175 | -0.02206 | 0.04929 | 0.00079 | 0
22 | 175 | -0.02391 | 0.04773 | -0.00057 | 0
22 | 149 | 0.03883 | 0.03899 | 0.05962 | 0
22 | 149 | 0 | 0.0246 | 0.04734 | 0
22 | 245 | -0.09131 | -0.11409 | -0.11409 | 0
22 | 245 | -0.10311 | -0.09246 | -0.11843 | 0
22 | 245 | -0.10762 | -0.08459 | -0.12 | 0
22 | 245 | -0.12087 | -0.07938 | -0.12087 | 0
22 | 226 | -0.09342 | 0 | -0.0171 | 0
22 | 226 | -0.10938 | -0.0332 | -0.08557 | 0
22 | 226 | -0.10887 | -0.02951 | -0.08216 | 0
22 | 187 | -0.0673 | -0.08662 | -0.08507 | 0
22 | 187 | -0.04851 | -0.08293 | -0.06721 | 0
22 | 187 | -0.02768 | -0.07614 | -0.03515 | 0
22 | 258 | -0.04825 | -0.10496 | -0.04825 | 0
22 | 258 | -0.11982 | -0.11982 | -0.11982 | 0
22 | 258 | -0.04599 | 0 | 0.0449 | 0
22 | 258 | -0.10078 | 0 | 0 | 0
22 | 543 | 0.17632 | 0.24053 | 0.19056 | 0
22 | 543 | 0.18682 | 0.24146 | 0.20123 | 0
22 | 543 | 0.18103 | 0.23753 | 0.20581 | 0
22 | 543 | 0.16557 | 0.23704 | 0.18744 | 0
22 | 543 | 0.1572 | 0.23383 | 0.1865 | 0
22 | 543 | 0.16006 | 0.23262 | 0.19386 | 0
22 | 543 | 0.17128 | 0.23366 | 0.20511 | 0
22 | 258 | -0.08755 | -0.10579 | -0.08117 | 0
23 | 696 | 0.01954 | 0.13292 | 0.0645 | 0.34611
23 | 363 | 0.04691 | -0.04609 | -0.06518 | -0.02257
23 | 1247 | 0.11959 | -0.1734 | -0.09051 | -0.20473
23 | 1290 | -0.08998 | -0.26435 | -0.40223 | -0.18786
23 | 4400 | 0 | -1 | 0 | 0
23 | 178 | 0.04836 | 0.07175 | 0.07175 | 0
23 | 178 | 0 | 0.05644 | 0.05644 | 0
23 | 178 | 0 | 0.06872 | 0.01887 | 0
23 | 176 | -0.00974 | 0.06065 | 0.00788 | 0
23 | 176 | -0.06996 | 0.01264 | -0.04399 | 0
23 | 176 | -0.0762 | 0.00739 | -0.04854 | 0
23 | 148 | 0.03949 | 0.03525 | 0.05944 | 0
23 | 148 | 0 | 0.01249 | 0.04701 | 0
23 | 233 | -0.11514 | -0.07396 | -0.11514 | 0
23 | 233 | -0.08743 | -0.10492 | -0.10912 | 0
23 | 233 | -0.1017 | -0.08267 | -0.11355 | 0
23 | 233 | -0.0999 | -0.08437 | -0.11322 | 0
23 | 99 | 0 | 0.00836 | 0.03145 | 0
23 | 214 | -0.10357 | 0 | -0.06628 | 0
23 | 214 | -0.10494 | -0.00823 | -0.0747 | 0
23 | 214 | -0.10442 | -0.00441 | -0.07118 | 0
23 | 265 | -0.04615 | -0.10912 | -0.05549 | 0
23 | 265 | -0.07379 | -0.11857 | -0.10008 | 0
23 | 265 | -0.0469 | -0.10888 | -0.05444 | 0
23 | 265 | -0.0981 | -0.1234 | -0.1234 | 0
23 | 265 | -0.05185 | -0.10825 | -0.05185 | 0
23 | 246 | -0.02101 | 0 | 0.0615 | 0
23 | 246 | -0.09606 | 0 | 0 | 0
23 | 246 | -0.11421 | -0.11421 | -0.11421 | 0
23 | 524 | 0.17958 | 0.2332 | 0.19274 | 0
23 | 524 | 0.17304 | 0.22878 | 0.19787 | 0
23 | 524 | 0.1678 | 0.23216 | 0.18079 | 0
23 | 524 | 0.16226 | 0.22449 | 0.19713 | 0
23 | 524 | 0.14976 | 0.22334 | 0.18459 | 0
23 | 524 | 0.15528 | 0.22826 | 0.17663 | 0
23 | 524 | 0.1441 | 0.22419 | 0.17471 | 0
23 | 317 | -0.10131 | -0.13945 | -0.10923 | 0
23 | 317 | -0.12069 | -0.14727 | -0.14594 | 0
23 | 317 | -0.10157 | -0.14324 | -0.12656 | 0
23 | 317 | -0.14447 | -0.14667 | -0.14447 | 0
23 | 317 | -0.10792 | -0.13909 | -0.10792 | 0
23 | 317 | -0.135 | -0.1474 | -0.14727 | 0
23 | 317 | -0.12125 | -0.14734 | -0.14631 | 0
24 | 575 | 0.01002 | -0.11006 | 0.00432 | -0.0519
24 | 982 | 0.02216 | -0.1253 | 0.07707 | -0.11003
24 | 700 | 0.01954 | 0.13059 | 0.06468 | 0.34776
24 | 394 | 0.04691 | -0.0468 | -0.06507 | -0.02264
24 | 1196 | 0.11959 | -0.17171 | -0.09078 | -0.20487
24 | 1360 | 0.07497 | -0.22106 | -0.0954 | -0.27355
24 | 1309 | -0.08998 | -0.26646 | -0.40227 | -0.18821
24 | 4400 | 0 | -1 | 0 | 0
24 | 197 | 0 | 0.06248 | 0.06165 | 0
24 | 197 | 0 | 0.07342 | 0.02819 | 0
24 | 149 | 0.00181 | 0.04773 | 0.04773 | 0
24 | 149 | 0.03689 | 0.0394 | 0.05898 | 0
24 | 149 | 0.04119 | 0.04714 | 0.0603 | 0
24 | 149 | 0.04086 | 0.06009 | 0.06009 | 0
24 | 187 | -0.06928 | -0.08701 | -0.08701 | 0
24 | 187 | -0.07217 | -0.07949 | -0.08854 | 0
24 | 187 | -0.07215 | -0.07952 | -0.08853 | 0
24 | 160 | -0.06456 | 0 | -0.00716 | 0
24 | 160 | -0.07586 | 0 | -0.04449 | 0
24 | 156 | -0.02584 | -0.06375 | -0.03065 | 0
24 | 156 | -0.04665 | -0.07023 | -0.06131 | 0
24 | 156 | -0.04825 | -0.07071 | -0.0636 | 0
24 | 187 | -0.07603 | -0.01931 | -0.01931 | 0
24 | 187 | -0.03338 | -0.06884 | -0.02744 | 0
24 | 187 | -0.03535 | -0.07608 | -0.03535 | 0
24 | 524 | 0.18836 | 0.23623 | 0.19522 | 0
24 | 524 | 0.06875 | 0.21389 | 0.1098 | 0
24 | 524 | 0.1694 | 0.23454 | 0.17603 | 0
24 | 524 | 0.16061 | 0.22236 | 0.20198 | 0
24 | 524 | 0.17803 | 0.22912 | 0.20369 | 0
24 | 251 | -0.12222 | -0.07244 | -0.11444 | 0
24 | 251 | -0.12208 | -0.08943 | -0.12208 | 0
24 | 267 | -0.12291 | -0.11752 | -0.11752 | 0
24 | 267 | -0.10003 | -0.11897 | -0.10003 | 0
24 | 267 | -0.12393 | -0.12393 | -0.12393 | 0
24 | 267 | -0.09964 | -0.11237 | -0.09397 | 0

## 4.4 Flow based typical day 4
4.4 Flow based typical day 4 : 06-02-2016 (Weekend)
PTDFs
Hour | RAM | BE | DE | FR | NL
1 | 387 | 0.05374 | -0.04765 | -0.06558 | -0.02176
1 | 1369 | -0.12899 | 0.17274 | 0.09315 | 0.20729
1 | 479 | -0.05374 | 0.04765 | 0.06558 | 0.02176
1 | 1046 | 0.08902 | -0.18776 | -0.076 | -0.25561
1 | 857 | 0.09028 | 0.26125 | 0.17114 | 0.38382
1 | 1133 | 0.08082 | -0.22159 | -0.09774 | -0.27681
1 | 961 | 0.04677 | 0.23998 | 0.14553 | 0.36891
1 | 453 | -0.0516 | 0.05057 | 0.04994 | 0.03581
1 | 1490 | -0.11701 | -0.26803 | -0.40047 | -0.18312
1 | 1088 | 0.12636 | -0.16959 | -0.07377 | -0.20874
1 | 801 | 0.01813 | 0.12903 | 0.06417 | 0.39261
1 | 760 | -0.04376 | -0.05448 | -0.05419 | 0.2241
1 | 1466 | -0.08082 | 0.22159 | 0.09774 | 0.27681
1 | 864 | 0.02065 | -0.1176 | 0.07938 | -0.11257
1 | 4500 | -1 | 0 | 0 | 0
1 | 7000 | 0 | 1 | 0 | 0
1 | 4400 | 0 | -1 | 0 | 0
1 | 470 | 0.13968 | 0.20661 | 0.15374 | 0
1 | 470 | 0.15071 | 0.20758 | 0.16495 | 0
1 | 470 | 0.14425 | 0.20336 | 0.16956 | 0
1 | 470 | 0.13484 | 0.19946 | 0.16939 | 0
1 | 470 | 0.12316 | 0.19839 | 0.15765 | 0
1 | 470 | 0.12993 | 0.20317 | 0.15173 | 0
1 | 470 | 0.12941 | 0.20283 | 0.15212 | 0
2 | 398 | 0.05374 | -0.04764 | -0.06557 | -0.02164
2 | 1344 | -0.12899 | 0.17276 | 0.09277 | 0.20952
2 | 469 | -0.05374 | 0.04764 | 0.06557 | 0.02164
2 | 1035 | 0.08902 | -0.1878 | -0.07546 | -0.25721
2 | 998 | 0.09029 | 0.2613 | 0.17067 | 0.37983
2 | 1125 | 0.08082 | -0.22163 | -0.09713 | -0.27989
2 | 918 | -0.06903 | -0.24701 | -0.15705 | -0.36351
2 | 450 | -0.0516 | 0.05056 | 0.04984 | 0.03594
2 | 1586 | -0.11701 | -0.26799 | -0.40133 | -0.18376
2 | 1097 | 0.12636 | -0.16961 | -0.07327 | -0.21103
2 | 894 | 0.01814 | 0.12915 | 0.06397 | 0.43603
2 | 923 | -0.04376 | -0.0544 | -0.05407 | 0.22733
2 | 1474 | -0.08082 | 0.22163 | 0.09713 | 0.27989
2 | 471 | -0.00357 | 0.03908 | -0.01606 | 0.05408
2 | 850 | 0.02065 | -0.11759 | 0.08028 | -0.11294
2 | 4500 | -1 | 0 | 0 | 0
2 | 4400 | 0 | -1 | 0 | 0
2 | 7000 | 0 | 1 | 0 | 0
2 | 453 | 0.12924 | 0.19549 | 0.15231 | 0
2 | 453 | 0.13031 | 0.19559 | 0.15341 | 0
2 | 453 | 0.12877 | 0.19478 | 0.15388 | 0
2 | 453 | 0.12965 | 0.19517 | 0.15383 | 0
2 | 453 | 0.12758 | 0.19467 | 0.15269 | 0
2 | 453 | 0.12825 | 0.19516 | 0.15206 | 0
3 | 433 | 0.05374 | -0.04764 | -0.06562 | -0.02137
3 | 1343 | -0.12899 | 0.17276 | 0.09292 | 0.20778
3 | 436 | -0.05374 | 0.04764 | 0.06562 | 0.02137
3 | 1005 | 0.08902 | -0.1878 | -0.07569 | -0.2566
3 | 1092 | 0.08082 | -0.22163 | -0.09739 | -0.27759
3 | 841 | -0.06903 | -0.24701 | -0.15725 | -0.36904
3 | 427 | -0.0516 | 0.05056 | 0.04993 | 0.03557
3 | 1630 | -0.11701 | -0.26799 | -0.40093 | -0.1819
3 | 1091 | 0.12636 | -0.16961 | -0.0735 | -0.20929
3 | 472 | 0.00521 | 0.07135 | 0.02931 | -0.1214
3 | 838 | 0.01814 | 0.12915 | 0.06406 | 0.41017
3 | 1009 | -0.04376 | -0.0544 | -0.05412 | 0.23572
3 | 1507 | -0.08082 | 0.22163 | 0.09739 | 0.27759
3 | 915 | 0.02065 | -0.11759 | 0.08041 | -0.11178
3 | 7000 | 0 | 1 | 0 | 0
3 | 4400 | 0 | -1 | 0 | 0
4 | 410 | 0.05374 | -0.04764 | -0.06564 | -0.02137
4 | 1311 | -0.12899 | 0.17276 | 0.09279 | 0.20778
4 | 458 | -0.05374 | 0.04764 | 0.06564 | 0.02137
4 | 1059 | 0.08902 | -0.1878 | -0.07531 | -0.2566
4 | 1143 | 0.08082 | -0.22163 | -0.09698 | -0.27759
4 | 871 | -0.06903 | -0.24701 | -0.15705 | -0.36904
4 | 437 | -0.0516 | 0.05056 | 0.04981 | 0.03557
4 | 1661 | -0.11701 | -0.26799 | -0.40081 | -0.1819
4 | 455 | 0.00521 | 0.07135 | 0.02927 | -0.1214
4 | 838 | 0.01814 | 0.12915 | 0.06398 | 0.41017
4 | 986 | -0.04376 | -0.0544 | -0.05409 | 0.23572
4 | 1456 | -0.08082 | 0.22163 | 0.09698 | 0.27759
4 | 864 | 0.02065 | -0.11759 | 0.07982 | -0.11178
4 | 4500 | -1 | 0 | 0 | 0
4 | 7000 | 0 | 1 | 0 | 0
4 | 4400 | 0 | -1 | 0 | 0
5 | 395 | 0.05374 | -0.04764 | -0.06565 | -0.02178
5 | 1317 | -0.12899 | 0.17276 | 0.09276 | 0.20958
5 | 473 | -0.05374 | 0.04764 | 0.06565 | 0.02178
5 | 1071 | 0.08902 | -0.1878 | -0.07525 | -0.257
5 | 1135 | 0.08082 | -0.22163 | -0.09692 | -0.27993
5 | 944 | -0.06903 | -0.24701 | -0.15702 | -0.36241
5 | 449 | -0.0516 | 0.05056 | 0.04981 | 0.03605
5 | 1650 | -0.11701 | -0.26799 | -0.40086 | -0.1843
5 | 872 | 0.01814 | 0.12915 | 0.06396 | 0.42583
5 | 796 | -0.04376 | -0.0544 | -0.05409 | 0.22288
5 | 1464 | -0.08082 | 0.22163 | 0.09692 | 0.27993
5 | 907 | 0.02065 | -0.11759 | 0.07992 | -0.11329
5 | 4500 | -1 | 0 | 0 | 0
5 | 7000 | 0 | 1 | 0 | 0
5 | 4400 | 0 | -1 | 0 | 0
5 | 459 | 0.14383 | 0.20182 | 0.15886 | 0
5 | 459 | 0.13783 | 0.19794 | 0.16302 | 0
5 | 459 | 0.12936 | 0.19438 | 0.16302 | 0
5 | 459 | 0.13372 | 0.20093 | 0.14858 | 0
5 | 459 | 0.11863 | 0.1934 | 0.15223 | 0
5 | 459 | 0.12491 | 0.19779 | 0.14688 | 0
5 | 459 | 0.12444 | 0.19749 | 0.14719 | 0
6 | 393 | 0.05374 | -0.04764 | -0.06563 | -0.02178
6 | 1299 | -0.12899 | 0.17276 | 0.09281 | 0.20958
6 | 475 | -0.05374 | 0.04764 | 0.06563 | 0.02178
6 | 1099 | 0.08902 | -0.1878 | -0.0754 | -0.257
6 | 1172 | 0.08082 | -0.22163 | -0.09707 | -0.27993
6 | 1052 | 0.04678 | 0.24003 | 0.14508 | 0.36367
6 | 976 | -0.06903 | -0.24701 | -0.15708 | -0.36241
6 | 447 | -0.0516 | 0.05056 | 0.04984 | 0.03605
6 | 1591 | -0.11701 | -0.26799 | -0.40095 | -0.1843
6 | 1152 | 0.12636 | -0.16961 | -0.07319 | -0.21107
6 | 872 | 0.01814 | 0.12915 | 0.06399 | 0.42583
6 | 796 | -0.04376 | -0.0544 | -0.05409 | 0.22288
6 | 1427 | -0.08082 | 0.22163 | 0.09707 | 0.27993
6 | 948 | 0.02065 | -0.11759 | 0.07995 | -0.11329
6 | 4500 | -1 | 0 | 0 | 0
6 | 4400 | 0 | -1 | 0 | 0
6 | 7000 | 0 | 1 | 0 | 0
6 | 459 | 0.13416 | 0.2016 | 0.14713 | 0
6 | 459 | 0.14639 | 0.20268 | 0.15955 | 0
6 | 459 | 0.13918 | 0.19798 | 0.16464 | 0
6 | 459 | 0.12892 | 0.19371 | 0.16451 | 0
6 | 459 | 0.12338 | 0.1978 | 0.14489 | 0
6 | 459 | 0.11605 | 0.19254 | 0.15157 | 0
7 | 387 | 0.05374 | -0.04784 | -0.06555 | -0.02167
7 | 1297 | -0.12899 | 0.17226 | 0.09277 | 0.20895
7 | 481 | -0.05374 | 0.04784 | 0.06555 | 0.02167
7 | 1095 | 0.08902 | -0.1871 | -0.07552 | -0.2568
7 | 978 | 0.09029 | 0.26076 | 0.17064 | 0.38085
7 | 1185 | 0.08082 | -0.22087 | -0.09718 | -0.2791
7 | 1060 | 0.04678 | 0.23945 | 0.14505 | 0.3659
7 | 958 | -0.06903 | -0.24646 | -0.15704 | -0.36447
7 | 453 | -0.0516 | 0.05065 | 0.04985 | 0.03591
7 | 1532 | -0.11701 | -0.26861 | -0.40156 | -0.18359
7 | 1149 | 0.12636 | -0.16906 | -0.07332 | -0.21045
7 | 247 | -0.0026 | -0.01254 | -0.01012 | 0.07246
7 | 905 | 0.01814 | 0.12859 | 0.06397 | 0.44127
7 | 1414 | -0.08082 | 0.22087 | 0.09718 | 0.2791
7 | 1064 | 0.02065 | -0.1171 | 0.08005 | -0.11284
7 | 4500 | -1 | 0 | 0 | 0
7 | 7000 | 0 | 1 | 0 | 0
7 | 4400 | 0 | -1 | 0 | 0
7 | 457 | 0.14001 | 0.20019 | 0.15713 | 0
7 | 457 | 0.13535 | 0.1972 | 0.16029 | 0
7 | 457 | 0.12054 | 0.19368 | 0.15202 | 0
7 | 457 | 0.12888 | 0.19444 | 0.16039 | 0
7 | 457 | 0.13223 | 0.19951 | 0.14922 | 0
7 | 457 | 0.12226 | 0.19593 | 0.14734 | 0
7 | 457 | 0.12496 | 0.19709 | 0.14724 | 0
8 | 511 | -0.00091 | -0.03965 | 0.04756 | -0.01646
8 | 380 | 0.05374 | -0.04807 | -0.06563 | -0.0222
8 | 1256 | -0.12899 | 0.1719 | 0.09348 | 0.20721
8 | 487 | -0.05374 | 0.04807 | 0.06563 | 0.0222
8 | 1177 | 0.08902 | -0.18659 | -0.0764 | -0.25482
8 | 821 | 0.09028 | 0.26039 | 0.17158 | 0.38083
8 | 1272 | 0.08083 | -0.22035 | -0.09821 | -0.27658
8 | 910 | 0.04677 | 0.23903 | 0.14595 | 0.36579
8 | 1086 | -0.06903 | -0.24606 | -0.15788 | -0.36433
8 | 446 | -0.0516 | 0.0508 | 0.05003 | 0.03611
8 | 1339 | -0.11703 | -0.26887 | -0.39949 | -0.18466
8 | 1210 | 0.12636 | -0.1687 | -0.07414 | -0.20861
8 | 776 | 0.01813 | 0.12799 | 0.0644 | 0.38098
8 | 1327 | -0.08083 | 0.22035 | 0.09821 | 0.27658
8 | 330 | 0.00249 | 0.06477 | 0.02425 | -0.00424
8 | 1257 | 0.02064 | -0.12063 | 0.07876 | -0.11356
8 | 4500 | -1 | 0 | 0 | 0
8 | 7000 | 0 | 1 | 0 | 0
8 | 4400 | 0 | -1 | 0 | 0
8 | 491 | 0.15961 | 0.21676 | 0.17482 | 0
8 | 491 | 0.14949 | 0.21586 | 0.16454 | 0
8 | 491 | 0.15377 | 0.21291 | 0.17909 | 0
8 | 491 | 0.14493 | 0.20928 | 0.17882 | 0
8 | 491 | 0.1337 | 0.21074 | 0.15991 | 0
8 | 491 | 0.13415 | 0.20829 | 0.16799 | 0
8 | 209 | -0.08593 | -0.09604 | -0.09209 | 0
8 | 209 | -0.08656 | -0.09674 | -0.09536 | 0
8 | 209 | -0.0846 | -0.09603 | -0.09201 | 0
8 | 209 | -0.08461 | -0.09603 | -0.09199 | 0
8 | 209 | -0.08494 | -0.09639 | -0.09365 | 0
8 | 209 | -0.08498 | -0.09642 | -0.09379 | 0
8 | 209 | -0.08752 | -0.09638 | -0.09375 | 0
8 | 209 | -0.08809 | -0.09673 | -0.09536 | 0
9 | 519 | -0.00091 | -0.03964 | 0.04784 | -0.01659
9 | 376 | 0.05374 | -0.04807 | -0.06567 | -0.02244
9 | 1347 | -0.12899 | 0.1719 | 0.09363 | 0.20713
9 | 490 | -0.05374 | 0.04807 | 0.06567 | 0.02244
9 | 1085 | 0.08902 | -0.1866 | -0.07664 | -0.25435
9 | 815 | 0.09028 | 0.26039 | 0.17181 | 0.37919
9 | 1179 | 0.08083 | -0.22035 | -0.09848 | -0.2764
9 | 455 | -0.0516 | 0.0508 | 0.05011 | 0.03628
9 | 1427 | -0.11703 | -0.26887 | -0.39906 | -0.18553
9 | 1122 | 0.12636 | -0.1687 | -0.07438 | -0.2085
9 | 758 | 0.01813 | 0.12799 | 0.06451 | 0.37233
9 | 1420 | -0.08083 | 0.22035 | 0.09848 | 0.2764
9 | 1087 | 0.02064 | -0.12063 | 0.07889 | -0.11413
9 | 4500 | -1 | 0 | 0 | 0
9 | 7000 | 0 | 1 | 0 | 0
9 | 4400 | 0 | -1 | 0 | 0
9 | 500 | 0.15725 | 0.21869 | 0.17722 | 0
9 | 500 | 0.15443 | 0.21685 | 0.17923 | 0
9 | 500 | 0.14492 | 0.21459 | 0.1739 | 0
9 | 500 | 0.15018 | 0.21508 | 0.17918 | 0
9 | 500 | 0.15241 | 0.21826 | 0.1723 | 0
9 | 500 | 0.14579 | 0.21594 | 0.17091 | 0
9 | 500 | 0.14757 | 0.21657 | 0.17127 | 0
9 | 214 | -0.08718 | -0.09831 | -0.09461 | 0
9 | 214 | -0.08871 | -0.09885 | -0.09716 | 0
9 | 214 | -0.08942 | -0.09858 | -0.09597 | 0
9 | 214 | -0.08964 | -0.09879 | -0.09698 | 0
9 | 214 | -0.08944 | -0.09881 | -0.09702 | 0
9 | 214 | -0.08744 | -0.09858 | -0.09587 | 0
9 | 214 | -0.08754 | -0.0986 | -0.09599 | 0
9 | 214 | -0.0881 | -0.09831 | -0.09469 | 0
9 | 214 | -0.08824 | -0.09832 | -0.09474 | 0
10 | 394 | 0.05374 | -0.0481 | -0.06568 | -0.0224
10 | 1474 | -0.12899 | 0.17184 | 0.09352 | 0.20545
10 | 471 | -0.05374 | 0.0481 | 0.06568 | 0.0224
10 | 915 | 0.08902 | -0.18652 | -0.07647 | -0.25338
10 | 928 | 0.09028 | 0.26031 | 0.17166 | 0.38321
10 | 1008 | 0.08083 | -0.22027 | -0.09829 | -0.27412
10 | 908 | -0.06903 | -0.24598 | -0.15795 | -0.36653
10 | 461 | -0.0516 | 0.05081 | 0.05009 | 0.03608
10 | 1623 | -0.11703 | -0.26894 | -0.3993 | -0.18454
10 | 1570 | 0.11703 | 0.26894 | 0.3993 | 0.18454
10 | 975 | 0.12636 | -0.16864 | -0.07424 | -0.20679
10 | 784 | 0.01812 | 0.12783 | 0.0644 | 0.33834
10 | 660 | 0.00518 | 0.07021 | 0.02936 | -0.15103
10 | 383 | 0.00249 | 0.06465 | 0.02424 | -0.00071
10 | 1050 | 0.02064 | -0.12065 | 0.07913 | -0.11352
10 | 4500 | -1 | 0 | 0 | 0
10 | 4400 | 0 | -1 | 0 | 0
10 | 7000 | 0 | 1 | 0 | 0
10 | 218 | -0.08579 | -0.10128 | -0.10128 | 0
10 | 218 | -0.09225 | -0.09373 | -0.10275 | 0
10 | 218 | -0.10087 | -0.09365 | -0.10261 | 0
10 | 198 | -0.0918 | -0.09033 | -0.0911 | 0
10 | 198 | -0.09169 | -0.09111 | -0.09111 | 0
10 | 198 | -0.09227 | -0.08954 | -0.09227 | 0
10 | 225 | -0.06329 | -0.09736 | -0.07066 | 0
10 | 225 | -0.07435 | -0.10213 | -0.09299 | 0
10 | 225 | -0.07532 | -0.10251 | -0.09476 | 0
10 | 206 | -0.06066 | -0.08731 | -0.05983 | 0
10 | 206 | -0.06134 | -0.08841 | -0.06134 | 0
10 | 206 | -0.09551 | -0.09551 | -0.09551 | 0
10 | 218 | -0.08401 | -0.1013 | -0.1013 | 0
10 | 218 | -0.08555 | -0.09555 | -0.10248 | 0
10 | 206 | -0.08029 | -0.09235 | -0.08029 | 0
10 | 206 | -0.09151 | -0.09183 | -0.08904 | 0
10 | 206 | -0.0798 | -0.08921 | -0.07716 | 0
10 | 206 | -0.07982 | -0.08914 | -0.07712 | 0
11 | 378 | 0.05374 | -0.04809 | -0.06568 | -0.02291
11 | 1470 | -0.12899 | 0.17187 | 0.09337 | 0.20535
11 | 486 | -0.05374 | 0.04809 | 0.06568 | 0.02291
11 | 940 | 0.08902 | -0.18655 | -0.07625 | -0.25243
11 | 873 | 0.09028 | 0.26036 | 0.17149 | 0.37966
11 | 939 | -0.06903 | -0.24602 | -0.15778 | -0.36309
11 | 465 | -0.0516 | 0.05081 | 0.05006 | 0.03644
11 | 1596 | -0.11703 | -0.2689 | -0.39959 | -0.18638
11 | 992 | 0.12636 | -0.16867 | -0.07403 | -0.20662
11 | 697 | 0.00519 | 0.07055 | 0.02939 | -0.16215
11 | 686 | 0.01813 | 0.12795 | 0.06433 | 0.31934
11 | 702 | 0.01575 | 0.12673 | 0.06176 | 0.01391
11 | 960 | 0.02064 | -0.12064 | 0.07959 | -0.11469
11 | 4500 | -1 | 0 | 0 | 0
11 | 7000 | 0 | 1 | 0 | 0
11 | 4400 | 0 | -1 | 0 | 0
11 | 231 | -0.09995 | -0.09348 | -0.11019 | 0
11 | 231 | -0.08901 | -0.10745 | -0.10745 | 0
11 | 231 | -0.10946 | -0.09616 | -0.10946 | 0
11 | 231 | -0.10718 | -0.10718 | -0.10718 | 0
11 | 212 | -0.09739 | -0.09245 | -0.09245 | 0
11 | 212 | -0.09791 | -0.08902 | -0.09252 | 0
11 | 212 | -0.10034 | -0.08786 | -0.09999 | 0
11 | 237 | -0.06582 | -0.10224 | -0.07298 | 0
11 | 237 | -0.07666 | -0.10749 | -0.09751 | 0
11 | 237 | -0.07776 | -0.10794 | -0.09963 | 0
11 | 218 | -0.0515 | -0.085 | -0.04651 | 0
11 | 218 | -0.05865 | -0.09222 | -0.05865 | 0
11 | 231 | -0.08854 | -0.10745 | -0.10745 | 0
11 | 231 | -0.10775 | -0.10444 | -0.10775 | 0
11 | 231 | -0.09065 | -0.0999 | -0.10901 | 0
11 | 231 | -0.09059 | -0.09998 | -0.10899 | 0
12 | 380 | 0.05374 | -0.04809 | -0.06572 | -0.02262
12 | 484 | -0.05374 | 0.04809 | 0.06572 | 0.02262
12 | 865 | 0.08902 | -0.18655 | -0.07604 | -0.2529
12 | 907 | 0.09028 | 0.26036 | 0.17132 | 0.38199
12 | 889 | -0.06903 | -0.24602 | -0.15761 | -0.36533
12 | 472 | -0.0516 | 0.05081 | 0.05006 | 0.03622
12 | 805 | 0.12579 | -0.13208 | -0.03403 | -0.18165
12 | 254 | 0.23046 | 0.18933 | 0.18059 | 0.16661
12 | 1513 | 0.11703 | 0.2689 | 0.39986 | 0.18525
12 | 922 | 0.12636 | -0.16867 | -0.07385 | -0.20659
12 | 736 | 0.00519 | 0.07055 | 0.02934 | -0.15577
12 | 745 | 0.01813 | 0.12795 | 0.06424 | 0.32103
12 | 904 | 0.02064 | -0.12064 | 0.07999 | -0.11397
12 | 4500 | -1 | 0 | 0 | 0
12 | 7000 | 0 | 1 | 0 | 0
12 | 4400 | 0 | -1 | 0 | 0
12 | 222 | -0.08898 | -0.09846 | -0.10424 | 0
12 | 222 | -0.08596 | -0.10328 | -0.10328 | 0
12 | 222 | -0.09435 | -0.09359 | -0.10516 | 0
12 | 222 | -0.10278 | -0.09563 | -0.10459 | 0
12 | 222 | -0.10426 | -0.09707 | -0.10426 | 0
12 | 222 | -0.10303 | -0.10303 | -0.10303 | 0
12 | 203 | -0.09388 | -0.08641 | -0.08945 | 0
12 | 203 | -0.09342 | -0.08935 | -0.08935 | 0
12 | 228 | -0.06389 | -0.09854 | -0.07093 | 0
12 | 228 | -0.07465 | -0.10352 | -0.09419 | 0
12 | 228 | -0.07588 | -0.10394 | -0.0962 | 0
12 | 209 | -0.04785 | -0.08096 | -0.04283 | 0
12 | 209 | -0.05577 | -0.08836 | -0.05577 | 0
12 | 222 | -0.08686 | -0.09612 | -0.10476 | 0
12 | 222 | -0.08488 | -0.10329 | -0.10329 | 0
13 | 392 | 0.05374 | -0.04809 | -0.06574 | -0.02262
13 | 472 | -0.05374 | 0.04809 | 0.06574 | 0.02262
13 | 788 | 0.08902 | -0.18655 | -0.07573 | -0.2529
13 | 968 | 0.09028 | 0.26036 | 0.17105 | 0.38199
13 | 829 | -0.06903 | -0.24602 | -0.15735 | -0.36533
13 | 474 | -0.0516 | 0.05081 | 0.05003 | 0.03622
13 | 737 | 0.12579 | -0.13208 | -0.03376 | -0.18165
13 | 252 | 0.23046 | 0.18933 | 0.18054 | 0.16661
13 | 1438 | 0.11703 | 0.2689 | 0.4003 | 0.18525
13 | 1220 | 0.10664 | 0.23876 | 0.34765 | 0.16539
13 | 857 | 0.12636 | -0.16867 | -0.07356 | -0.20659
13 | 755 | 0.00519 | 0.07055 | 0.02926 | -0.15577
13 | 810 | 0.01813 | 0.12795 | 0.06409 | 0.32103
13 | 848 | 0.02064 | -0.12064 | 0.08057 | -0.11397
13 | 4500 | -1 | 0 | 0 | 0
13 | 7000 | 0 | 1 | 0 | 0
13 | 4400 | 0 | -1 | 0 | 0
13 | 222 | -0.08432 | -0.10329 | -0.10329 | 0
13 | 222 | -0.09419 | -0.09177 | -0.10554 | 0
13 | 222 | -0.10407 | -0.09393 | -0.10491 | 0
13 | 222 | -0.10479 | -0.09446 | -0.10479 | 0
13 | 222 | -0.10302 | -0.10302 | -0.10302 | 0
13 | 203 | -0.09356 | -0.0815 | -0.08605 | 0
13 | 203 | -0.09286 | -0.08576 | -0.08576 | 0
13 | 228 | -0.05647 | -0.09695 | -0.06327 | 0
13 | 228 | -0.07398 | -0.10382 | -0.09553 | 0
13 | 228 | -0.07226 | -0.10332 | -0.09318 | 0
13 | 228 | -0.0728 | -0.10349 | -0.09399 | 0
13 | 209 | -0.03631 | -0.07494 | -0.02814 | 0
13 | 209 | -0.04889 | -0.08695 | -0.04889 | 0
13 | 222 | -0.08686 | -0.09612 | -0.10475 | 0
13 | 222 | -0.08682 | -0.0962 | -0.10474 | 0
14 | 402 | 0.05374 | -0.04809 | -0.06565 | -0.02274
14 | 462 | -0.05374 | 0.04809 | 0.06565 | 0.02274
14 | 757 | 0.08902 | -0.18655 | -0.07545 | -0.25354
14 | 995 | 0.09028 | 0.26036 | 0.17076 | 0.37808
14 | 839 | 0.08083 | -0.2203 | -0.09714 | -0.27565
14 | 809 | -0.06903 | -0.24602 | -0.15708 | -0.36164
14 | 471 | -0.0516 | 0.05081 | 0.04989 | 0.03644
14 | 710 | 0.12579 | -0.13208 | -0.03354 | -0.18288
14 | 282 | 0.23046 | 0.18933 | 0.18037 | 0.16766
14 | 1389 | 0.11703 | 0.2689 | 0.40095 | 0.18638
14 | 830 | 0.12636 | -0.16867 | -0.07327 | -0.20797
14 | 772 | 0.00519 | 0.07055 | 0.0292 | -0.15549
14 | 952 | 0.02064 | -0.12064 | 0.08026 | -0.11467
14 | 4500 | -1 | 0 | 0 | 0
14 | 4400 | 0 | -1 | 0 | 0
14 | 7000 | 0 | 1 | 0 | 0
14 | 221 | -0.09361 | -0.09003 | -0.10525 | 0
14 | 221 | -0.10364 | -0.09323 | -0.10439 | 0
14 | 202 | -0.09297 | -0.07905 | -0.08422 | 0
14 | 202 | -0.09221 | -0.08414 | -0.08414 | 0
14 | 202 | -0.09541 | -0.08563 | -0.09541 | 0
14 | 227 | -0.05339 | -0.09608 | -0.06015 | 0
14 | 227 | -0.07216 | -0.10317 | -0.0935 | 0
14 | 227 | -0.07356 | -0.10351 | -0.09514 | 0
14 | 227 | -0.05297 | -0.09451 | -0.05297 | 0
14 | 227 | -0.08588 | -0.10568 | -0.10568 | 0
14 | 227 | -0.10539 | -0.10539 | -0.10539 | 0
14 | 209 | -0.04081 | -0.07736 | -0.03389 | 0
14 | 221 | -0.0864 | -0.09563 | -0.1042 | 0
14 | 221 | -0.08635 | -0.09572 | -0.10418 | 0
14 | 227 | -0.08682 | -0.10567 | -0.10567 | 0
14 | 227 | -0.08783 | -0.10175 | -0.08783 | 0
15 | 396 | 0.05374 | -0.04787 | -0.06561 | -0.02274
15 | 468 | -0.05374 | 0.04787 | 0.06561 | 0.02274
15 | 790 | 0.08902 | -0.1873 | -0.0757 | -0.25354
15 | 999 | 0.09028 | 0.26093 | 0.1708 | 0.37808
15 | 874 | 0.08083 | -0.22112 | -0.09739 | -0.27565
15 | 818 | -0.06903 | -0.24661 | -0.15716 | -0.36164
15 | 469 | -0.0516 | 0.05071 | 0.04996 | 0.03644
15 | 1372 | 0.11703 | 0.26824 | 0.40129 | 0.18638
15 | 862 | 0.12636 | -0.16926 | -0.07353 | -0.20797
15 | 775 | 0.00519 | 0.07025 | 0.02922 | -0.15549
15 | 987 | 0.02064 | -0.1211 | 0.08044 | -0.11467
15 | 9999 | 0 | 0 | -1 | 0
15 | 4500 | -1 | 0 | 0 | 0
15 | 7000 | 0 | 1 | 0 | 0
15 | 4400 | 0 | -1 | 0 | 0
15 | 221 | -0.08847 | -0.09859 | -0.10369 | 0
15 | 221 | -0.09381 | -0.09319 | -0.10473 | 0
15 | 221 | -0.10171 | -0.0967 | -0.10385 | 0
15 | 221 | -0.10357 | -0.09787 | -0.10357 | 0
15 | 221 | -0.10259 | -0.10259 | -0.10259 | 0
15 | 203 | -0.09355 | -0.08595 | -0.08856 | 0
15 | 229 | -0.0613 | -0.09846 | -0.0682 | 0
15 | 229 | -0.07569 | -0.10417 | -0.095 | 0
15 | 229 | -0.07688 | -0.10446 | -0.09642 | 0
15 | 229 | -0.06119 | -0.09693 | -0.06119 | 0
15 | 211 | -0.09696 | -0.09219 | -0.09219 | 0
15 | 211 | -0.05142 | -0.08346 | -0.04728 | 0
15 | 221 | -0.0864 | -0.09628 | -0.10421 | 0
15 | 221 | -0.08458 | -0.10286 | -0.10286 | 0
15 | 221 | -0.10276 | -0.10179 | -0.10276 | 0
16 | 401 | 0.05374 | -0.04786 | -0.06567 | -0.02274
16 | 463 | -0.05374 | 0.04786 | 0.06567 | 0.02274
16 | 769 | 0.08902 | -0.18731 | -0.07538 | -0.25353
16 | 1022 | 0.09028 | 0.26094 | 0.17063 | 0.37808
16 | 851 | 0.08083 | -0.22112 | -0.09705 | -0.27564
16 | 794 | -0.06903 | -0.24662 | -0.15697 | -0.36163
16 | 462 | -0.0516 | 0.05071 | 0.04993 | 0.03645
16 | 1333 | 0.11703 | 0.26823 | 0.40133 | 0.18638
16 | 849 | 0.12636 | -0.16927 | -0.07323 | -0.20796
16 | 781 | 0.00519 | 0.07025 | 0.02916 | -0.15549
16 | 990 | 0.02064 | -0.12111 | 0.0808 | -0.11466
16 | 9999 | 0 | 0 | -1 | 0
16 | 4500 | -1 | 0 | 0 | 0
16 | 7000 | 0 | 1 | 0 | 0
16 | 4400 | 0 | -1 | 0 | 0
16 | 221 | -0.0938 | -0.09342 | -0.10467 | 0
16 | 221 | -0.10158 | -0.09682 | -0.10381 | 0
16 | 221 | -0.1035 | -0.09813 | -0.1035 | 0
16 | 221 | -0.10258 | -0.10258 | -0.10258 | 0
16 | 203 | -0.09361 | -0.08667 | -0.08909 | 0
16 | 229 | -0.06191 | -0.09857 | -0.06874 | 0
16 | 229 | -0.07588 | -0.10417 | -0.09504 | 0
16 | 229 | -0.07711 | -0.10446 | -0.09645 | 0
16 | 229 | -0.06193 | -0.09707 | -0.06193 | 0
16 | 211 | -0.09706 | -0.09273 | -0.09273 | 0
16 | 211 | -0.05237 | -0.0839 | -0.04843 | 0
16 | 221 | -0.0864 | -0.09627 | -0.1042 | 0
16 | 221 | -0.08458 | -0.10285 | -0.10285 | 0
16 | 221 | -0.09917 | -0.09733 | -0.10375 | 0
16 | 221 | -0.10274 | -0.10181 | -0.10274 | 0
16 | 211 | -0.08018 | -0.08935 | -0.07596 | 0
17 | 382 | 0.05374 | -0.04786 | -0.06575 | -0.02288
17 | 482 | -0.05374 | 0.04786 | 0.06575 | 0.02288
17 | 809 | 0.08902 | -0.18731 | -0.07513 | -0.25249
17 | 1014 | 0.09028 | 0.26094 | 0.17061 | 0.37987
17 | 900 | 0.08083 | -0.22112 | -0.0968 | -0.27384
17 | 802 | -0.06903 | -0.24662 | -0.15691 | -0.3633
17 | 471 | -0.0516 | 0.05071 | 0.04989 | 0.03642
17 | 1314 | 0.11703 | 0.26823 | 0.40092 | 0.18627
17 | 883 | 0.12636 | -0.16927 | -0.07298 | -0.20663
17 | 783 | 0.00519 | 0.07025 | 0.02914 | -0.16162
17 | 802 | 0.01813 | 0.12857 | 0.06387 | 0.31739
17 | 324 | 0.00234 | 0.05014 | 0.02723 | -0.02731
17 | 980 | 0.02064 | -0.12111 | 0.08075 | -0.11461
17 | 4500 | -1 | 0 | 0 | 0
17 | 7000 | 0 | 1 | 0 | 0
17 | 4400 | 0 | -1 | 0 | 0
17 | 230 | -0.08889 | -0.10692 | -0.10692 | 0
17 | 230 | -0.09774 | -0.09605 | -0.10904 | 0
17 | 230 | -0.10785 | -0.09822 | -0.10841 | 0
17 | 211 | -0.09851 | -0.08819 | -0.09517 | 0
17 | 211 | -0.09948 | -0.0905 | -0.09948 | 0
17 | 211 | -0.09734 | -0.08816 | -0.09131 | 0
17 | 211 | -0.09688 | -0.09126 | -0.09126 | 0
17 | 211 | -0.09794 | -0.09794 | -0.09794 | 0
17 | 238 | -0.06114 | -0.10163 | -0.06794 | 0
17 | 238 | -0.07824 | -0.10836 | -0.09955 | 0
17 | 238 | -0.0772 | -0.10805 | -0.09806 | 0
17 | 238 | -0.07671 | -0.10788 | -0.09728 | 0
17 | 238 | -0.07676 | -0.1079 | -0.09736 | 0
17 | 219 | -0.05049 | -0.08483 | -0.0451 | 0
17 | 219 | -0.05655 | -0.09229 | -0.05655 | 0
17 | 230 | -0.09012 | -0.09999 | -0.10835 | 0
17 | 238 | -0.09129 | -0.11064 | -0.11064 | 0
17 | 219 | -0.08336 | -0.0925 | -0.0787 | 0
18 | 361 | 0.05374 | -0.04786 | -0.06563 | -0.02334
18 | 502 | -0.05374 | 0.04786 | 0.06563 | 0.02334
18 | 801 | 0.08902 | -0.18733 | -0.07566 | -0.25241
18 | 933 | 0.09028 | 0.26097 | 0.17078 | 0.374
18 | 843 | -0.06903 | -0.24665 | -0.15714 | -0.35768
18 | 746 | 0.12579 | -0.13278 | -0.03377 | -0.18233
18 | 238 | 0.23046 | 0.18928 | 0.18015 | 0.16857
18 | 1355 | 0.11703 | 0.2682 | 0.40131 | 0.18852
18 | 857 | 0.12636 | -0.16928 | -0.0735 | -0.20774
18 | 752 | 0.00521 | 0.07045 | 0.0293 | -0.17084
18 | 792 | 0.01813 | 0.12865 | 0.06403 | 0.3346
18 | 293 | 0.00234 | 0.05014 | 0.02731 | -0.02751
18 | 1061 | 0.02034 | -0.1194 | 0.07924 | -0.11431
18 | 4500 | -1 | 0 | 0 | 0
18 | 4400 | 0 | -1 | 0 | 0
18 | 7000 | 0 | 1 | 0 | 0
18 | 243 | -0.10349 | -0.09862 | -0.11592 | 0
18 | 224 | -0.10297 | -0.08844 | -0.09327 | 0
18 | 224 | -0.10441 | -0.08488 | -0.09631 | 0
18 | 224 | -0.10601 | -0.08956 | -0.10382 | 0
18 | 224 | -0.10229 | -0.09335 | -0.09335 | 0
18 | 224 | -0.10645 | -0.09204 | -0.10645 | 0
18 | 251 | -0.08019 | -0.11431 | -0.1044 | 0
18 | 251 | -0.05895 | -0.1046 | -0.05895 | 0
18 | 251 | -0.09545 | -0.11687 | -0.11687 | 0
18 | 251 | -0.11656 | -0.11656 | -0.11656 | 0
18 | 251 | -0.05357 | -0.10499 | -0.06045 | 0
18 | 251 | -0.07859 | -0.11377 | -0.10186 | 0
18 | 251 | -0.07853 | -0.11375 | -0.10176 | 0
18 | 233 | -0.05228 | -0.08921 | -0.04593 | 0
18 | 243 | -0.09563 | -0.10563 | -0.11458 | 0
18 | 243 | -0.09559 | -0.10571 | -0.11457 | 0
18 | 251 | -0.09047 | -0.11257 | -0.09696 | 0
18 | 251 | -0.0966 | -0.11242 | -0.0966 | 0
19 | 342 | 0.05374 | -0.04786 | -0.06567 | -0.02334
19 | 520 | -0.05374 | 0.04786 | 0.06567 | 0.02334
19 | 822 | 0.08902 | -0.18732 | -0.07566 | -0.2524
19 | 878 | 0.09028 | 0.26096 | 0.17095 | 0.37399
19 | 756 | 0.12579 | -0.13277 | -0.03372 | -0.18233
19 | 182 | 0.23046 | 0.18928 | 0.18041 | 0.16857
19 | 1434 | 0.11703 | 0.26821 | 0.40064 | 0.18852
19 | 864 | 0.12636 | -0.16927 | -0.07347 | -0.20774
19 | 701 | 0.00521 | 0.07044 | 0.02934 | -0.17084
19 | 218 | 0.00234 | 0.05013 | 0.02738 | -0.02752
19 | 998 | 0.02064 | -0.1211 | 0.0798 | -0.11602
19 | 4500 | -1 | 0 | 0 | 0
19 | 7000 | 0 | 1 | 0 | 0
19 | 4400 | 0 | -1 | 0 | 0
19 | 243 | -0.10349 | -0.098 | -0.11606 | 0
19 | 243 | -0.09563 | -0.10563 | -0.11459 | 0
19 | 224 | -0.10418 | -0.06929 | -0.08816 | 0
19 | 224 | -0.10156 | -0.08881 | -0.08881 | 0
19 | 224 | -0.10695 | -0.08958 | -0.10695 | 0
19 | 251 | -0.05037 | -0.10282 | -0.05037 | 0
19 | 251 | -0.09441 | -0.11688 | -0.11688 | 0
19 | 251 | -0.11656 | -0.11656 | -0.11656 | 0
19 | 251 | -0.07905 | -0.11425 | -0.10405 | 0
19 | 251 | -0.07894 | -0.11423 | -0.10396 | 0
19 | 251 | -0.04465 | -0.10316 | -0.05163 | 0
19 | 251 | -0.07715 | -0.11366 | -0.10126 | 0
19 | 233 | -0.04433 | -0.08528 | -0.03601 | 0
19 | 233 | -0.04424 | -0.08528 | -0.03594 | 0
19 | 243 | -0.09559 | -0.10571 | -0.11458 | 0
19 | 251 | -0.09047 | -0.11257 | -0.09696 | 0
19 | 251 | -0.09661 | -0.11242 | -0.09661 | 0
19 | 251 | -0.09674 | -0.11685 | -0.11685 | 0
20 | 506 | -0.00091 | -0.03926 | 0.04732 | -0.01667
20 | 338 | 0.05374 | -0.04786 | -0.0656 | -0.02269
20 | 1452 | -0.12899 | 0.17242 | 0.09347 | 0.20521
20 | 526 | -0.05374 | 0.04786 | 0.0656 | 0.02269
20 | 976 | 0.08902 | -0.18732 | -0.07645 | -0.25273
20 | 830 | 0.09028 | 0.26096 | 0.17155 | 0.38163
20 | 961 | -0.06904 | -0.24664 | -0.15786 | -0.36498
20 | 245 | 0.23046 | 0.18928 | 0.18045 | 0.16668
20 | 1598 | 0.11703 | 0.26821 | 0.39979 | 0.18547
20 | 1009 | 0.12636 | -0.16928 | -0.07419 | -0.20651
20 | 584 | 0.00521 | 0.07044 | 0.02953 | -0.15943
20 | 644 | 0.01813 | 0.12864 | 0.06444 | 0.31965
20 | 1508 | -0.08082 | 0.22113 | 0.09825 | 0.2737
20 | 370 | 0.00248 | 0.06336 | 0.02421 | 0.00247
20 | 316 | 0.00234 | 0.05013 | 0.02764 | -0.02702
20 | 1086 | 0.02064 | -0.1211 | 0.07846 | -0.11409
20 | 4500 | -1 | 0 | 0 | 0
20 | 7000 | 0 | 1 | 0 | 0
20 | 4400 | 0 | -1 | 0 | 0
20 | 228 | -0.08557 | -0.10604 | -0.10604 | 0
20 | 228 | -0.09661 | -0.09149 | -0.10891 | 0
20 | 228 | -0.10906 | -0.08971 | -0.10906 | 0
20 | 236 | -0.07319 | -0.10661 | -0.09539 | 0
20 | 236 | -0.07477 | -0.10711 | -0.09778 | 0
20 | 236 | -0.04894 | -0.09832 | -0.05626 | 0
20 | 236 | -0.07313 | -0.10659 | -0.0953 | 0
20 | 236 | -0.07487 | -0.10713 | -0.09788 | 0
20 | 217 | -0.04608 | -0.08262 | -0.04022 | 0
20 | 217 | -0.04906 | -0.08997 | -0.04906 | 0
20 | 217 | -0.09865 | -0.08782 | -0.08782 | 0
20 | 217 | -0.10069 | -0.10069 | -0.10069 | 0
20 | 275 | -0.12546 | -0.11763 | -0.12973 | 0
20 | 275 | -0.10758 | -0.11968 | -0.12961 | 0
20 | 275 | -0.12833 | -0.12404 | -0.12833 | 0
20 | 287 | -0.10456 | -0.13239 | -0.12809 | 0
20 | 287 | -0.10259 | -0.12857 | -0.11055 | 0
20 | 287 | -0.1099 | -0.13351 | -0.13351 | 0
20 | 217 | -0.08255 | -0.09183 | -0.07811 | 0
20 | 217 | -0.08324 | -0.09707 | -0.08324 | 0
21 | 353 | 0.05374 | -0.04786 | -0.06566 | -0.0229
21 | 511 | -0.05374 | 0.04786 | 0.06566 | 0.0229
21 | 1012 | 0.08902 | -0.18732 | -0.07577 | -0.25346
21 | 930 | -0.06904 | -0.24664 | -0.15725 | -0.35986
21 | 1585 | 0.11703 | 0.26821 | 0.40101 | 0.18711
21 | 1056 | 0.12636 | -0.16928 | -0.0736 | -0.20827
21 | 527 | 0.00521 | 0.07044 | 0.02933 | -0.15953
21 | 734 | 0.01813 | 0.12864 | 0.06408 | 0.36156
21 | 1097 | 0.02064 | -0.1211 | 0.08039 | -0.11511
21 | 4500 | -1 | 0 | 0 | 0
21 | 7000 | 0 | 1 | 0 | 0
21 | 4400 | 0 | -1 | 0 | 0
21 | 197 | 0.03289 | 0.07738 | 0.05928 | 0
21 | 197 | 0.02659 | 0.07721 | 0.0517 | 0
21 | 197 | 0.02239 | 0.07594 | 0.0502 | 0
21 | 197 | 0.02237 | 0.07593 | 0.05019 | 0
21 | 197 | 0.0282 | 0.07762 | 0.05253 | 0
21 | 227 | -0.09613 | -0.09093 | -0.10856 | 0
21 | 227 | -0.08522 | -0.10566 | -0.10566 | 0
21 | 227 | -0.08912 | -0.0976 | -0.10728 | 0
21 | 208 | -0.09393 | -0.08001 | -0.08001 | 0
21 | 208 | -0.09666 | -0.05379 | -0.07657 | 0
21 | 208 | -0.09668 | -0.05363 | -0.07656 | 0
21 | 208 | -0.09656 | -0.09656 | -0.09656 | 0
21 | 208 | -0.09987 | -0.08052 | -0.09987 | 0
21 | 208 | -0.09907 | -0.07224 | -0.09329 | 0
21 | 236 | -0.04373 | -0.09733 | -0.05048 | 0
21 | 236 | -0.05069 | -0.0973 | -0.05069 | 0
21 | 236 | -0.07405 | -0.10703 | -0.09634 | 0
21 | 236 | -0.07526 | -0.10739 | -0.09806 | 0
21 | 236 | -0.07516 | -0.10737 | -0.09797 | 0
21 | 217 | -0.04599 | -0.08222 | -0.03983 | 0
21 | 227 | -0.08882 | -0.09894 | -0.10701 | 0
22 | 344 | 0.05374 | -0.04786 | -0.06569 | -0.02296
22 | 1349 | -0.12899 | 0.17242 | 0.09285 | 0.20693
22 | 521 | -0.05374 | 0.04786 | 0.06569 | 0.02296
22 | 1079 | 0.08902 | -0.18732 | -0.07561 | -0.25334
22 | 858 | 0.09028 | 0.26096 | 0.17083 | 0.37584
22 | 991 | -0.06904 | -0.24664 | -0.15716 | -0.35949
22 | 1651 | 0.11703 | 0.26821 | 0.40101 | 0.18733
22 | 1111 | 0.12636 | -0.16928 | -0.07345 | -0.20823
22 | 722 | 0.01813 | 0.12864 | 0.06403 | 0.35616
22 | 1408 | -0.08082 | 0.22113 | 0.0973 | 0.27598
22 | 200 | 0.00234 | 0.05013 | 0.02731 | -0.02737
22 | 622 | 0.00956 | -0.11548 | 0.00534 | -0.05179
22 | 1115 | 0.02064 | -0.1211 | 0.08061 | -0.11524
22 | 4500 | -1 | 0 | 0 | 0
22 | 4400 | 0 | -1 | 0 | 0
22 | 7000 | 0 | 1 | 0 | 0
22 | 231 | -0.11084 | -0.08886 | -0.11084 | 0
22 | 231 | -0.09776 | -0.09222 | -0.11036 | 0
22 | 231 | -0.08941 | -0.09765 | -0.10937 | 0
22 | 231 | -0.08944 | -0.09758 | -0.10938 | 0
22 | 212 | -0.09845 | -0.06241 | -0.08194 | 0
22 | 212 | -0.10082 | -0.07222 | -0.09441 | 0
22 | 239 | -0.04291 | -0.09831 | -0.04958 | 0
22 | 239 | -0.05107 | -0.09854 | -0.05107 | 0
22 | 239 | -0.07468 | -0.10872 | -0.09879 | 0
22 | 239 | -0.08836 | -0.11131 | -0.11131 | 0
22 | 239 | -0.11098 | -0.11098 | -0.11098 | 0
22 | 220 | -0.04757 | -0.08371 | -0.04139 | 0
22 | 220 | -0.04748 | -0.0837 | -0.04131 | 0
22 | 220 | -0.09976 | -0.08717 | -0.08717 | 0
22 | 533 | 0.18034 | 0.2366 | 0.19466 | 0
22 | 533 | 0.13519 | 0.22753 | 0.16436 | 0
22 | 533 | 0.16943 | 0.23564 | 0.18359 | 0
22 | 533 | 0.17424 | 0.2325 | 0.19937 | 0
22 | 533 | 0.15269 | 0.22744 | 0.18713 | 0
22 | 533 | 0.16431 | 0.22852 | 0.19879 | 0
22 | 254 | -0.12176 | -0.09938 | -0.12176 | 0
22 | 239 | -0.09175 | -0.10699 | -0.09175 | 0
23 | 332 | 0.05374 | -0.04786 | -0.06577 | -0.02248
23 | 533 | -0.05374 | 0.04786 | 0.06577 | 0.02248
23 | 1114 | 0.08902 | -0.18732 | -0.07487 | -0.25424
23 | 1018 | -0.06904 | -0.24664 | -0.15672 | -0.36265
23 | 1638 | 0.11703 | 0.26821 | 0.40116 | 0.18561
23 | 1143 | 0.12636 | -0.16928 | -0.07272 | -0.20842
23 | 749 | 0.01813 | 0.12865 | 0.0638 | 0.36886
23 | 559 | 0.00956 | -0.11548 | 0.00563 | -0.05061
23 | 1165 | 0.02064 | -0.12111 | 0.08074 | -0.11416
23 | 4500 | -1 | 0 | 0 | 0
23 | 7000 | 0 | 1 | 0 | 0
23 | 4400 | 0 | -1 | 0 | 0
23 | 197 | 0 | 0.07071 | 0.03706 | 0
23 | 197 | 0 | 0.07135 | 0.0351 | 0
23 | 197 | 0.0393 | 0.07698 | 0.0684 | 0
23 | 151 | -0.0125 | 0.04452 | 0.01612 | 0
23 | 151 | -0.0127 | 0.04437 | 0.01592 | 0
23 | 212 | -0.08922 | -0.08452 | -0.1014 | 0
23 | 212 | -0.08213 | -0.0905 | -0.10027 | 0
23 | 212 | -0.08216 | -0.09043 | -0.10028 | 0
23 | 193 | -0.08952 | -0.02528 | -0.05884 | 0
23 | 193 | -0.08954 | -0.02511 | -0.05883 | 0
23 | 193 | -0.0864 | -0.06963 | -0.06963 | 0
23 | 193 | -0.08957 | -0.08957 | -0.08957 | 0
23 | 221 | -0.03324 | -0.0895 | -0.0395 | 0
23 | 221 | -0.06875 | -0.10038 | -0.09103 | 0
23 | 221 | -0.08178 | -0.10281 | -0.10281 | 0
23 | 202 | -0.04533 | -0.07825 | -0.04063 | 0
23 | 202 | -0.04171 | -0.08291 | -0.04171 | 0
23 | 505 | 0.17159 | 0.22512 | 0.18275 | 0
23 | 505 | 0.16351 | 0.2197 | 0.18894 | 0
23 | 505 | 0.15727 | 0.22385 | 0.16822 | 0
23 | 505 | 0.15076 | 0.21459 | 0.18819 | 0
23 | 505 | 0.13573 | 0.21321 | 0.17309 | 0
23 | 505 | 0.09694 | 0.2111 | 0.12968 | 0
23 | 193 | -0.09371 | -0.06594 | -0.09199 | 0
23 | 193 | -0.09372 | -0.06948 | -0.09372 | 0
23 | 193 | -0.08901 | -0.08604 | -0.08604 | 0
24 | 348 | 0.05374 | -0.04764 | -0.06566 | -0.02236
24 | 516 | -0.05374 | 0.04764 | 0.06566 | 0.02236
24 | 1072 | 0.08902 | -0.1878 | -0.07552 | -0.25447
24 | 983 | -0.06904 | -0.247 | -0.15708 | -0.3634
24 | 1647 | 0.11703 | 0.26796 | 0.40124 | 0.1852
24 | 1109 | 0.12636 | -0.16962 | -0.07335 | -0.20847
24 | 1098 | 0.02064 | -0.11759 | 0.08025 | -0.1139
24 | 4500 | -1 | 0 | 0 | 0
24 | 4400 | 0 | -1 | 0 | 0
24 | 207 | 0.04263 | 0.0808 | 0.07331 | 0
24 | 160 | 0 | 0.05746 | 0.03024 | 0
24 | 160 | 0 | 0.05919 | 0.02493 | 0
24 | 160 | -0.05641 | 0.01465 | -0.02502 | 0
24 | 160 | -0.05685 | 0.01433 | -0.02547 | 0
24 | 209 | -0.07992 | -0.08702 | -0.09924 | 0
24 | 209 | -0.07989 | -0.08709 | -0.09923 | 0
24 | 190 | -0.08928 | -0.00764 | -0.05394 | 0
24 | 190 | -0.0893 | -0.00744 | -0.05392 | 0
24 | 216 | -0.04984 | -0.0913 | -0.05677 | 0
24 | 216 | -0.05151 | -0.09012 | -0.05151 | 0
24 | 216 | -0.07846 | -0.10056 | -0.10056 | 0
24 | 216 | -0.10024 | -0.10024 | -0.10024 | 0
24 | 216 | -0.06469 | -0.09767 | -0.08664 | 0
24 | 216 | -0.06619 | -0.09819 | -0.08908 | 0
24 | 197 | -0.08813 | -0.07084 | -0.07084 | 0
24 | 197 | -0.04286 | -0.07558 | -0.03786 | 0
24 | 502 | 0.15527 | 0.22303 | 0.16406 | 0
24 | 502 | 0.17211 | 0.22453 | 0.18114 | 0
24 | 502 | 0.16261 | 0.21815 | 0.18844 | 0
24 | 502 | 0.06281 | 0.20523 | 0.09965 | 0
24 | 502 | 0.14773 | 0.2122 | 0.1875 | 0
24 | 502 | 0.13025 | 0.21061 | 0.16991 | 0
24 | 209 | -0.10259 | -0.06918 | -0.10259 | 0
24 | 190 | -0.09342 | -0.05342 | -0.08939 | 0
24 | 216 | -0.08213 | -0.10051 | -0.10051 | 0

## 5. General remarks
5. General remarks
Topic | Remark
Historical values | Historical values are provided for information purposes only. No analysis will be done using this information.
Production capacity in winter | Production capacity represents the active power that can effectively be injected into the grid. Slight deviations from installed capacity are therefore possible. The forecasted production capacity at the beginning of the winter is used in the simulations.

## 6. Other countries sources
5. Other countries sources
Country | Main source/adequacy report
France | http://www.rte-france.com/fr/article/bilan-previsionnel (latest version will be used)
Germany | http://www.bmwi.de/ ; http://data.netzausbau.de/2030/Szenariorahmen_2030_Genehmigung.pdf
Great Britain | http://fes.nationalgrid.com/media/1253/final-fes-2017-updated-interactive-pdf-44-amended.pdf
The Netherlands | The 2017 update of the "Rapport Monitoring Leveringszekerheid" will be used.
Mid Term Adequacy Forecasts | https://www.entsoe.eu/outlooks/maf/Pages/default.aspx
Winter Outlook | https://www.entsoe.eu/publications/system-development-reports/outlook-reports/Pages/default.aspx
More sources will be provided together with analysis report.