## Contents
Elia Adequacy Report - study assumptions
Need for strategic reserve for the winter 2020-21
This data is provided in the framework of the evaluation of the strategic reserve volume for winter 2020-21.
It includes forecasts for the 3 next winters 2020-21, 2021-22 and 2022-23.
Data contained in this document is subject to a public consultation, starting 28/08/2019 and ending 25/09/2019.
1. Production
1.1 Production summary
1.2 Individually modelled thermal production
1.3 Renewable production
1.4 Pumped storage
1.5 Profiled thermal production
1.6 Forced outage rates
2. Consumption
2.1 Demand
2.2 Demand profile
2.3 Market response
3. Balancing reserves
4. Flow based domains
4.1 Flow based typical day 1
4.2 Flow based typical day 2
4.3 Flow based typical day 3
4.4 Flow based typical day 4

## 1.1 Production summary
1.1 Production summary
Production capacity for winter [MW]
Production type |  | 2018-19 | 2019-20 | 2020-21 | 2021-22 | 2022-23
Individually modelled non renewable thermal production |  | 11095 | 11681 | 11699 | 11699 | 11699
CCGT/GT/CL | Gas | 4266.6 | 4825.6 | 4825.6 | 4825.6 | 4825.6
CHP | Gas | 769.4 | 778.4 | 778.4 | 778.4 | 778.4
| Nuclear | 5919 | 5919 | 5919 | 5919 | 5919
| Oil | 140 | 158 | 176 | 176 | 176
| Coal | 0 | 0 | 0 | 0 | 0
Profiled thermal non renewable production |  | 1164 | 1206 | 1324 | 1324 | 1324
Renewable production |  | 8492.9106 | 9620.925 | 11012.0357 | 11440.7452 | 11911.1372
| Wind | 3335.0271 | 3980 | 4860.95 | 4978.55 | 5093.15
| Photovoltaics | 3931.7835 | 4383.899 | 4965.149 | 5302.5773 | 5639.3677
| Hydro RoR | 114 | 151 | 171 | 176 | 180
| Biomass - individually modelled | 348 | 348 | 273 | 273 | 273
| Biomass - profiled | 446 | 444.926 | 428.8367 | 397.5179 | 412.5195
| Waste - individually modelled | 267.1 | 267.1 | 267.1 | 267.1 | 267.1
| Waste - profiled | 51 | 46 | 46 | 46 | 46
Pumped storage |  | 1308 | 1308 | 1308 | 1308 | 1308

## 1.2 Ind. mod. thermal prod.
1.2 Individually modelled thermal production
Owner | Production unit name | Type | Fuel type | Production capacity [MW] | 2018-19 | 2019-20 | 2020-21 | 2021-22 | 2022-23 | Comment
Electrabel | AALST SYRAL GT | CHP | Gas | 43 | yes | yes | yes | yes | yes
Electrabel | AALST SYRAL ST | CHP | Gas | 5 | yes | yes | yes | yes | yes
Electrabel | AALTER TJ | TJ | Oil | 18 | yes | yes | yes | yes | yes
Electrabel | AMERCOEUR 1 GT | CCGT-GT | Gas | 289 | yes | yes | yes | yes | yes
Electrabel | AMERCOEUR 1 ST | CCGT-ST | Gas | 162 | yes | yes | yes | yes | yes
Luminus | ANGLEUR TG 31 | CCGT-GT | Gas | 25 | yes | yes | yes | yes | yes
Luminus | ANGLEUR TG 32 | CCGT-GT | Gas | 25 | yes | yes | yes | yes | yes
Luminus | ANGLEUR TG 41 | GT | Gas | 63 | yes | yes | yes | yes | yes
Luminus | ANGLEUR TG 42 | GT | Gas | 63 | yes | yes | yes | yes | yes
Electrabel | ARLANXEO ZWIJDRECHT GT | CHP | Gas | 43 | yes | yes | yes | yes | yes
Electrabel | ARLANXEO ZWIJNDRECHT ST | CHP | Gas | 15 | yes | yes | yes | yes | yes
Electrabel | AWIRS 4 | CL | Biomass | 75 | yes | yes | no | no | no
Electrabel | BEERSE TJ | TJ | Oil | 32 | yes | yes | yes | yes | yes
Biopower | BIOMASSA OOSTENDE | IS | Biomass | 18 | yes | yes | yes | yes | yes
Biostoom | BIOSTOOM OOSTENDE | IS | Waste | 19.4 | yes | yes | yes | yes | yes
Electrabel | CIERREUX TJ | TJ | Oil | 18 | yes | yes | yes | yes | yes
Electrabel | DEUX-ACREN TJ | TJ | Oil | 18 | no | yes | yes | yes | yes | TJ in DSO grid - availability to be confirmed by owner
Electrabel | DOEL 1 | NU | Nuclear | 433 | yes | yes | yes | yes | yes
Electrabel | DOEL 2 | NU | Nuclear | 433 | yes | yes | yes | yes | yes
Electrabel | DOEL 3 | NU | Nuclear | 1006 | yes | yes | yes | yes | no | Decommissiong foreseen as by law from 01/10/2022
Electrabel | DOEL 4 | NU | Nuclear | 1039 | yes | yes | yes | yes | yes
Electrabel | DROGENBOS GT1 | CCGT-GT | Gas | 150 | yes | yes | yes | yes | yes
Electrabel | DROGENBOS GT2 | CCGT-GT | Gas | 150 | yes | yes | yes | yes | yes
Electrabel | DROGENBOS ST | CCGT-ST | Gas | 160 | no | yes | yes | yes | yes
Euro-silo | Euro-Silo | CHP | Gas | 13 | yes | yes | yes | yes | yes
Electrabel | EVONIK DEGUSSA GT2 | CHP | Gas | 32 | yes | yes | yes | yes | yes
Electrabel | EVONIK DEGUSSA ST | CHP | Gas | 10 | yes | yes | yes | yes | yes
Electrabel | Fluxys Zeebrugge | CHP | Gas | 40 | yes | yes | yes | yes | yes
Green Power | Greenpower Oostende | IS | Waste | 20 | yes | yes | yes | yes | yes
Luminus | HAM 31 | GT | Gas | 56 | yes | yes | yes | yes | yes
Luminus | HAM 32 | GT | Gas | 56 | yes | yes | yes | yes | yes
Luminus | HAM Gent -GT/ST | CHP | Gas | 52 | no | yes | yes | yes | yes
Electrabel | HERDERSBRUG GT1 | CCGT-GT | Gas | 157 | yes | yes | yes | yes | yes
Electrabel | HERDERSBRUG GT2 | CCGT-GT | Gas | 156.3 | yes | yes | yes | yes | yes
Electrabel | HERDERSBRUG ST | CCGT-ST | Gas | 167 | yes | yes | yes | yes | yes
IPALLE | Incinerateur THUMAIDE (IPALLE) GTA1 | IS | Waste | 18.8 | yes | yes | yes | yes | yes
IPALLE | Incinerateur THUMAIDE (IPALLE) GTA2 | IS | Waste | 18.9 | yes | yes | yes | yes | yes
Indaver | Indaver-Sleco Doel GEN1 | IS | Waste | 20 | yes | yes | yes | yes | yes
Indaver | Indaver-Sleco Doel GEN2 | IS | Waste | 41 | yes | yes | yes | yes | yes
Indaver | Indaver-Sleco Doel GEN3 | IS | Waste | 24 | yes | yes | yes | yes | yes
Electrabel | INEOS PHENOL DOEL CHP | CHP | Gas | 25.1 | yes | yes | yes | yes | yes
INEOS | INESCO GT1 | CCGT-GT | Gas | 48.5 | yes | yes | yes | yes | yes
INEOS | INESCO GT2 | CCGT-GT | Gas | 44.8 | yes | yes | yes | yes | yes
INEOS | INESCO ST | CCGT-ST | Gas | 44.8 | yes | yes | yes | yes | yes
INTRADEL | INTRADEL | IS | Waste | 32 | yes | yes | yes | yes | yes
Electrabel | ISVAG | IS | Waste | 12 | yes | yes | yes | yes | yes
Lampiris | IVBO | IS | Waste | 16 | yes | yes | yes | yes | yes
Luminus | IZEGEM | GT | Gas | 20 | yes | yes | yes | yes | yes
Inovyn | JEMEPPE-SUR-SAMBRE G ST | CHP | Gas | 10 | yes | yes | yes | yes | yes
Inovyn | JEMEPPE-SUR-SAMBRE GT1 | CHP | Gas | 43 | yes | yes | yes | yes | yes
Inovyn | JEMEPPE-SUR-SAMBRE GT2 | CHP | Gas | 43 | yes | yes | yes | yes | yes
Electrabel | KNIPPEGROEN STEG | CL | Gas | 315 | yes | yes | yes | yes | yes
Lillo Energy | LILLO ENERGY DEGUSSA GT1 | CHP | Gas | 43 | yes | yes | yes | yes | yes
Direct Energie | MARCINELLE ENERGIE TGV | CCGT | Gas | 405 | yes | yes | yes | yes | yes
Electrabel | MONSANTO LILLO WKK EBL | CHP | Gas | 43 | yes | no | no | no | no | Exceptionnal availability in 2018-19
Electrabel | NOORDSCHOTE TJ | TJ | Oil | 18 | yes | yes | yes | yes | yes
Electrabel | LANXESS LILLO WKK EBL | CHP | Gas | 43 | yes | yes | yes | yes | yes
Luminus | RINGVAART STEG | CCGT | Gas | 357 | yes | yes | yes | yes | yes
Electrabel | RODENHUIZE 4 | CL | Biomass | 205 | yes | yes | yes | yes | yes
Electrabel | SAINT-GHISLAIN STEG | CCGT | Gas | 350 | yes | yes | yes | yes | yes
Electrabel | SAPPI LANAKEN GT | CHP | Gas | 43 | yes | yes | yes | yes | yes
Electrabel | Schaerbeek SIOMAB 1 | IS | Waste | 15 | yes | yes | yes | yes | yes
Electrabel | Schaerbeek SIOMAB 2 | IS | Waste | 15 | yes | yes | yes | yes | yes
Electrabel | Schaerbeek SIOMAB 3 | IS | Waste | 15 | yes | yes | yes | yes | yes
EXXONMOBIL | SCHELDELAAN EXXONMOBIL | CHP | Gas | 140 | yes | yes | yes | yes | yes
Luminus | SERAING TG1 | CCGT-GT | Gas | 157.5 | no | yes | yes | yes | yes
Luminus | SERAING TG2 | CCGT-GT | Gas | 157.5 | no | yes | yes | yes | yes
Luminus | SERAING TGV | CCGT-ST | Gas | 170 | no | yes | yes | yes | yes
STORA | STORA LANGERBRUGGE CHP 1 | CHP | Biomass | 40 | yes | yes | yes | yes | yes
STORA | STORA LANGERBRUGGE CHP 2 | CHP | Biomass | 10 | yes | yes | yes | yes | yes
Taminco | TAMINCO GENT CHP | CHP | Gas | 6.3 | yes | yes | yes | yes | yes
Electrabel | TIHANGE 1N | NU | Nuclear | 481 | yes | yes | yes | yes | yes
Electrabel | TIHANGE 1S | NU | Nuclear | 481 | yes | yes | yes | yes | yes
Electrabel | TIHANGE 2 | NU | Nuclear | 1008 | yes | yes | yes | yes | yes | Decommissiong foreseen as by law from 01/02/2023
Electrabel | TIHANGE 3 | NU | Nuclear | 1038 | yes | yes | yes | yes | yes
T-Power | T-POWER | CCGT | Gas | 425 | yes | yes | yes | yes | yes
EM Generation Brussels | VILVOORDE GT | CCGT-GT | Gas | 265 | yes | yes | yes | yes | yes
EM Generation Brussels | VILVOORDE ST | CCGT-ST | Gas | 120 | no | no | no | no | no
TOTAL | WILMARSDONK TOTAL GT1 | CHP | Gas | 43 | yes | yes | yes | yes | yes
TOTAL | WILMARSDONK TOTAL GT2 | CHP | Gas | 43 | yes | yes | yes | yes | yes
TOTAL | WILMARSDONK TOTAL GT3 | CHP | Gas | 43 | yes | yes | yes | yes | yes
Electrabel | ZANDVLIET POWER | CCGT | Gas | 386.2 | yes | yes | yes | yes | yes
Electrabel | ZEDELGEM TJ | TJ | Oil | 18 | yes | yes | yes | yes | yes
Electrabel | ZEEBRUGGE TJ | TJ | Oil | 18 | yes | yes | yes | yes | yes
Electrabel | ZELZATE TJ | TJ | Oil | 18 | yes | yes | yes | yes | yes
Electrabel | LANGERLO 3 | GT | Gas | 43 | yes | no | no | no | no | Exceptionnal availability in 2018-19
Electrabel | LANGERLO 4 | GT | Gas | 43 | yes | no | no | no | no | Exceptionnal availability in 2018-19
Electrabel | IXELLES-VOLTA TJ | TJ | Oil | 18 | no | no | yes | yes | yes | TJ in DSO grid - availability to be confirmed by owner
Legend Unit-Type
CCGT | Combined Cycle
CCGT-GT | Combined Cycle - Gas Turbine
CCGT-ST | Combined Cycle - Steam Turbine
CL | Classic
GT | Gas Turbine
ST | Steam Turbine
IS | Incineration Station
NU | Nuclear
TJ | TurboJet
CHP | Cogeneration Unit

## 1.3 Renewable prod.
1.3 Renewable production
Production capacity in winter [MW]
Production type |  | 2018-19 | 2019-20 | 2020-21 | 2021-22 | 2022-23
Wind
| onshore | 2284.0271 | 2370 | 2608 | 2725.6 | 2840.2
| offshore | 1051 | 1610 | 2252.95 | 2252.95 | 2252.95
Photovoltaics |  | 3931.7835 | 4383.899 | 4965.149 | 5302.5773 | 5639.3677
Biofuel |  | 814 | 831 | 701.8367 | 670.5179 | 685.5195
| individually modelled | 348 | 348 | 273 | 273 | 273
| profiled | 446 | 444.926 | 428.8367 | 397.5179 | 412.5195
Waste |  | 332 | 332 | 314 | 314 | 314
| individually modelled | 268 | 268 | 268 | 268 | 268
| profiled | 51 | 46 | 46 | 46 | 46
Hydro - run of river |  | 114 | 151 | 171 | 176 | 180
For onshore capacity the projections of the 3 regions were consulted.
For solar capacity the projections of the 3 regions were consulted.
For offshore capacity the commissioning dates of the wind farms were consulted.
For Biofuel & Waste CIPU the latest known information of plant owners is taken into account.
For Biofuel non CIPU the capacities from the Elia PISA database are combined with the growth rates projected by the regions.
For Waste non CIPU the capacities from the Elia PISA database are consulted and deemed to remain constant.
For hydro capacity the projections of the 3 regions were consulted.

## 1.4 Pumped-storage
1.4 Pumped-storage
BE Pumped-Storage facilities
| 2018-19 | 2019-20 | 2020-21 | 2021-22 | 2022-23
Storage reservoir [MWh] | 5800 | 5800 | 5800 | 5800 | 5800
Storage reservoir derating (ancillary services) [MWh] | 500 | 500 | 500 | 500 | 500
Available storage for economical dispatch [MWh] | 5300 | 5300 | 5300 | 5300 | 5300
Turbining capacity [MW]
Unit name | 2018-19 | 2019-20 | 2020-21 | 2021-22 | 2022-23
Coo 1 | 158 | 158 | 158 | 158 | 158
Coo 2 | 158 | 158 | 158 | 158 | 158
Coo 3 | 158 | 158 | 158 | 158 | 158
Coo 4 | 230 | 230 | 230 | 230 | 230
Coo 5 | 230 | 230 | 230 | 230 | 230
Coo 6 | 230 | 230 | 230 | 230 | 230
Platte Taille 1 | 36 | 36 | 36 | 36 | 36
Platte Taille 2 | 36 | 36 | 36 | 36 | 36
Platte Taille 3 | 36 | 36 | 36 | 36 | 36
Platte Taille 4 | 36 | 36 | 36 | 36 | 36

## 1.5 Profiled thermal production
1.5 Profiled thermal production
Profiled production capacity in winter [MW]
Fuel type | 2018-19 | 2019-20 | 2020-21 | 2021-2022 | 2022-2023
Waste | 51 | 46 | 46 | 46 | 46
Biomass | 446 | 444.926 | 428.8367 | 397.5179 | 412.5195
Gas and other | 1164 | 1206 | 1324 | 1324 | 1324
Normalised hourly production
[% of profiled production capacity]
Date | Hour |  | Waste + Biosmass + Gas-fired + Other
2020-11-01 | 44136 |  | 48.39%
2020-11-01 01:00 | 44136.0417 |  | 48.94%
2020-11-01 02:00 | 44136.0833 |  | 47.77%
2020-11-01 03:00 | 44136.125 |  | 47.33%
2020-11-01 04:00 | 44136.1667 |  | 47.08%
2020-11-01 05:00 | 44136.2083 |  | 47.6%
2020-11-01 06:00 | 44136.25 |  | 49.69%
2020-11-01 07:00 | 44136.2917 |  | 53.5%
2020-11-01 08:00 | 44136.3333 |  | 55.51%
2020-11-01 09:00 | 44136.375 |  | 56.36%
2020-11-01 10:00 | 44136.4167 |  | 56.28%
2020-11-01 11:00 | 44136.4583 |  | 56.03%
2020-11-01 12:00 | 44136.5 |  | 56.54%
2020-11-01 13:00 | 44136.5417 |  | 56.49%
2020-11-01 14:00 | 44136.5833 |  | 56.35%
2020-11-01 15:00 | 44136.625 |  | 56.23%
2020-11-01 16:00 | 44136.6667 |  | 56.07%
2020-11-01 17:00 | 44136.7083 |  | 56.09%
2020-11-01 18:00 | 44136.75 |  | 56.81%
2020-11-01 19:00 | 44136.7917 |  | 55.79%
2020-11-01 20:00 | 44136.8333 |  | 54.23%
2020-11-01 21:00 | 44136.875 |  | 52.63%
2020-11-01 22:00 | 44136.9167 |  | 50.92%
2020-11-01 23:00 | 44136.9583 |  | 50.3%
2020-11-02 | 44137 |  | 51.38%
2020-11-02 01:00 | 44137.0417 |  | 50.7%
2020-11-02 02:00 | 44137.0833 |  | 50.66%
2020-11-02 03:00 | 44137.125 |  | 50.95%
2020-11-02 04:00 | 44137.1667 |  | 51.31%
2020-11-02 05:00 | 44137.2083 |  | 51.97%
2020-11-02 06:00 | 44137.25 |  | 54.7%
2020-11-02 07:00 | 44137.2917 |  | 58.73%
2020-11-02 08:00 | 44137.3333 |  | 59.19%
2020-11-02 09:00 | 44137.375 |  | 58.82%
2020-11-02 10:00 | 44137.4167 |  | 58.44%
2020-11-02 11:00 | 44137.4583 |  | 58.38%
2020-11-02 12:00 | 44137.5 |  | 58.3%
2020-11-02 13:00 | 44137.5417 |  | 58.26%
2020-11-02 14:00 | 44137.5833 |  | 58.64%
2020-11-02 15:00 | 44137.625 |  | 58.86%
2020-11-02 16:00 | 44137.6667 |  | 59.23%
2020-11-02 17:00 | 44137.7083 |  | 59.61%
2020-11-02 18:00 | 44137.75 |  | 60.36%
2020-11-02 19:00 | 44137.7917 |  | 59.45%
2020-11-02 20:00 | 44137.8333 |  | 58.25%
2020-11-02 21:00 | 44137.875 |  | 56.99%
2020-11-02 22:00 | 44137.9167 |  | 55.75%
2020-11-02 23:00 | 44137.9583 |  | 54.97%
2020-11-03 | 44138 |  | 51.4%
2020-11-03 01:00 | 44138.0417 |  | 50.71%
2020-11-03 02:00 | 44138.0833 |  | 50.67%
2020-11-03 03:00 | 44138.125 |  | 50.97%
2020-11-03 04:00 | 44138.1667 |  | 51.32%
2020-11-03 05:00 | 44138.2083 |  | 51.98%
2020-11-03 06:00 | 44138.25 |  | 54.71%
2020-11-03 07:00 | 44138.2917 |  | 58.74%
2020-11-03 08:00 | 44138.3333 |  | 59.21%
2020-11-03 09:00 | 44138.375 |  | 58.84%
2020-11-03 10:00 | 44138.4167 |  | 58.45%
2020-11-03 11:00 | 44138.4583 |  | 58.39%
2020-11-03 12:00 | 44138.5 |  | 58.31%
2020-11-03 13:00 | 44138.5417 |  | 58.27%
2020-11-03 14:00 | 44138.5833 |  | 58.66%
2020-11-03 15:00 | 44138.625 |  | 58.87%
2020-11-03 16:00 | 44138.6667 |  | 59.25%
2020-11-03 17:00 | 44138.7083 |  | 59.63%
2020-11-03 18:00 | 44138.75 |  | 60.38%
2020-11-03 19:00 | 44138.7917 |  | 59.46%
2020-11-03 20:00 | 44138.8333 |  | 58.26%
2020-11-03 21:00 | 44138.875 |  | 57%
2020-11-03 22:00 | 44138.9167 |  | 55.77%
2020-11-03 23:00 | 44138.9583 |  | 54.99%
2020-11-04 | 44139 |  | 51.54%
2020-11-04 01:00 | 44139.0417 |  | 50.85%
2020-11-04 02:00 | 44139.0833 |  | 50.81%
2020-11-04 03:00 | 44139.125 |  | 51.11%
2020-11-04 04:00 | 44139.1667 |  | 51.46%
2020-11-04 05:00 | 44139.2083 |  | 52.13%
2020-11-04 06:00 | 44139.25 |  | 54.87%
2020-11-04 07:00 | 44139.2917 |  | 58.91%
2020-11-04 08:00 | 44139.3333 |  | 59.37%
2020-11-04 09:00 | 44139.375 |  | 59%
2020-11-04 10:00 | 44139.4167 |  | 58.62%
2020-11-04 11:00 | 44139.4583 |  | 58.55%
2020-11-04 12:00 | 44139.5 |  | 58.47%
2020-11-04 13:00 | 44139.5417 |  | 58.44%
2020-11-04 14:00 | 44139.5833 |  | 58.82%
2020-11-04 15:00 | 44139.625 |  | 59.04%
2020-11-04 16:00 | 44139.6667 |  | 59.41%
2020-11-04 17:00 | 44139.7083 |  | 59.79%
2020-11-04 18:00 | 44139.75 |  | 60.54%
2020-11-04 19:00 | 44139.7917 |  | 59.63%
2020-11-04 20:00 | 44139.8333 |  | 58.42%
2020-11-04 21:00 | 44139.875 |  | 57.16%
2020-11-04 22:00 | 44139.9167 |  | 55.92%
2020-11-04 23:00 | 44139.9583 |  | 55.14%
2020-11-05 | 44140 |  | 51.2%
2020-11-05 01:00 | 44140.0417 |  | 50.52%
2020-11-05 02:00 | 44140.0833 |  | 50.48%
2020-11-05 03:00 | 44140.125 |  | 50.77%
2020-11-05 04:00 | 44140.1667 |  | 51.12%
2020-11-05 05:00 | 44140.2083 |  | 51.79%
2020-11-05 06:00 | 44140.25 |  | 54.51%
2020-11-05 07:00 | 44140.2917 |  | 58.52%
2020-11-05 08:00 | 44140.3333 |  | 58.98%
2020-11-05 09:00 | 44140.375 |  | 58.61%
2020-11-05 10:00 | 44140.4167 |  | 58.23%
2020-11-05 11:00 | 44140.4583 |  | 58.17%
2020-11-05 12:00 | 44140.5 |  | 58.09%
2020-11-05 13:00 | 44140.5417 |  | 58.05%
2020-11-05 14:00 | 44140.5833 |  | 58.44%
2020-11-05 15:00 | 44140.625 |  | 58.65%
2020-11-05 16:00 | 44140.6667 |  | 59.02%
2020-11-05 17:00 | 44140.7083 |  | 59.4%
2020-11-05 18:00 | 44140.75 |  | 60.15%
2020-11-05 19:00 | 44140.7917 |  | 59.24%
2020-11-05 20:00 | 44140.8333 |  | 58.04%
2020-11-05 21:00 | 44140.875 |  | 56.79%
2020-11-05 22:00 | 44140.9167 |  | 55.56%
2020-11-05 23:00 | 44140.9583 |  | 54.78%
2020-11-06 | 44141 |  | 51.27%
2020-11-06 01:00 | 44141.0417 |  | 50.59%
2020-11-06 02:00 | 44141.0833 |  | 50.55%
2020-11-06 03:00 | 44141.125 |  | 50.84%
2020-11-06 04:00 | 44141.1667 |  | 51.19%
2020-11-06 05:00 | 44141.2083 |  | 51.86%
2020-11-06 06:00 | 44141.25 |  | 54.58%
2020-11-06 07:00 | 44141.2917 |  | 58.6%
2020-11-06 08:00 | 44141.3333 |  | 59.06%
2020-11-06 09:00 | 44141.375 |  | 58.69%
2020-11-06 10:00 | 44141.4167 |  | 58.31%
2020-11-06 11:00 | 44141.4583 |  | 58.25%
2020-11-06 12:00 | 44141.5 |  | 58.17%
2020-11-06 13:00 | 44141.5417 |  | 58.13%
2020-11-06 14:00 | 44141.5833 |  | 58.51%
2020-11-06 15:00 | 44141.625 |  | 58.73%
2020-11-06 16:00 | 44141.6667 |  | 59.1%
2020-11-06 17:00 | 44141.7083 |  | 59.48%
2020-11-06 18:00 | 44141.75 |  | 60.23%
2020-11-06 19:00 | 44141.7917 |  | 59.32%
2020-11-06 20:00 | 44141.8333 |  | 58.12%
2020-11-06 21:00 | 44141.875 |  | 56.86%
2020-11-06 22:00 | 44141.9167 |  | 55.63%
2020-11-06 23:00 | 44141.9583 |  | 54.85%
2020-11-07 | 44142 |  | 49.48%
2020-11-07 01:00 | 44142.0417 |  | 50.05%
2020-11-07 02:00 | 44142.0833 |  | 48.85%
2020-11-07 03:00 | 44142.125 |  | 48.4%
2020-11-07 04:00 | 44142.1667 |  | 48.15%
2020-11-07 05:00 | 44142.2083 |  | 48.68%
2020-11-07 06:00 | 44142.25 |  | 50.82%
2020-11-07 07:00 | 44142.2917 |  | 54.71%
2020-11-07 08:00 | 44142.3333 |  | 56.77%
2020-11-07 09:00 | 44142.375 |  | 57.64%
2020-11-07 10:00 | 44142.4167 |  | 57.56%
2020-11-07 11:00 | 44142.4583 |  | 57.3%
2020-11-07 12:00 | 44142.5 |  | 57.82%
2020-11-07 13:00 | 44142.5417 |  | 57.77%
2020-11-07 14:00 | 44142.5833 |  | 57.62%
2020-11-07 15:00 | 44142.625 |  | 57.51%
2020-11-07 16:00 | 44142.6667 |  | 57.34%
2020-11-07 17:00 | 44142.7083 |  | 57.36%
2020-11-07 18:00 | 44142.75 |  | 58.1%
2020-11-07 19:00 | 44142.7917 |  | 57.06%
2020-11-07 20:00 | 44142.8333 |  | 55.46%
2020-11-07 21:00 | 44142.875 |  | 53.82%
2020-11-07 22:00 | 44142.9167 |  | 52.07%
2020-11-07 23:00 | 44142.9583 |  | 51.43%
2020-11-08 | 44143 |  | 49.48%
2020-11-08 01:00 | 44143.0417 |  | 50.05%
2020-11-08 02:00 | 44143.0833 |  | 48.85%
2020-11-08 03:00 | 44143.125 |  | 48.4%
2020-11-08 04:00 | 44143.1667 |  | 48.15%
2020-11-08 05:00 | 44143.2083 |  | 48.68%
2020-11-08 06:00 | 44143.25 |  | 50.82%
2020-11-08 07:00 | 44143.2917 |  | 54.71%
2020-11-08 08:00 | 44143.3333 |  | 56.77%
2020-11-08 09:00 | 44143.375 |  | 57.64%
2020-11-08 10:00 | 44143.4167 |  | 57.56%
2020-11-08 11:00 | 44143.4583 |  | 57.3%
2020-11-08 12:00 | 44143.5 |  | 57.82%
2020-11-08 13:00 | 44143.5417 |  | 57.77%
2020-11-08 14:00 | 44143.5833 |  | 57.62%
2020-11-08 15:00 | 44143.625 |  | 57.51%
2020-11-08 16:00 | 44143.6667 |  | 57.34%
2020-11-08 17:00 | 44143.7083 |  | 57.36%
2020-11-08 18:00 | 44143.75 |  | 58.1%
2020-11-08 19:00 | 44143.7917 |  | 57.06%
2020-11-08 20:00 | 44143.8333 |  | 55.46%
2020-11-08 21:00 | 44143.875 |  | 53.82%
2020-11-08 22:00 | 44143.9167 |  | 52.07%
2020-11-08 23:00 | 44143.9583 |  | 51.43%
2020-11-09 | 44144 |  | 51.82%
2020-11-09 01:00 | 44144.0417 |  | 51.12%
2020-11-09 02:00 | 44144.0833 |  | 51.08%
2020-11-09 03:00 | 44144.125 |  | 51.38%
2020-11-09 04:00 | 44144.1667 |  | 51.74%
2020-11-09 05:00 | 44144.2083 |  | 52.41%
2020-11-09 06:00 | 44144.25 |  | 55.16%
2020-11-09 07:00 | 44144.2917 |  | 59.22%
2020-11-09 08:00 | 44144.3333 |  | 59.69%
2020-11-09 09:00 | 44144.375 |  | 59.32%
2020-11-09 10:00 | 44144.4167 |  | 58.93%
2020-11-09 11:00 | 44144.4583 |  | 58.87%
2020-11-09 12:00 | 44144.5 |  | 58.79%
2020-11-09 13:00 | 44144.5417 |  | 58.75%
2020-11-09 14:00 | 44144.5833 |  | 59.14%
2020-11-09 15:00 | 44144.625 |  | 59.35%
2020-11-09 16:00 | 44144.6667 |  | 59.73%
2020-11-09 17:00 | 44144.7083 |  | 60.11%
2020-11-09 18:00 | 44144.75 |  | 60.87%
2020-11-09 19:00 | 44144.7917 |  | 59.95%
2020-11-09 20:00 | 44144.8333 |  | 58.73%
2020-11-09 21:00 | 44144.875 |  | 57.47%
2020-11-09 22:00 | 44144.9167 |  | 56.22%
2020-11-09 23:00 | 44144.9583 |  | 55.43%
2020-11-10 | 44145 |  | 52.05%
2020-11-10 01:00 | 44145.0417 |  | 51.35%
2020-11-10 02:00 | 44145.0833 |  | 51.31%
2020-11-10 03:00 | 44145.125 |  | 51.61%
2020-11-10 04:00 | 44145.1667 |  | 51.97%
2020-11-10 05:00 | 44145.2083 |  | 52.64%
2020-11-10 06:00 | 44145.25 |  | 55.4%
2020-11-10 07:00 | 44145.2917 |  | 59.48%
2020-11-10 08:00 | 44145.3333 |  | 59.95%
2020-11-10 09:00 | 44145.375 |  | 59.58%
2020-11-10 10:00 | 44145.4167 |  | 59.19%
2020-11-10 11:00 | 44145.4583 |  | 59.13%
2020-11-10 12:00 | 44145.5 |  | 59.05%
2020-11-10 13:00 | 44145.5417 |  | 59.01%
2020-11-10 14:00 | 44145.5833 |  | 59.4%
2020-11-10 15:00 | 44145.625 |  | 59.61%
2020-11-10 16:00 | 44145.6667 |  | 60%
2020-11-10 17:00 | 44145.7083 |  | 60.38%
2020-11-10 18:00 | 44145.75 |  | 61.14%
2020-11-10 19:00 | 44145.7917 |  | 60.21%
2020-11-10 20:00 | 44145.8333 |  | 59%
2020-11-10 21:00 | 44145.875 |  | 57.72%
2020-11-10 22:00 | 44145.9167 |  | 56.47%
2020-11-10 23:00 | 44145.9583 |  | 55.68%
2020-11-11 | 44146 |  | 49.62%
2020-11-11 01:00 | 44146.0417 |  | 50.18%
2020-11-11 02:00 | 44146.0833 |  | 48.98%
2020-11-11 03:00 | 44146.125 |  | 48.53%
2020-11-11 04:00 | 44146.1667 |  | 48.28%
2020-11-11 05:00 | 44146.2083 |  | 48.81%
2020-11-11 06:00 | 44146.25 |  | 50.95%
2020-11-11 07:00 | 44146.2917 |  | 54.85%
2020-11-11 08:00 | 44146.3333 |  | 56.92%
2020-11-11 09:00 | 44146.375 |  | 57.79%
2020-11-11 10:00 | 44146.4167 |  | 57.71%
2020-11-11 11:00 | 44146.4583 |  | 57.45%
2020-11-11 12:00 | 44146.5 |  | 57.98%
2020-11-11 13:00 | 44146.5417 |  | 57.92%
2020-11-11 14:00 | 44146.5833 |  | 57.78%
2020-11-11 15:00 | 44146.625 |  | 57.66%
2020-11-11 16:00 | 44146.6667 |  | 57.5%
2020-11-11 17:00 | 44146.7083 |  | 57.51%
2020-11-11 18:00 | 44146.75 |  | 58.26%
2020-11-11 19:00 | 44146.7917 |  | 57.21%
2020-11-11 20:00 | 44146.8333 |  | 55.6%
2020-11-11 21:00 | 44146.875 |  | 53.96%
2020-11-11 22:00 | 44146.9167 |  | 52.21%
2020-11-11 23:00 | 44146.9583 |  | 51.57%
2020-11-12 | 44147 |  | 52.99%
2020-11-12 01:00 | 44147.0417 |  | 52.28%
2020-11-12 02:00 | 44147.0833 |  | 52.24%
2020-11-12 03:00 | 44147.125 |  | 52.54%
2020-11-12 04:00 | 44147.1667 |  | 52.9%
2020-11-12 05:00 | 44147.2083 |  | 53.59%
2020-11-12 06:00 | 44147.25 |  | 56.4%
2020-11-12 07:00 | 44147.2917 |  | 60.56%
2020-11-12 08:00 | 44147.3333 |  | 61.04%
2020-11-12 09:00 | 44147.375 |  | 60.65%
2020-11-12 10:00 | 44147.4167 |  | 60.26%
2020-11-12 11:00 | 44147.4583 |  | 60.19%
2020-11-12 12:00 | 44147.5 |  | 60.11%
2020-11-12 13:00 | 44147.5417 |  | 60.07%
2020-11-12 14:00 | 44147.5833 |  | 60.47%
2020-11-12 15:00 | 44147.625 |  | 60.69%
2020-11-12 16:00 | 44147.6667 |  | 61.08%
2020-11-12 17:00 | 44147.7083 |  | 61.47%
2020-11-12 18:00 | 44147.75 |  | 62.24%
2020-11-12 19:00 | 44147.7917 |  | 61.3%
2020-11-12 20:00 | 44147.8333 |  | 60.06%
2020-11-12 21:00 | 44147.875 |  | 58.76%
2020-11-12 22:00 | 44147.9167 |  | 57.49%
2020-11-12 23:00 | 44147.9583 |  | 56.68%
2020-11-13 | 44148 |  | 53.16%
2020-11-13 01:00 | 44148.0417 |  | 52.45%
2020-11-13 02:00 | 44148.0833 |  | 52.41%
2020-11-13 03:00 | 44148.125 |  | 52.72%
2020-11-13 04:00 | 44148.1667 |  | 53.08%
2020-11-13 05:00 | 44148.2083 |  | 53.77%
2020-11-13 06:00 | 44148.25 |  | 56.59%
2020-11-13 07:00 | 44148.2917 |  | 60.76%
2020-11-13 08:00 | 44148.3333 |  | 61.24%
2020-11-13 09:00 | 44148.375 |  | 60.86%
2020-11-13 10:00 | 44148.4167 |  | 60.46%
2020-11-13 11:00 | 44148.4583 |  | 60.4%
2020-11-13 12:00 | 44148.5 |  | 60.31%
2020-11-13 13:00 | 44148.5417 |  | 60.27%
2020-11-13 14:00 | 44148.5833 |  | 60.67%
2020-11-13 15:00 | 44148.625 |  | 60.89%
2020-11-13 16:00 | 44148.6667 |  | 61.28%
2020-11-13 17:00 | 44148.7083 |  | 61.67%
2020-11-13 18:00 | 44148.75 |  | 62.45%
2020-11-13 19:00 | 44148.7917 |  | 61.5%
2020-11-13 20:00 | 44148.8333 |  | 60.26%
2020-11-13 21:00 | 44148.875 |  | 58.96%
2020-11-13 22:00 | 44148.9167 |  | 57.68%
2020-11-13 23:00 | 44148.9583 |  | 56.87%
2020-11-14 | 44149 |  | 51.54%
2020-11-14 01:00 | 44149.0417 |  | 52.13%
2020-11-14 02:00 | 44149.0833 |  | 50.88%
2020-11-14 03:00 | 44149.125 |  | 50.41%
2020-11-14 04:00 | 44149.1667 |  | 50.15%
2020-11-14 05:00 | 44149.2083 |  | 50.71%
2020-11-14 06:00 | 44149.25 |  | 52.93%
2020-11-14 07:00 | 44149.2917 |  | 56.99%
2020-11-14 08:00 | 44149.3333 |  | 59.13%
2020-11-14 09:00 | 44149.375 |  | 60.04%
2020-11-14 10:00 | 44149.4167 |  | 59.96%
2020-11-14 11:00 | 44149.4583 |  | 59.69%
2020-11-14 12:00 | 44149.5 |  | 60.23%
2020-11-14 13:00 | 44149.5417 |  | 60.17%
2020-11-14 14:00 | 44149.5833 |  | 60.02%
2020-11-14 15:00 | 44149.625 |  | 59.9%
2020-11-14 16:00 | 44149.6667 |  | 59.73%
2020-11-14 17:00 | 44149.7083 |  | 59.75%
2020-11-14 18:00 | 44149.75 |  | 60.52%
2020-11-14 19:00 | 44149.7917 |  | 59.43%
2020-11-14 20:00 | 44149.8333 |  | 57.77%
2020-11-14 21:00 | 44149.875 |  | 56.06%
2020-11-14 22:00 | 44149.9167 |  | 54.24%
2020-11-14 23:00 | 44149.9583 |  | 53.58%
2020-11-15 | 44150 |  | 51.4%
2020-11-15 01:00 | 44150.0417 |  | 51.98%
2020-11-15 02:00 | 44150.0833 |  | 50.74%
2020-11-15 03:00 | 44150.125 |  | 50.27%
2020-11-15 04:00 | 44150.1667 |  | 50.01%
2020-11-15 05:00 | 44150.2083 |  | 50.57%
2020-11-15 06:00 | 44150.25 |  | 52.78%
2020-11-15 07:00 | 44150.2917 |  | 56.83%
2020-11-15 08:00 | 44150.3333 |  | 58.97%
2020-11-15 09:00 | 44150.375 |  | 59.87%
2020-11-15 10:00 | 44150.4167 |  | 59.79%
2020-11-15 11:00 | 44150.4583 |  | 59.52%
2020-11-15 12:00 | 44150.5 |  | 60.06%
2020-11-15 13:00 | 44150.5417 |  | 60.01%
2020-11-15 14:00 | 44150.5833 |  | 59.86%
2020-11-15 15:00 | 44150.625 |  | 59.74%
2020-11-15 16:00 | 44150.6667 |  | 59.56%
2020-11-15 17:00 | 44150.7083 |  | 59.58%
2020-11-15 18:00 | 44150.75 |  | 60.35%
2020-11-15 19:00 | 44150.7917 |  | 59.27%
2020-11-15 20:00 | 44150.8333 |  | 57.61%
2020-11-15 21:00 | 44150.875 |  | 55.9%
2020-11-15 22:00 | 44150.9167 |  | 54.09%
2020-11-15 23:00 | 44150.9583 |  | 53.43%
2020-11-16 | 44151 |  | 53.34%
2020-11-16 01:00 | 44151.0417 |  | 52.63%
2020-11-16 02:00 | 44151.0833 |  | 52.59%
2020-11-16 03:00 | 44151.125 |  | 52.89%
2020-11-16 04:00 | 44151.1667 |  | 53.26%
2020-11-16 05:00 | 44151.2083 |  | 53.95%
2020-11-16 06:00 | 44151.25 |  | 56.78%
2020-11-16 07:00 | 44151.2917 |  | 60.96%
2020-11-16 08:00 | 44151.3333 |  | 61.45%
2020-11-16 09:00 | 44151.375 |  | 61.06%
2020-11-16 10:00 | 44151.4167 |  | 60.67%
2020-11-16 11:00 | 44151.4583 |  | 60.6%
2020-11-16 12:00 | 44151.5 |  | 60.52%
2020-11-16 13:00 | 44151.5417 |  | 60.48%
2020-11-16 14:00 | 44151.5833 |  | 60.88%
2020-11-16 15:00 | 44151.625 |  | 61.1%
2020-11-16 16:00 | 44151.6667 |  | 61.49%
2020-11-16 17:00 | 44151.7083 |  | 61.88%
2020-11-16 18:00 | 44151.75 |  | 62.66%
2020-11-16 19:00 | 44151.7917 |  | 61.71%
2020-11-16 20:00 | 44151.8333 |  | 60.46%
2020-11-16 21:00 | 44151.875 |  | 59.16%
2020-11-16 22:00 | 44151.9167 |  | 57.88%
2020-11-16 23:00 | 44151.9583 |  | 57.07%
2020-11-17 | 44152 |  | 53.94%
2020-11-17 01:00 | 44152.0417 |  | 53.22%
2020-11-17 02:00 | 44152.0833 |  | 53.18%
2020-11-17 03:00 | 44152.125 |  | 53.49%
2020-11-17 04:00 | 44152.1667 |  | 53.86%
2020-11-17 05:00 | 44152.2083 |  | 54.55%
2020-11-17 06:00 | 44152.25 |  | 57.42%
2020-11-17 07:00 | 44152.2917 |  | 61.65%
2020-11-17 08:00 | 44152.3333 |  | 62.13%
2020-11-17 09:00 | 44152.375 |  | 61.75%
2020-11-17 10:00 | 44152.4167 |  | 61.35%
2020-11-17 11:00 | 44152.4583 |  | 61.28%
2020-11-17 12:00 | 44152.5 |  | 61.2%
2020-11-17 13:00 | 44152.5417 |  | 61.16%
2020-11-17 14:00 | 44152.5833 |  | 61.56%
2020-11-17 15:00 | 44152.625 |  | 61.78%
2020-11-17 16:00 | 44152.6667 |  | 62.18%
2020-11-17 17:00 | 44152.7083 |  | 62.58%
2020-11-17 18:00 | 44152.75 |  | 63.36%
2020-11-17 19:00 | 44152.7917 |  | 62.4%
2020-11-17 20:00 | 44152.8333 |  | 61.14%
2020-11-17 21:00 | 44152.875 |  | 59.82%
2020-11-17 22:00 | 44152.9167 |  | 58.53%
2020-11-17 23:00 | 44152.9583 |  | 57.7%
2020-11-18 | 44153 |  | 54.5%
2020-11-18 01:00 | 44153.0417 |  | 53.78%
2020-11-18 02:00 | 44153.0833 |  | 53.73%
2020-11-18 03:00 | 44153.125 |  | 54.05%
2020-11-18 04:00 | 44153.1667 |  | 54.42%
2020-11-18 05:00 | 44153.2083 |  | 55.13%
2020-11-18 06:00 | 44153.25 |  | 58.02%
2020-11-18 07:00 | 44153.2917 |  | 62.29%
2020-11-18 08:00 | 44153.3333 |  | 62.79%
2020-11-18 09:00 | 44153.375 |  | 62.39%
2020-11-18 10:00 | 44153.4167 |  | 61.99%
2020-11-18 11:00 | 44153.4583 |  | 61.92%
2020-11-18 12:00 | 44153.5 |  | 61.84%
2020-11-18 13:00 | 44153.5417 |  | 61.8%
2020-11-18 14:00 | 44153.5833 |  | 62.21%
2020-11-18 15:00 | 44153.625 |  | 62.43%
2020-11-18 16:00 | 44153.6667 |  | 62.83%
2020-11-18 17:00 | 44153.7083 |  | 63.23%
2020-11-18 18:00 | 44153.75 |  | 64.03%
2020-11-18 19:00 | 44153.7917 |  | 63.06%
2020-11-18 20:00 | 44153.8333 |  | 61.78%
2020-11-18 21:00 | 44153.875 |  | 60.45%
2020-11-18 22:00 | 44153.9167 |  | 59.14%
2020-11-18 23:00 | 44153.9583 |  | 58.31%
2020-11-19 | 44154 |  | 54.06%
2020-11-19 01:00 | 44154.0417 |  | 53.34%
2020-11-19 02:00 | 44154.0833 |  | 53.3%
2020-11-19 03:00 | 44154.125 |  | 53.61%
2020-11-19 04:00 | 44154.1667 |  | 53.98%
2020-11-19 05:00 | 44154.2083 |  | 54.68%
2020-11-19 06:00 | 44154.25 |  | 57.55%
2020-11-19 07:00 | 44154.2917 |  | 61.79%
2020-11-19 08:00 | 44154.3333 |  | 62.28%
2020-11-19 09:00 | 44154.375 |  | 61.89%
2020-11-19 10:00 | 44154.4167 |  | 61.48%
2020-11-19 11:00 | 44154.4583 |  | 61.42%
2020-11-19 12:00 | 44154.5 |  | 61.34%
2020-11-19 13:00 | 44154.5417 |  | 61.29%
2020-11-19 14:00 | 44154.5833 |  | 61.7%
2020-11-19 15:00 | 44154.625 |  | 61.92%
2020-11-19 16:00 | 44154.6667 |  | 62.32%
2020-11-19 17:00 | 44154.7083 |  | 62.72%
2020-11-19 18:00 | 44154.75 |  | 63.51%
2020-11-19 19:00 | 44154.7917 |  | 62.55%
2020-11-19 20:00 | 44154.8333 |  | 61.28%
2020-11-19 21:00 | 44154.875 |  | 59.96%
2020-11-19 22:00 | 44154.9167 |  | 58.66%
2020-11-19 23:00 | 44154.9583 |  | 57.84%
2020-11-20 | 44155 |  | 54%
2020-11-20 01:00 | 44155.0417 |  | 53.28%
2020-11-20 02:00 | 44155.0833 |  | 53.24%
2020-11-20 03:00 | 44155.125 |  | 53.55%
2020-11-20 04:00 | 44155.1667 |  | 53.92%
2020-11-20 05:00 | 44155.2083 |  | 54.62%
2020-11-20 06:00 | 44155.25 |  | 57.49%
2020-11-20 07:00 | 44155.2917 |  | 61.72%
2020-11-20 08:00 | 44155.3333 |  | 62.21%
2020-11-20 09:00 | 44155.375 |  | 61.82%
2020-11-20 10:00 | 44155.4167 |  | 61.42%
2020-11-20 11:00 | 44155.4583 |  | 61.35%
2020-11-20 12:00 | 44155.5 |  | 61.27%
2020-11-20 13:00 | 44155.5417 |  | 61.23%
2020-11-20 14:00 | 44155.5833 |  | 61.63%
2020-11-20 15:00 | 44155.625 |  | 61.85%
2020-11-20 16:00 | 44155.6667 |  | 62.25%
2020-11-20 17:00 | 44155.7083 |  | 62.65%
2020-11-20 18:00 | 44155.75 |  | 63.44%
2020-11-20 19:00 | 44155.7917 |  | 62.48%
2020-11-20 20:00 | 44155.8333 |  | 61.21%
2020-11-20 21:00 | 44155.875 |  | 59.89%
2020-11-20 22:00 | 44155.9167 |  | 58.59%
2020-11-20 23:00 | 44155.9583 |  | 57.77%
2020-11-21 | 44156 |  | 52.26%
2020-11-21 01:00 | 44156.0417 |  | 52.85%
2020-11-21 02:00 | 44156.0833 |  | 51.59%
2020-11-21 03:00 | 44156.125 |  | 51.11%
2020-11-21 04:00 | 44156.1667 |  | 50.85%
2020-11-21 05:00 | 44156.2083 |  | 51.41%
2020-11-21 06:00 | 44156.25 |  | 53.67%
2020-11-21 07:00 | 44156.2917 |  | 57.78%
2020-11-21 08:00 | 44156.3333 |  | 59.96%
2020-11-21 09:00 | 44156.375 |  | 60.87%
2020-11-21 10:00 | 44156.4167 |  | 60.79%
2020-11-21 11:00 | 44156.4583 |  | 60.51%
2020-11-21 12:00 | 44156.5 |  | 61.07%
2020-11-21 13:00 | 44156.5417 |  | 61.01%
2020-11-21 14:00 | 44156.5833 |  | 60.86%
2020-11-21 15:00 | 44156.625 |  | 60.74%
2020-11-21 16:00 | 44156.6667 |  | 60.56%
2020-11-21 17:00 | 44156.7083 |  | 60.58%
2020-11-21 18:00 | 44156.75 |  | 61.36%
2020-11-21 19:00 | 44156.7917 |  | 60.26%
2020-11-21 20:00 | 44156.8333 |  | 58.57%
2020-11-21 21:00 | 44156.875 |  | 56.84%
2020-11-21 22:00 | 44156.9167 |  | 54.99%
2020-11-21 23:00 | 44156.9583 |  | 54.32%
2020-11-22 | 44157 |  | 51.75%
2020-11-22 01:00 | 44157.0417 |  | 52.33%
2020-11-22 02:00 | 44157.0833 |  | 51.08%
2020-11-22 03:00 | 44157.125 |  | 50.61%
2020-11-22 04:00 | 44157.1667 |  | 50.35%
2020-11-22 05:00 | 44157.2083 |  | 50.91%
2020-11-22 06:00 | 44157.25 |  | 53.14%
2020-11-22 07:00 | 44157.2917 |  | 57.21%
2020-11-22 08:00 | 44157.3333 |  | 59.37%
2020-11-22 09:00 | 44157.375 |  | 60.27%
2020-11-22 10:00 | 44157.4167 |  | 60.19%
2020-11-22 11:00 | 44157.4583 |  | 59.92%
2020-11-22 12:00 | 44157.5 |  | 60.47%
2020-11-22 13:00 | 44157.5417 |  | 60.41%
2020-11-22 14:00 | 44157.5833 |  | 60.26%
2020-11-22 15:00 | 44157.625 |  | 60.14%
2020-11-22 16:00 | 44157.6667 |  | 59.97%
2020-11-22 17:00 | 44157.7083 |  | 59.98%
2020-11-22 18:00 | 44157.75 |  | 60.76%
2020-11-22 19:00 | 44157.7917 |  | 59.67%
2020-11-22 20:00 | 44157.8333 |  | 57.99%
2020-11-22 21:00 | 44157.875 |  | 56.28%
2020-11-22 22:00 | 44157.9167 |  | 54.45%
2020-11-22 23:00 | 44157.9583 |  | 53.79%
2020-11-23 | 44158 |  | 53.76%
2020-11-23 01:00 | 44158.0417 |  | 53.04%
2020-11-23 02:00 | 44158.0833 |  | 53%
2020-11-23 03:00 | 44158.125 |  | 53.31%
2020-11-23 04:00 | 44158.1667 |  | 53.68%
2020-11-23 05:00 | 44158.2083 |  | 54.37%
2020-11-23 06:00 | 44158.25 |  | 57.23%
2020-11-23 07:00 | 44158.2917 |  | 61.44%
2020-11-23 08:00 | 44158.3333 |  | 61.93%
2020-11-23 09:00 | 44158.375 |  | 61.54%
2020-11-23 10:00 | 44158.4167 |  | 61.14%
2020-11-23 11:00 | 44158.4583 |  | 61.07%
2020-11-23 12:00 | 44158.5 |  | 60.99%
2020-11-23 13:00 | 44158.5417 |  | 60.95%
2020-11-23 14:00 | 44158.5833 |  | 61.35%
2020-11-23 15:00 | 44158.625 |  | 61.58%
2020-11-23 16:00 | 44158.6667 |  | 61.97%
2020-11-23 17:00 | 44158.7083 |  | 62.37%
2020-11-23 18:00 | 44158.75 |  | 63.15%
2020-11-23 19:00 | 44158.7917 |  | 62.19%
2020-11-23 20:00 | 44158.8333 |  | 60.94%
2020-11-23 21:00 | 44158.875 |  | 59.62%
2020-11-23 22:00 | 44158.9167 |  | 58.33%
2020-11-23 23:00 | 44158.9583 |  | 57.51%
2020-11-24 | 44159 |  | 54.16%
2020-11-24 01:00 | 44159.0417 |  | 53.43%
2020-11-24 02:00 | 44159.0833 |  | 53.39%
2020-11-24 03:00 | 44159.125 |  | 53.7%
2020-11-24 04:00 | 44159.1667 |  | 54.08%
2020-11-24 05:00 | 44159.2083 |  | 54.78%
2020-11-24 06:00 | 44159.25 |  | 57.65%
2020-11-24 07:00 | 44159.2917 |  | 61.9%
2020-11-24 08:00 | 44159.3333 |  | 62.39%
2020-11-24 09:00 | 44159.375 |  | 62%
2020-11-24 10:00 | 44159.4167 |  | 61.59%
2020-11-24 11:00 | 44159.4583 |  | 61.53%
2020-11-24 12:00 | 44159.5 |  | 61.44%
2020-11-24 13:00 | 44159.5417 |  | 61.4%
2020-11-24 14:00 | 44159.5833 |  | 61.81%
2020-11-24 15:00 | 44159.625 |  | 62.03%
2020-11-24 16:00 | 44159.6667 |  | 62.43%
2020-11-24 17:00 | 44159.7083 |  | 62.83%
2020-11-24 18:00 | 44159.75 |  | 63.62%
2020-11-24 19:00 | 44159.7917 |  | 62.66%
2020-11-24 20:00 | 44159.8333 |  | 61.39%
2020-11-24 21:00 | 44159.875 |  | 60.06%
2020-11-24 22:00 | 44159.9167 |  | 58.76%
2020-11-24 23:00 | 44159.9583 |  | 57.94%
2020-11-25 | 44160 |  | 54.41%
2020-11-25 01:00 | 44160.0417 |  | 53.68%
2020-11-25 02:00 | 44160.0833 |  | 53.64%
2020-11-25 03:00 | 44160.125 |  | 53.95%
2020-11-25 04:00 | 44160.1667 |  | 54.32%
2020-11-25 05:00 | 44160.2083 |  | 55.03%
2020-11-25 06:00 | 44160.25 |  | 57.92%
2020-11-25 07:00 | 44160.2917 |  | 62.18%
2020-11-25 08:00 | 44160.3333 |  | 62.67%
2020-11-25 09:00 | 44160.375 |  | 62.28%
2020-11-25 10:00 | 44160.4167 |  | 61.88%
2020-11-25 11:00 | 44160.4583 |  | 61.81%
2020-11-25 12:00 | 44160.5 |  | 61.72%
2020-11-25 13:00 | 44160.5417 |  | 61.68%
2020-11-25 14:00 | 44160.5833 |  | 62.09%
2020-11-25 15:00 | 44160.625 |  | 62.32%
2020-11-25 16:00 | 44160.6667 |  | 62.72%
2020-11-25 17:00 | 44160.7083 |  | 63.12%
2020-11-25 18:00 | 44160.75 |  | 63.91%
2020-11-25 19:00 | 44160.7917 |  | 62.94%
2020-11-25 20:00 | 44160.8333 |  | 61.67%
2020-11-25 21:00 | 44160.875 |  | 60.34%
2020-11-25 22:00 | 44160.9167 |  | 59.03%
2020-11-25 23:00 | 44160.9583 |  | 58.2%
2020-11-26 | 44161 |  | 54.51%
2020-11-26 01:00 | 44161.0417 |  | 53.78%
2020-11-26 02:00 | 44161.0833 |  | 53.74%
2020-11-26 03:00 | 44161.125 |  | 54.05%
2020-11-26 04:00 | 44161.1667 |  | 54.43%
2020-11-26 05:00 | 44161.2083 |  | 55.13%
2020-11-26 06:00 | 44161.25 |  | 58.03%
2020-11-26 07:00 | 44161.2917 |  | 62.3%
2020-11-26 08:00 | 44161.3333 |  | 62.79%
2020-11-26 09:00 | 44161.375 |  | 62.4%
2020-11-26 10:00 | 44161.4167 |  | 61.99%
2020-11-26 11:00 | 44161.4583 |  | 61.93%
2020-11-26 12:00 | 44161.5 |  | 61.84%
2020-11-26 13:00 | 44161.5417 |  | 61.8%
2020-11-26 14:00 | 44161.5833 |  | 62.21%
2020-11-26 15:00 | 44161.625 |  | 62.44%
2020-11-26 16:00 | 44161.6667 |  | 62.84%
2020-11-26 17:00 | 44161.7083 |  | 63.24%
2020-11-26 18:00 | 44161.75 |  | 64.03%
2020-11-26 19:00 | 44161.7917 |  | 63.06%
2020-11-26 20:00 | 44161.8333 |  | 61.79%
2020-11-26 21:00 | 44161.875 |  | 60.45%
2020-11-26 22:00 | 44161.9167 |  | 59.14%
2020-11-26 23:00 | 44161.9583 |  | 58.31%
2020-11-27 | 44162 |  | 54.66%
2020-11-27 01:00 | 44162.0417 |  | 53.93%
2020-11-27 02:00 | 44162.0833 |  | 53.89%
2020-11-27 03:00 | 44162.125 |  | 54.2%
2020-11-27 04:00 | 44162.1667 |  | 54.57%
2020-11-27 05:00 | 44162.2083 |  | 55.28%
2020-11-27 06:00 | 44162.25 |  | 58.18%
2020-11-27 07:00 | 44162.2917 |  | 62.47%
2020-11-27 08:00 | 44162.3333 |  | 62.96%
2020-11-27 09:00 | 44162.375 |  | 62.57%
2020-11-27 10:00 | 44162.4167 |  | 62.16%
2020-11-27 11:00 | 44162.4583 |  | 62.1%
2020-11-27 12:00 | 44162.5 |  | 62.01%
2020-11-27 13:00 | 44162.5417 |  | 61.97%
2020-11-27 14:00 | 44162.5833 |  | 62.38%
2020-11-27 15:00 | 44162.625 |  | 62.61%
2020-11-27 16:00 | 44162.6667 |  | 63.01%
2020-11-27 17:00 | 44162.7083 |  | 63.41%
2020-11-27 18:00 | 44162.75 |  | 64.21%
2020-11-27 19:00 | 44162.7917 |  | 63.24%
2020-11-27 20:00 | 44162.8333 |  | 61.96%
2020-11-27 21:00 | 44162.875 |  | 60.62%
2020-11-27 22:00 | 44162.9167 |  | 59.31%
2020-11-27 23:00 | 44162.9583 |  | 58.47%
2020-11-28 | 44163 |  | 53.4%
2020-11-28 01:00 | 44163.0417 |  | 54.19%
2020-11-28 02:00 | 44163.0833 |  | 53.79%
2020-11-28 03:00 | 44163.125 |  | 53.11%
2020-11-28 04:00 | 44163.1667 |  | 51.97%
2020-11-28 05:00 | 44163.2083 |  | 51.64%
2020-11-28 06:00 | 44163.25 |  | 52.53%
2020-11-28 07:00 | 44163.2917 |  | 53.46%
2020-11-28 08:00 | 44163.3333 |  | 55.26%
2020-11-28 09:00 | 44163.375 |  | 56.99%
2020-11-28 10:00 | 44163.4167 |  | 58.17%
2020-11-28 11:00 | 44163.4583 |  | 58.4%
2020-11-28 12:00 | 44163.5 |  | 58.97%
2020-11-28 13:00 | 44163.5417 |  | 58.79%
2020-11-28 14:00 | 44163.5833 |  | 59.17%
2020-11-28 15:00 | 44163.625 |  | 59%
2020-11-28 16:00 | 44163.6667 |  | 58.86%
2020-11-28 17:00 | 44163.7083 |  | 58.16%
2020-11-28 18:00 | 44163.75 |  | 55.24%
2020-11-28 19:00 | 44163.7917 |  | 53.63%
2020-11-28 20:00 | 44163.8333 |  | 52.35%
2020-11-28 21:00 | 44163.875 |  | 51%
2020-11-28 22:00 | 44163.9167 |  | 50.78%
2020-11-28 23:00 | 44163.9583 |  | 52.63%
2020-11-29 | 44164 |  | 53.28%
2020-11-29 01:00 | 44164.0417 |  | 54.08%
2020-11-29 02:00 | 44164.0833 |  | 53.68%
2020-11-29 03:00 | 44164.125 |  | 53%
2020-11-29 04:00 | 44164.1667 |  | 51.86%
2020-11-29 05:00 | 44164.2083 |  | 51.54%
2020-11-29 06:00 | 44164.25 |  | 52.41%
2020-11-29 07:00 | 44164.2917 |  | 53.34%
2020-11-29 08:00 | 44164.3333 |  | 55.14%
2020-11-29 09:00 | 44164.375 |  | 56.87%
2020-11-29 10:00 | 44164.4167 |  | 58.05%
2020-11-29 11:00 | 44164.4583 |  | 58.27%
2020-11-29 12:00 | 44164.5 |  | 58.84%
2020-11-29 13:00 | 44164.5417 |  | 58.66%
2020-11-29 14:00 | 44164.5833 |  | 59.04%
2020-11-29 15:00 | 44164.625 |  | 58.88%
2020-11-29 16:00 | 44164.6667 |  | 58.73%
2020-11-29 17:00 | 44164.7083 |  | 58.04%
2020-11-29 18:00 | 44164.75 |  | 55.12%
2020-11-29 19:00 | 44164.7917 |  | 53.51%
2020-11-29 20:00 | 44164.8333 |  | 52.24%
2020-11-29 21:00 | 44164.875 |  | 50.89%
2020-11-29 22:00 | 44164.9167 |  | 50.68%
2020-11-29 23:00 | 44164.9583 |  | 52.52%
2020-11-30 | 44165 |  | 54.56%
2020-11-30 01:00 | 44165.0417 |  | 54.34%
2020-11-30 02:00 | 44165.0833 |  | 54.16%
2020-11-30 03:00 | 44165.125 |  | 54.03%
2020-11-30 04:00 | 44165.1667 |  | 53.39%
2020-11-30 05:00 | 44165.2083 |  | 53.65%
2020-11-30 06:00 | 44165.25 |  | 55.16%
2020-11-30 07:00 | 44165.2917 |  | 57.85%
2020-11-30 08:00 | 44165.3333 |  | 59.25%
2020-11-30 09:00 | 44165.375 |  | 59.3%
2020-11-30 10:00 | 44165.4167 |  | 59.51%
2020-11-30 11:00 | 44165.4583 |  | 59.51%
2020-11-30 12:00 | 44165.5 |  | 59.79%
2020-11-30 13:00 | 44165.5417 |  | 59.92%
2020-11-30 14:00 | 44165.5833 |  | 60%
2020-11-30 15:00 | 44165.625 |  | 60.2%
2020-11-30 16:00 | 44165.6667 |  | 60.44%
2020-11-30 17:00 | 44165.7083 |  | 60.25%
2020-11-30 18:00 | 44165.75 |  | 60.18%
2020-11-30 19:00 | 44165.7917 |  | 59.1%
2020-11-30 20:00 | 44165.8333 |  | 57.87%
2020-11-30 21:00 | 44165.875 |  | 55.91%
2020-11-30 22:00 | 44165.9167 |  | 54.49%
2020-11-30 23:00 | 44165.9583 |  | 54.91%
2020-12-01 | 44166 |  | 54.43%
2020-12-01 01:00 | 44166.0417 |  | 54.21%
2020-12-01 02:00 | 44166.0833 |  | 54.03%
2020-12-01 03:00 | 44166.125 |  | 53.9%
2020-12-01 04:00 | 44166.1667 |  | 53.27%
2020-12-01 05:00 | 44166.2083 |  | 53.53%
2020-12-01 06:00 | 44166.25 |  | 55.03%
2020-12-01 07:00 | 44166.2917 |  | 57.72%
2020-12-01 08:00 | 44166.3333 |  | 59.11%
2020-12-01 09:00 | 44166.375 |  | 59.15%
2020-12-01 10:00 | 44166.4167 |  | 59.37%
2020-12-01 11:00 | 44166.4583 |  | 59.36%
2020-12-01 12:00 | 44166.5 |  | 59.65%
2020-12-01 13:00 | 44166.5417 |  | 59.77%
2020-12-01 14:00 | 44166.5833 |  | 59.86%
2020-12-01 15:00 | 44166.625 |  | 60.06%
2020-12-01 16:00 | 44166.6667 |  | 60.3%
2020-12-01 17:00 | 44166.7083 |  | 60.1%
2020-12-01 18:00 | 44166.75 |  | 60.04%
2020-12-01 19:00 | 44166.7917 |  | 58.96%
2020-12-01 20:00 | 44166.8333 |  | 57.73%
2020-12-01 21:00 | 44166.875 |  | 55.77%
2020-12-01 22:00 | 44166.9167 |  | 54.36%
2020-12-01 23:00 | 44166.9583 |  | 54.78%
2020-12-02 | 44167 |  | 54.07%
2020-12-02 01:00 | 44167.0417 |  | 53.86%
2020-12-02 02:00 | 44167.0833 |  | 53.68%
2020-12-02 03:00 | 44167.125 |  | 53.55%
2020-12-02 04:00 | 44167.1667 |  | 52.92%
2020-12-02 05:00 | 44167.2083 |  | 53.18%
2020-12-02 06:00 | 44167.25 |  | 54.68%
2020-12-02 07:00 | 44167.2917 |  | 57.34%
2020-12-02 08:00 | 44167.3333 |  | 58.73%
2020-12-02 09:00 | 44167.375 |  | 58.77%
2020-12-02 10:00 | 44167.4167 |  | 58.98%
2020-12-02 11:00 | 44167.4583 |  | 58.98%
2020-12-02 12:00 | 44167.5 |  | 59.26%
2020-12-02 13:00 | 44167.5417 |  | 59.38%
2020-12-02 14:00 | 44167.5833 |  | 59.47%
2020-12-02 15:00 | 44167.625 |  | 59.67%
2020-12-02 16:00 | 44167.6667 |  | 59.9%
2020-12-02 17:00 | 44167.7083 |  | 59.71%
2020-12-02 18:00 | 44167.75 |  | 59.65%
2020-12-02 19:00 | 44167.7917 |  | 58.57%
2020-12-02 20:00 | 44167.8333 |  | 57.36%
2020-12-02 21:00 | 44167.875 |  | 55.41%
2020-12-02 22:00 | 44167.9167 |  | 54.01%
2020-12-02 23:00 | 44167.9583 |  | 54.42%
2020-12-03 | 44168 |  | 54.56%
2020-12-03 01:00 | 44168.0417 |  | 54.35%
2020-12-03 02:00 | 44168.0833 |  | 54.16%
2020-12-03 03:00 | 44168.125 |  | 54.04%
2020-12-03 04:00 | 44168.1667 |  | 53.4%
2020-12-03 05:00 | 44168.2083 |  | 53.66%
2020-12-03 06:00 | 44168.25 |  | 55.17%
2020-12-03 07:00 | 44168.2917 |  | 57.86%
2020-12-03 08:00 | 44168.3333 |  | 59.26%
2020-12-03 09:00 | 44168.375 |  | 59.3%
2020-12-03 10:00 | 44168.4167 |  | 59.51%
2020-12-03 11:00 | 44168.4583 |  | 59.51%
2020-12-03 12:00 | 44168.5 |  | 59.8%
2020-12-03 13:00 | 44168.5417 |  | 59.92%
2020-12-03 14:00 | 44168.5833 |  | 60%
2020-12-03 15:00 | 44168.625 |  | 60.2%
2020-12-03 16:00 | 44168.6667 |  | 60.44%
2020-12-03 17:00 | 44168.7083 |  | 60.25%
2020-12-03 18:00 | 44168.75 |  | 60.19%
2020-12-03 19:00 | 44168.7917 |  | 59.1%
2020-12-03 20:00 | 44168.8333 |  | 57.87%
2020-12-03 21:00 | 44168.875 |  | 55.91%
2020-12-03 22:00 | 44168.9167 |  | 54.5%
2020-12-03 23:00 | 44168.9583 |  | 54.92%
2020-12-04 | 44169 |  | 54.96%
2020-12-04 01:00 | 44169.0417 |  | 54.75%
2020-12-04 02:00 | 44169.0833 |  | 54.56%
2020-12-04 03:00 | 44169.125 |  | 54.44%
2020-12-04 04:00 | 44169.1667 |  | 53.79%
2020-12-04 05:00 | 44169.2083 |  | 54.05%
2020-12-04 06:00 | 44169.25 |  | 55.58%
2020-12-04 07:00 | 44169.2917 |  | 58.28%
2020-12-04 08:00 | 44169.3333 |  | 59.7%
2020-12-04 09:00 | 44169.375 |  | 59.74%
2020-12-04 10:00 | 44169.4167 |  | 59.95%
2020-12-04 11:00 | 44169.4583 |  | 59.95%
2020-12-04 12:00 | 44169.5 |  | 60.24%
2020-12-04 13:00 | 44169.5417 |  | 60.36%
2020-12-04 14:00 | 44169.5833 |  | 60.45%
2020-12-04 15:00 | 44169.625 |  | 60.65%
2020-12-04 16:00 | 44169.6667 |  | 60.89%
2020-12-04 17:00 | 44169.7083 |  | 60.7%
2020-12-04 18:00 | 44169.75 |  | 60.63%
2020-12-04 19:00 | 44169.7917 |  | 59.54%
2020-12-04 20:00 | 44169.8333 |  | 58.3%
2020-12-04 21:00 | 44169.875 |  | 56.32%
2020-12-04 22:00 | 44169.9167 |  | 54.9%
2020-12-04 23:00 | 44169.9583 |  | 55.32%
2020-12-05 | 44170 |  | 53.96%
2020-12-05 01:00 | 44170.0417 |  | 54.76%
2020-12-05 02:00 | 44170.0833 |  | 54.36%
2020-12-05 03:00 | 44170.125 |  | 53.67%
2020-12-05 04:00 | 44170.1667 |  | 52.52%
2020-12-05 05:00 | 44170.2083 |  | 52.19%
2020-12-05 06:00 | 44170.25 |  | 53.08%
2020-12-05 07:00 | 44170.2917 |  | 54.02%
2020-12-05 08:00 | 44170.3333 |  | 55.85%
2020-12-05 09:00 | 44170.375 |  | 57.59%
2020-12-05 10:00 | 44170.4167 |  | 58.78%
2020-12-05 11:00 | 44170.4583 |  | 59.01%
2020-12-05 12:00 | 44170.5 |  | 59.59%
2020-12-05 13:00 | 44170.5417 |  | 59.41%
2020-12-05 14:00 | 44170.5833 |  | 59.79%
2020-12-05 15:00 | 44170.625 |  | 59.63%
2020-12-05 16:00 | 44170.6667 |  | 59.48%
2020-12-05 17:00 | 44170.7083 |  | 58.78%
2020-12-05 18:00 | 44170.75 |  | 55.82%
2020-12-05 19:00 | 44170.7917 |  | 54.19%
2020-12-05 20:00 | 44170.8333 |  | 52.9%
2020-12-05 21:00 | 44170.875 |  | 51.54%
2020-12-05 22:00 | 44170.9167 |  | 51.32%
2020-12-05 23:00 | 44170.9583 |  | 53.19%
2020-12-06 | 44171 |  | 54.07%
2020-12-06 01:00 | 44171.0417 |  | 54.87%
2020-12-06 02:00 | 44171.0833 |  | 54.47%
2020-12-06 03:00 | 44171.125 |  | 53.78%
2020-12-06 04:00 | 44171.1667 |  | 52.62%
2020-12-06 05:00 | 44171.2083 |  | 52.29%
2020-12-06 06:00 | 44171.25 |  | 53.19%
2020-12-06 07:00 | 44171.2917 |  | 54.13%
2020-12-06 08:00 | 44171.3333 |  | 55.96%
2020-12-06 09:00 | 44171.375 |  | 57.71%
2020-12-06 10:00 | 44171.4167 |  | 58.9%
2020-12-06 11:00 | 44171.4583 |  | 59.13%
2020-12-06 12:00 | 44171.5 |  | 59.71%
2020-12-06 13:00 | 44171.5417 |  | 59.53%
2020-12-06 14:00 | 44171.5833 |  | 59.91%
2020-12-06 15:00 | 44171.625 |  | 59.75%
2020-12-06 16:00 | 44171.6667 |  | 59.6%
2020-12-06 17:00 | 44171.7083 |  | 58.89%
2020-12-06 18:00 | 44171.75 |  | 55.93%
2020-12-06 19:00 | 44171.7917 |  | 54.3%
2020-12-06 20:00 | 44171.8333 |  | 53%
2020-12-06 21:00 | 44171.875 |  | 51.64%
2020-12-06 22:00 | 44171.9167 |  | 51.42%
2020-12-06 23:00 | 44171.9583 |  | 53.29%
2020-12-07 | 44172 |  | 55.77%
2020-12-07 01:00 | 44172.0417 |  | 55.56%
2020-12-07 02:00 | 44172.0833 |  | 55.37%
2020-12-07 03:00 | 44172.125 |  | 55.24%
2020-12-07 04:00 | 44172.1667 |  | 54.59%
2020-12-07 05:00 | 44172.2083 |  | 54.85%
2020-12-07 06:00 | 44172.25 |  | 56.4%
2020-12-07 07:00 | 44172.2917 |  | 59.15%
2020-12-07 08:00 | 44172.3333 |  | 60.58%
2020-12-07 09:00 | 44172.375 |  | 60.62%
2020-12-07 10:00 | 44172.4167 |  | 60.84%
2020-12-07 11:00 | 44172.4583 |  | 60.84%
2020-12-07 12:00 | 44172.5 |  | 61.13%
2020-12-07 13:00 | 44172.5417 |  | 61.25%
2020-12-07 14:00 | 44172.5833 |  | 61.34%
2020-12-07 15:00 | 44172.625 |  | 61.55%
2020-12-07 16:00 | 44172.6667 |  | 61.79%
2020-12-07 17:00 | 44172.7083 |  | 61.59%
2020-12-07 18:00 | 44172.75 |  | 61.53%
2020-12-07 19:00 | 44172.7917 |  | 60.42%
2020-12-07 20:00 | 44172.8333 |  | 59.16%
2020-12-07 21:00 | 44172.875 |  | 57.16%
2020-12-07 22:00 | 44172.9167 |  | 55.71%
2020-12-07 23:00 | 44172.9583 |  | 56.14%
2020-12-08 | 44173 |  | 55.38%
2020-12-08 01:00 | 44173.0417 |  | 55.17%
2020-12-08 02:00 | 44173.0833 |  | 54.98%
2020-12-08 03:00 | 44173.125 |  | 54.85%
2020-12-08 04:00 | 44173.1667 |  | 54.2%
2020-12-08 05:00 | 44173.2083 |  | 54.47%
2020-12-08 06:00 | 44173.25 |  | 56%
2020-12-08 07:00 | 44173.2917 |  | 58.73%
2020-12-08 08:00 | 44173.3333 |  | 60.15%
2020-12-08 09:00 | 44173.375 |  | 60.19%
2020-12-08 10:00 | 44173.4167 |  | 60.41%
2020-12-08 11:00 | 44173.4583 |  | 60.41%
2020-12-08 12:00 | 44173.5 |  | 60.7%
2020-12-08 13:00 | 44173.5417 |  | 60.82%
2020-12-08 14:00 | 44173.5833 |  | 60.91%
2020-12-08 15:00 | 44173.625 |  | 61.11%
2020-12-08 16:00 | 44173.6667 |  | 61.36%
2020-12-08 17:00 | 44173.7083 |  | 61.16%
2020-12-08 18:00 | 44173.75 |  | 61.09%
2020-12-08 19:00 | 44173.7917 |  | 59.99%
2020-12-08 20:00 | 44173.8333 |  | 58.75%
2020-12-08 21:00 | 44173.875 |  | 56.76%
2020-12-08 22:00 | 44173.9167 |  | 55.32%
2020-12-08 23:00 | 44173.9583 |  | 55.74%
2020-12-09 | 44174 |  | 55.12%
2020-12-09 01:00 | 44174.0417 |  | 54.9%
2020-12-09 02:00 | 44174.0833 |  | 54.72%
2020-12-09 03:00 | 44174.125 |  | 54.59%
2020-12-09 04:00 | 44174.1667 |  | 53.94%
2020-12-09 05:00 | 44174.2083 |  | 54.2%
2020-12-09 06:00 | 44174.25 |  | 55.73%
2020-12-09 07:00 | 44174.2917 |  | 58.45%
2020-12-09 08:00 | 44174.3333 |  | 59.86%
2020-12-09 09:00 | 44174.375 |  | 59.9%
2020-12-09 10:00 | 44174.4167 |  | 60.12%
2020-12-09 11:00 | 44174.4583 |  | 60.12%
2020-12-09 12:00 | 44174.5 |  | 60.41%
2020-12-09 13:00 | 44174.5417 |  | 60.53%
2020-12-09 14:00 | 44174.5833 |  | 60.62%
2020-12-09 15:00 | 44174.625 |  | 60.82%
2020-12-09 16:00 | 44174.6667 |  | 61.06%
2020-12-09 17:00 | 44174.7083 |  | 60.87%
2020-12-09 18:00 | 44174.75 |  | 60.8%
2020-12-09 19:00 | 44174.7917 |  | 59.7%
2020-12-09 20:00 | 44174.8333 |  | 58.46%
2020-12-09 21:00 | 44174.875 |  | 56.48%
2020-12-09 22:00 | 44174.9167 |  | 55.05%
2020-12-09 23:00 | 44174.9583 |  | 55.48%
2020-12-10 | 44175 |  | 55.29%
2020-12-10 01:00 | 44175.0417 |  | 55.08%
2020-12-10 02:00 | 44175.0833 |  | 54.89%
2020-12-10 03:00 | 44175.125 |  | 54.76%
2020-12-10 04:00 | 44175.1667 |  | 54.11%
2020-12-10 05:00 | 44175.2083 |  | 54.38%
2020-12-10 06:00 | 44175.25 |  | 55.91%
2020-12-10 07:00 | 44175.2917 |  | 58.63%
2020-12-10 08:00 | 44175.3333 |  | 60.05%
2020-12-10 09:00 | 44175.375 |  | 60.1%
2020-12-10 10:00 | 44175.4167 |  | 60.31%
2020-12-10 11:00 | 44175.4583 |  | 60.31%
2020-12-10 12:00 | 44175.5 |  | 60.6%
2020-12-10 13:00 | 44175.5417 |  | 60.72%
2020-12-10 14:00 | 44175.5833 |  | 60.81%
2020-12-10 15:00 | 44175.625 |  | 61.01%
2020-12-10 16:00 | 44175.6667 |  | 61.26%
2020-12-10 17:00 | 44175.7083 |  | 61.06%
2020-12-10 18:00 | 44175.75 |  | 60.99%
2020-12-10 19:00 | 44175.7917 |  | 59.89%
2020-12-10 20:00 | 44175.8333 |  | 58.65%
2020-12-10 21:00 | 44175.875 |  | 56.66%
2020-12-10 22:00 | 44175.9167 |  | 55.23%
2020-12-10 23:00 | 44175.9583 |  | 55.65%
2020-12-11 | 44176 |  | 55.65%
2020-12-11 01:00 | 44176.0417 |  | 55.43%
2020-12-11 02:00 | 44176.0833 |  | 55.25%
2020-12-11 03:00 | 44176.125 |  | 55.12%
2020-12-11 04:00 | 44176.1667 |  | 54.47%
2020-12-11 05:00 | 44176.2083 |  | 54.73%
2020-12-11 06:00 | 44176.25 |  | 56.27%
2020-12-11 07:00 | 44176.2917 |  | 59.02%
2020-12-11 08:00 | 44176.3333 |  | 60.44%
2020-12-11 09:00 | 44176.375 |  | 60.49%
2020-12-11 10:00 | 44176.4167 |  | 60.7%
2020-12-11 11:00 | 44176.4583 |  | 60.7%
2020-12-11 12:00 | 44176.5 |  | 61%
2020-12-11 13:00 | 44176.5417 |  | 61.12%
2020-12-11 14:00 | 44176.5833 |  | 61.21%
2020-12-11 15:00 | 44176.625 |  | 61.41%
2020-12-11 16:00 | 44176.6667 |  | 61.65%
2020-12-11 17:00 | 44176.7083 |  | 61.46%
2020-12-11 18:00 | 44176.75 |  | 61.39%
2020-12-11 19:00 | 44176.7917 |  | 60.28%
2020-12-11 20:00 | 44176.8333 |  | 59.03%
2020-12-11 21:00 | 44176.875 |  | 57.03%
2020-12-11 22:00 | 44176.9167 |  | 55.59%
2020-12-11 23:00 | 44176.9583 |  | 56.01%
2020-12-12 | 44177 |  | 54.29%
2020-12-12 01:00 | 44177.0417 |  | 55.1%
2020-12-12 02:00 | 44177.0833 |  | 54.69%
2020-12-12 03:00 | 44177.125 |  | 54%
2020-12-12 04:00 | 44177.1667 |  | 52.84%
2020-12-12 05:00 | 44177.2083 |  | 52.51%
2020-12-12 06:00 | 44177.25 |  | 53.4%
2020-12-12 07:00 | 44177.2917 |  | 54.35%
2020-12-12 08:00 | 44177.3333 |  | 56.18%
2020-12-12 09:00 | 44177.375 |  | 57.94%
2020-12-12 10:00 | 44177.4167 |  | 59.14%
2020-12-12 11:00 | 44177.4583 |  | 59.37%
2020-12-12 12:00 | 44177.5 |  | 59.95%
2020-12-12 13:00 | 44177.5417 |  | 59.77%
2020-12-12 14:00 | 44177.5833 |  | 60.16%
2020-12-12 15:00 | 44177.625 |  | 59.99%
2020-12-12 16:00 | 44177.6667 |  | 59.84%
2020-12-12 17:00 | 44177.7083 |  | 59.14%
2020-12-12 18:00 | 44177.75 |  | 56.16%
2020-12-12 19:00 | 44177.7917 |  | 54.52%
2020-12-12 20:00 | 44177.8333 |  | 53.22%
2020-12-12 21:00 | 44177.875 |  | 51.85%
2020-12-12 22:00 | 44177.9167 |  | 51.63%
2020-12-12 23:00 | 44177.9583 |  | 53.51%
2020-12-13 | 44178 |  | 53.87%
2020-12-13 01:00 | 44178.0417 |  | 54.68%
2020-12-13 02:00 | 44178.0833 |  | 54.28%
2020-12-13 03:00 | 44178.125 |  | 53.59%
2020-12-13 04:00 | 44178.1667 |  | 52.43%
2020-12-13 05:00 | 44178.2083 |  | 52.11%
2020-12-13 06:00 | 44178.25 |  | 53%
2020-12-13 07:00 | 44178.2917 |  | 53.94%
2020-12-13 08:00 | 44178.3333 |  | 55.76%
2020-12-13 09:00 | 44178.375 |  | 57.5%
2020-12-13 10:00 | 44178.4167 |  | 58.69%
2020-12-13 11:00 | 44178.4583 |  | 58.92%
2020-12-13 12:00 | 44178.5 |  | 59.5%
2020-12-13 13:00 | 44178.5417 |  | 59.32%
2020-12-13 14:00 | 44178.5833 |  | 59.7%
2020-12-13 15:00 | 44178.625 |  | 59.53%
2020-12-13 16:00 | 44178.6667 |  | 59.39%
2020-12-13 17:00 | 44178.7083 |  | 58.68%
2020-12-13 18:00 | 44178.75 |  | 55.73%
2020-12-13 19:00 | 44178.7917 |  | 54.11%
2020-12-13 20:00 | 44178.8333 |  | 52.82%
2020-12-13 21:00 | 44178.875 |  | 51.46%
2020-12-13 22:00 | 44178.9167 |  | 51.24%
2020-12-13 23:00 | 44178.9583 |  | 53.1%
2020-12-14 | 44179 |  | 55.01%
2020-12-14 01:00 | 44179.0417 |  | 54.8%
2020-12-14 02:00 | 44179.0833 |  | 54.61%
2020-12-14 03:00 | 44179.125 |  | 54.48%
2020-12-14 04:00 | 44179.1667 |  | 53.84%
2020-12-14 05:00 | 44179.2083 |  | 54.1%
2020-12-14 06:00 | 44179.25 |  | 55.63%
2020-12-14 07:00 | 44179.2917 |  | 58.34%
2020-12-14 08:00 | 44179.3333 |  | 59.75%
2020-12-14 09:00 | 44179.375 |  | 59.79%
2020-12-14 10:00 | 44179.4167 |  | 60.01%
2020-12-14 11:00 | 44179.4583 |  | 60%
2020-12-14 12:00 | 44179.5 |  | 60.29%
2020-12-14 13:00 | 44179.5417 |  | 60.42%
2020-12-14 14:00 | 44179.5833 |  | 60.5%
2020-12-14 15:00 | 44179.625 |  | 60.7%
2020-12-14 16:00 | 44179.6667 |  | 60.94%
2020-12-14 17:00 | 44179.7083 |  | 60.75%
2020-12-14 18:00 | 44179.75 |  | 60.68%
2020-12-14 19:00 | 44179.7917 |  | 59.59%
2020-12-14 20:00 | 44179.8333 |  | 58.35%
2020-12-14 21:00 | 44179.875 |  | 56.37%
2020-12-14 22:00 | 44179.9167 |  | 54.95%
2020-12-14 23:00 | 44179.9583 |  | 55.37%
2020-12-15 | 44180 |  | 54.54%
2020-12-15 01:00 | 44180.0417 |  | 54.33%
2020-12-15 02:00 | 44180.0833 |  | 54.15%
2020-12-15 03:00 | 44180.125 |  | 54.02%
2020-12-15 04:00 | 44180.1667 |  | 53.38%
2020-12-15 05:00 | 44180.2083 |  | 53.64%
2020-12-15 06:00 | 44180.25 |  | 55.15%
2020-12-15 07:00 | 44180.2917 |  | 57.84%
2020-12-15 08:00 | 44180.3333 |  | 59.24%
2020-12-15 09:00 | 44180.375 |  | 59.28%
2020-12-15 10:00 | 44180.4167 |  | 59.5%
2020-12-15 11:00 | 44180.4583 |  | 59.49%
2020-12-15 12:00 | 44180.5 |  | 59.78%
2020-12-15 13:00 | 44180.5417 |  | 59.9%
2020-12-15 14:00 | 44180.5833 |  | 59.99%
2020-12-15 15:00 | 44180.625 |  | 60.19%
2020-12-15 16:00 | 44180.6667 |  | 60.43%
2020-12-15 17:00 | 44180.7083 |  | 60.24%
2020-12-15 18:00 | 44180.75 |  | 60.17%
2020-12-15 19:00 | 44180.7917 |  | 59.09%
2020-12-15 20:00 | 44180.8333 |  | 57.86%
2020-12-15 21:00 | 44180.875 |  | 55.9%
2020-12-15 22:00 | 44180.9167 |  | 54.48%
2020-12-15 23:00 | 44180.9583 |  | 54.9%
2020-12-16 | 44181 |  | 54.53%
2020-12-16 01:00 | 44181.0417 |  | 54.32%
2020-12-16 02:00 | 44181.0833 |  | 54.14%
2020-12-16 03:00 | 44181.125 |  | 54.01%
2020-12-16 04:00 | 44181.1667 |  | 53.37%
2020-12-16 05:00 | 44181.2083 |  | 53.63%
2020-12-16 06:00 | 44181.25 |  | 55.14%
2020-12-16 07:00 | 44181.2917 |  | 57.83%
2020-12-16 08:00 | 44181.3333 |  | 59.23%
2020-12-16 09:00 | 44181.375 |  | 59.27%
2020-12-16 10:00 | 44181.4167 |  | 59.48%
2020-12-16 11:00 | 44181.4583 |  | 59.48%
2020-12-16 12:00 | 44181.5 |  | 59.77%
2020-12-16 13:00 | 44181.5417 |  | 59.89%
2020-12-16 14:00 | 44181.5833 |  | 59.97%
2020-12-16 15:00 | 44181.625 |  | 60.17%
2020-12-16 16:00 | 44181.6667 |  | 60.41%
2020-12-16 17:00 | 44181.7083 |  | 60.22%
2020-12-16 18:00 | 44181.75 |  | 60.15%
2020-12-16 19:00 | 44181.7917 |  | 59.07%
2020-12-16 20:00 | 44181.8333 |  | 57.85%
2020-12-16 21:00 | 44181.875 |  | 55.88%
2020-12-16 22:00 | 44181.9167 |  | 54.47%
2020-12-16 23:00 | 44181.9583 |  | 54.89%
2020-12-17 | 44182 |  | 55.13%
2020-12-17 01:00 | 44182.0417 |  | 54.92%
2020-12-17 02:00 | 44182.0833 |  | 54.73%
2020-12-17 03:00 | 44182.125 |  | 54.6%
2020-12-17 04:00 | 44182.1667 |  | 53.96%
2020-12-17 05:00 | 44182.2083 |  | 54.22%
2020-12-17 06:00 | 44182.25 |  | 55.75%
2020-12-17 07:00 | 44182.2917 |  | 58.46%
2020-12-17 08:00 | 44182.3333 |  | 59.88%
2020-12-17 09:00 | 44182.375 |  | 59.92%
2020-12-17 10:00 | 44182.4167 |  | 60.14%
2020-12-17 11:00 | 44182.4583 |  | 60.14%
2020-12-17 12:00 | 44182.5 |  | 60.43%
2020-12-17 13:00 | 44182.5417 |  | 60.55%
2020-12-17 14:00 | 44182.5833 |  | 60.63%
2020-12-17 15:00 | 44182.625 |  | 60.84%
2020-12-17 16:00 | 44182.6667 |  | 61.08%
2020-12-17 17:00 | 44182.7083 |  | 60.88%
2020-12-17 18:00 | 44182.75 |  | 60.82%
2020-12-17 19:00 | 44182.7917 |  | 59.72%
2020-12-17 20:00 | 44182.8333 |  | 58.48%
2020-12-17 21:00 | 44182.875 |  | 56.5%
2020-12-17 22:00 | 44182.9167 |  | 55.07%
2020-12-17 23:00 | 44182.9583 |  | 55.49%
2020-12-18 | 44183 |  | 55.06%
2020-12-18 01:00 | 44183.0417 |  | 54.85%
2020-12-18 02:00 | 44183.0833 |  | 54.67%
2020-12-18 03:00 | 44183.125 |  | 54.54%
2020-12-18 04:00 | 44183.1667 |  | 53.89%
2020-12-18 05:00 | 44183.2083 |  | 54.15%
2020-12-18 06:00 | 44183.25 |  | 55.68%
2020-12-18 07:00 | 44183.2917 |  | 58.39%
2020-12-18 08:00 | 44183.3333 |  | 59.81%
2020-12-18 09:00 | 44183.375 |  | 59.85%
2020-12-18 10:00 | 44183.4167 |  | 60.06%
2020-12-18 11:00 | 44183.4583 |  | 60.06%
2020-12-18 12:00 | 44183.5 |  | 60.35%
2020-12-18 13:00 | 44183.5417 |  | 60.47%
2020-12-18 14:00 | 44183.5833 |  | 60.56%
2020-12-18 15:00 | 44183.625 |  | 60.76%
2020-12-18 16:00 | 44183.6667 |  | 61%
2020-12-18 17:00 | 44183.7083 |  | 60.81%
2020-12-18 18:00 | 44183.75 |  | 60.74%
2020-12-18 19:00 | 44183.7917 |  | 59.65%
2020-12-18 20:00 | 44183.8333 |  | 58.41%
2020-12-18 21:00 | 44183.875 |  | 56.43%
2020-12-18 22:00 | 44183.9167 |  | 55%
2020-12-18 23:00 | 44183.9583 |  | 55.42%
2020-12-19 | 44184 |  | 53.33%
2020-12-19 01:00 | 44184.0417 |  | 54.13%
2020-12-19 02:00 | 44184.0833 |  | 53.73%
2020-12-19 03:00 | 44184.125 |  | 53.05%
2020-12-19 04:00 | 44184.1667 |  | 51.91%
2020-12-19 05:00 | 44184.2083 |  | 51.58%
2020-12-19 06:00 | 44184.25 |  | 52.46%
2020-12-19 07:00 | 44184.2917 |  | 53.39%
2020-12-19 08:00 | 44184.3333 |  | 55.2%
2020-12-19 09:00 | 44184.375 |  | 56.92%
2020-12-19 10:00 | 44184.4167 |  | 58.1%
2020-12-19 11:00 | 44184.4583 |  | 58.33%
2020-12-19 12:00 | 44184.5 |  | 58.9%
2020-12-19 13:00 | 44184.5417 |  | 58.72%
2020-12-19 14:00 | 44184.5833 |  | 59.1%
2020-12-19 15:00 | 44184.625 |  | 58.94%
2020-12-19 16:00 | 44184.6667 |  | 58.79%
2020-12-19 17:00 | 44184.7083 |  | 58.1%
2020-12-19 18:00 | 44184.75 |  | 55.17%
2020-12-19 19:00 | 44184.7917 |  | 53.56%
2020-12-19 20:00 | 44184.8333 |  | 52.29%
2020-12-19 21:00 | 44184.875 |  | 50.94%
2020-12-19 22:00 | 44184.9167 |  | 50.72%
2020-12-19 23:00 | 44184.9583 |  | 52.57%
2020-12-20 | 44185 |  | 53.51%
2020-12-20 01:00 | 44185.0417 |  | 54.31%
2020-12-20 02:00 | 44185.0833 |  | 53.91%
2020-12-20 03:00 | 44185.125 |  | 53.23%
2020-12-20 04:00 | 44185.1667 |  | 52.08%
2020-12-20 05:00 | 44185.2083 |  | 51.76%
2020-12-20 06:00 | 44185.25 |  | 52.64%
2020-12-20 07:00 | 44185.2917 |  | 53.57%
2020-12-20 08:00 | 44185.3333 |  | 55.38%
2020-12-20 09:00 | 44185.375 |  | 57.11%
2020-12-20 10:00 | 44185.4167 |  | 58.3%
2020-12-20 11:00 | 44185.4583 |  | 58.52%
2020-12-20 12:00 | 44185.5 |  | 59.09%
2020-12-20 13:00 | 44185.5417 |  | 58.92%
2020-12-20 14:00 | 44185.5833 |  | 59.3%
2020-12-20 15:00 | 44185.625 |  | 59.13%
2020-12-20 16:00 | 44185.6667 |  | 58.99%
2020-12-20 17:00 | 44185.7083 |  | 58.29%
2020-12-20 18:00 | 44185.75 |  | 55.36%
2020-12-20 19:00 | 44185.7917 |  | 53.74%
2020-12-20 20:00 | 44185.8333 |  | 52.46%
2020-12-20 21:00 | 44185.875 |  | 51.11%
2020-12-20 22:00 | 44185.9167 |  | 50.89%
2020-12-20 23:00 | 44185.9583 |  | 52.75%
2020-12-21 | 44186 |  | 54.52%
2020-12-21 01:00 | 44186.0417 |  | 54.31%
2020-12-21 02:00 | 44186.0833 |  | 54.12%
2020-12-21 03:00 | 44186.125 |  | 54%
2020-12-21 04:00 | 44186.1667 |  | 53.36%
2020-12-21 05:00 | 44186.2083 |  | 53.62%
2020-12-21 06:00 | 44186.25 |  | 55.13%
2020-12-21 07:00 | 44186.2917 |  | 57.81%
2020-12-21 08:00 | 44186.3333 |  | 59.21%
2020-12-21 09:00 | 44186.375 |  | 59.25%
2020-12-21 10:00 | 44186.4167 |  | 59.47%
2020-12-21 11:00 | 44186.4583 |  | 59.47%
2020-12-21 12:00 | 44186.5 |  | 59.75%
2020-12-21 13:00 | 44186.5417 |  | 59.87%
2020-12-21 14:00 | 44186.5833 |  | 59.96%
2020-12-21 15:00 | 44186.625 |  | 60.16%
2020-12-21 16:00 | 44186.6667 |  | 60.4%
2020-12-21 17:00 | 44186.7083 |  | 60.21%
2020-12-21 18:00 | 44186.75 |  | 60.14%
2020-12-21 19:00 | 44186.7917 |  | 59.06%
2020-12-21 20:00 | 44186.8333 |  | 57.83%
2020-12-21 21:00 | 44186.875 |  | 55.87%
2020-12-21 22:00 | 44186.9167 |  | 54.45%
2020-12-21 23:00 | 44186.9583 |  | 54.87%
2020-12-22 | 44187 |  | 54.52%
2020-12-22 01:00 | 44187.0417 |  | 54.31%
2020-12-22 02:00 | 44187.0833 |  | 54.12%
2020-12-22 03:00 | 44187.125 |  | 54%
2020-12-22 04:00 | 44187.1667 |  | 53.36%
2020-12-22 05:00 | 44187.2083 |  | 53.62%
2020-12-22 06:00 | 44187.25 |  | 55.13%
2020-12-22 07:00 | 44187.2917 |  | 57.81%
2020-12-22 08:00 | 44187.3333 |  | 59.21%
2020-12-22 09:00 | 44187.375 |  | 59.25%
2020-12-22 10:00 | 44187.4167 |  | 59.47%
2020-12-22 11:00 | 44187.4583 |  | 59.47%
2020-12-22 12:00 | 44187.5 |  | 59.75%
2020-12-22 13:00 | 44187.5417 |  | 59.87%
2020-12-22 14:00 | 44187.5833 |  | 59.96%
2020-12-22 15:00 | 44187.625 |  | 60.16%
2020-12-22 16:00 | 44187.6667 |  | 60.4%
2020-12-22 17:00 | 44187.7083 |  | 60.21%
2020-12-22 18:00 | 44187.75 |  | 60.14%
2020-12-22 19:00 | 44187.7917 |  | 59.06%
2020-12-22 20:00 | 44187.8333 |  | 57.83%
2020-12-22 21:00 | 44187.875 |  | 55.87%
2020-12-22 22:00 | 44187.9167 |  | 54.45%
2020-12-22 23:00 | 44187.9583 |  | 54.87%
2020-12-23 | 44188 |  | 54.98%
2020-12-23 01:00 | 44188.0417 |  | 54.77%
2020-12-23 02:00 | 44188.0833 |  | 54.59%
2020-12-23 03:00 | 44188.125 |  | 54.46%
2020-12-23 04:00 | 44188.1667 |  | 53.81%
2020-12-23 05:00 | 44188.2083 |  | 54.08%
2020-12-23 06:00 | 44188.25 |  | 55.6%
2020-12-23 07:00 | 44188.2917 |  | 58.31%
2020-12-23 08:00 | 44188.3333 |  | 59.72%
2020-12-23 09:00 | 44188.375 |  | 59.76%
2020-12-23 10:00 | 44188.4167 |  | 59.98%
2020-12-23 11:00 | 44188.4583 |  | 59.97%
2020-12-23 12:00 | 44188.5 |  | 60.26%
2020-12-23 13:00 | 44188.5417 |  | 60.39%
2020-12-23 14:00 | 44188.5833 |  | 60.47%
2020-12-23 15:00 | 44188.625 |  | 60.67%
2020-12-23 16:00 | 44188.6667 |  | 60.91%
2020-12-23 17:00 | 44188.7083 |  | 60.72%
2020-12-23 18:00 | 44188.75 |  | 60.65%
2020-12-23 19:00 | 44188.7917 |  | 59.56%
2020-12-23 20:00 | 44188.8333 |  | 58.33%
2020-12-23 21:00 | 44188.875 |  | 56.35%
2020-12-23 22:00 | 44188.9167 |  | 54.92%
2020-12-23 23:00 | 44188.9583 |  | 55.34%
2020-12-24 | 44189 |  | 55.35%
2020-12-24 01:00 | 44189.0417 |  | 55.14%
2020-12-24 02:00 | 44189.0833 |  | 54.95%
2020-12-24 03:00 | 44189.125 |  | 54.82%
2020-12-24 04:00 | 44189.1667 |  | 54.18%
2020-12-24 05:00 | 44189.2083 |  | 54.44%
2020-12-24 06:00 | 44189.25 |  | 55.97%
2020-12-24 07:00 | 44189.2917 |  | 58.7%
2020-12-24 08:00 | 44189.3333 |  | 60.12%
2020-12-24 09:00 | 44189.375 |  | 60.16%
2020-12-24 10:00 | 44189.4167 |  | 60.38%
2020-12-24 11:00 | 44189.4583 |  | 60.38%
2020-12-24 12:00 | 44189.5 |  | 60.67%
2020-12-24 13:00 | 44189.5417 |  | 60.79%
2020-12-24 14:00 | 44189.5833 |  | 60.88%
2020-12-24 15:00 | 44189.625 |  | 61.08%
2020-12-24 16:00 | 44189.6667 |  | 61.33%
2020-12-24 17:00 | 44189.7083 |  | 61.13%
2020-12-24 18:00 | 44189.75 |  | 61.06%
2020-12-24 19:00 | 44189.7917 |  | 59.96%
2020-12-24 20:00 | 44189.8333 |  | 58.72%
2020-12-24 21:00 | 44189.875 |  | 56.73%
2020-12-24 22:00 | 44189.9167 |  | 55.29%
2020-12-24 23:00 | 44189.9583 |  | 55.72%
2020-12-25 | 44190 |  | 53.49%
2020-12-25 01:00 | 44190.0417 |  | 54.28%
2020-12-25 02:00 | 44190.0833 |  | 53.89%
2020-12-25 03:00 | 44190.125 |  | 53.2%
2020-12-25 04:00 | 44190.1667 |  | 52.06%
2020-12-25 05:00 | 44190.2083 |  | 51.73%
2020-12-25 06:00 | 44190.25 |  | 52.62%
2020-12-25 07:00 | 44190.2917 |  | 53.55%
2020-12-25 08:00 | 44190.3333 |  | 55.36%
2020-12-25 09:00 | 44190.375 |  | 57.09%
2020-12-25 10:00 | 44190.4167 |  | 58.27%
2020-12-25 11:00 | 44190.4583 |  | 58.5%
2020-12-25 12:00 | 44190.5 |  | 59.07%
2020-12-25 13:00 | 44190.5417 |  | 58.89%
2020-12-25 14:00 | 44190.5833 |  | 59.27%
2020-12-25 15:00 | 44190.625 |  | 59.11%
2020-12-25 16:00 | 44190.6667 |  | 58.96%
2020-12-25 17:00 | 44190.7083 |  | 58.26%
2020-12-25 18:00 | 44190.75 |  | 55.33%
2020-12-25 19:00 | 44190.7917 |  | 53.72%
2020-12-25 20:00 | 44190.8333 |  | 52.44%
2020-12-25 21:00 | 44190.875 |  | 51.09%
2020-12-25 22:00 | 44190.9167 |  | 50.87%
2020-12-25 23:00 | 44190.9583 |  | 52.72%
2020-12-26 | 44191 |  | 54.73%
2020-12-26 01:00 | 44191.0417 |  | 55.54%
2020-12-26 02:00 | 44191.0833 |  | 55.14%
2020-12-26 03:00 | 44191.125 |  | 54.44%
2020-12-26 04:00 | 44191.1667 |  | 53.27%
2020-12-26 05:00 | 44191.2083 |  | 52.94%
2020-12-26 06:00 | 44191.25 |  | 53.84%
2020-12-26 07:00 | 44191.2917 |  | 54.79%
2020-12-26 08:00 | 44191.3333 |  | 56.64%
2020-12-26 09:00 | 44191.375 |  | 58.41%
2020-12-26 10:00 | 44191.4167 |  | 59.62%
2020-12-26 11:00 | 44191.4583 |  | 59.86%
2020-12-26 12:00 | 44191.5 |  | 60.44%
2020-12-26 13:00 | 44191.5417 |  | 60.26%
2020-12-26 14:00 | 44191.5833 |  | 60.65%
2020-12-26 15:00 | 44191.625 |  | 60.48%
2020-12-26 16:00 | 44191.6667 |  | 60.33%
2020-12-26 17:00 | 44191.7083 |  | 59.62%
2020-12-26 18:00 | 44191.75 |  | 56.62%
2020-12-26 19:00 | 44191.7917 |  | 54.97%
2020-12-26 20:00 | 44191.8333 |  | 53.65%
2020-12-26 21:00 | 44191.875 |  | 52.27%
2020-12-26 22:00 | 44191.9167 |  | 52.05%
2020-12-26 23:00 | 44191.9583 |  | 53.95%
2020-12-27 | 44192 |  | 54.5%
2020-12-27 01:00 | 44192.0417 |  | 55.32%
2020-12-27 02:00 | 44192.0833 |  | 54.91%
2020-12-27 03:00 | 44192.125 |  | 54.21%
2020-12-27 04:00 | 44192.1667 |  | 53.05%
2020-12-27 05:00 | 44192.2083 |  | 52.72%
2020-12-27 06:00 | 44192.25 |  | 53.62%
2020-12-27 07:00 | 44192.2917 |  | 54.57%
2020-12-27 08:00 | 44192.3333 |  | 56.41%
2020-12-27 09:00 | 44192.375 |  | 58.17%
2020-12-27 10:00 | 44192.4167 |  | 59.38%
2020-12-27 11:00 | 44192.4583 |  | 59.61%
2020-12-27 12:00 | 44192.5 |  | 60.19%
2020-12-27 13:00 | 44192.5417 |  | 60.01%
2020-12-27 14:00 | 44192.5833 |  | 60.4%
2020-12-27 15:00 | 44192.625 |  | 60.23%
2020-12-27 16:00 | 44192.6667 |  | 60.08%
2020-12-27 17:00 | 44192.7083 |  | 59.37%
2020-12-27 18:00 | 44192.75 |  | 56.38%
2020-12-27 19:00 | 44192.7917 |  | 54.74%
2020-12-27 20:00 | 44192.8333 |  | 53.43%
2020-12-27 21:00 | 44192.875 |  | 52.06%
2020-12-27 22:00 | 44192.9167 |  | 51.84%
2020-12-27 23:00 | 44192.9583 |  | 53.72%
2020-12-28 | 44193 |  | 55.75%
2020-12-28 01:00 | 44193.0417 |  | 55.53%
2020-12-28 02:00 | 44193.0833 |  | 55.34%
2020-12-28 03:00 | 44193.125 |  | 55.21%
2020-12-28 04:00 | 44193.1667 |  | 54.56%
2020-12-28 05:00 | 44193.2083 |  | 54.83%
2020-12-28 06:00 | 44193.25 |  | 56.37%
2020-12-28 07:00 | 44193.2917 |  | 59.12%
2020-12-28 08:00 | 44193.3333 |  | 60.55%
2020-12-28 09:00 | 44193.375 |  | 60.59%
2020-12-28 10:00 | 44193.4167 |  | 60.81%
2020-12-28 11:00 | 44193.4583 |  | 60.81%
2020-12-28 12:00 | 44193.5 |  | 61.1%
2020-12-28 13:00 | 44193.5417 |  | 61.22%
2020-12-28 14:00 | 44193.5833 |  | 61.31%
2020-12-28 15:00 | 44193.625 |  | 61.52%
2020-12-28 16:00 | 44193.6667 |  | 61.76%
2020-12-28 17:00 | 44193.7083 |  | 61.56%
2020-12-28 18:00 | 44193.75 |  | 61.5%
2020-12-28 19:00 | 44193.7917 |  | 60.39%
2020-12-28 20:00 | 44193.8333 |  | 59.14%
2020-12-28 21:00 | 44193.875 |  | 57.13%
2020-12-28 22:00 | 44193.9167 |  | 55.68%
2020-12-28 23:00 | 44193.9583 |  | 56.11%
2020-12-29 | 44194 |  | 55.75%
2020-12-29 01:00 | 44194.0417 |  | 55.53%
2020-12-29 02:00 | 44194.0833 |  | 55.34%
2020-12-29 03:00 | 44194.125 |  | 55.21%
2020-12-29 04:00 | 44194.1667 |  | 54.56%
2020-12-29 05:00 | 44194.2083 |  | 54.83%
2020-12-29 06:00 | 44194.25 |  | 56.37%
2020-12-29 07:00 | 44194.2917 |  | 59.12%
2020-12-29 08:00 | 44194.3333 |  | 60.55%
2020-12-29 09:00 | 44194.375 |  | 60.59%
2020-12-29 10:00 | 44194.4167 |  | 60.81%
2020-12-29 11:00 | 44194.4583 |  | 60.81%
2020-12-29 12:00 | 44194.5 |  | 61.1%
2020-12-29 13:00 | 44194.5417 |  | 61.22%
2020-12-29 14:00 | 44194.5833 |  | 61.31%
2020-12-29 15:00 | 44194.625 |  | 61.52%
2020-12-29 16:00 | 44194.6667 |  | 61.76%
2020-12-29 17:00 | 44194.7083 |  | 61.56%
2020-12-29 18:00 | 44194.75 |  | 61.5%
2020-12-29 19:00 | 44194.7917 |  | 60.39%
2020-12-29 20:00 | 44194.8333 |  | 59.14%
2020-12-29 21:00 | 44194.875 |  | 57.13%
2020-12-29 22:00 | 44194.9167 |  | 55.68%
2020-12-29 23:00 | 44194.9583 |  | 56.11%
2020-12-30 | 44195 |  | 55.75%
2020-12-30 01:00 | 44195.0417 |  | 55.53%
2020-12-30 02:00 | 44195.0833 |  | 55.34%
2020-12-30 03:00 | 44195.125 |  | 55.21%
2020-12-30 04:00 | 44195.1667 |  | 54.56%
2020-12-30 05:00 | 44195.2083 |  | 54.83%
2020-12-30 06:00 | 44195.25 |  | 56.37%
2020-12-30 07:00 | 44195.2917 |  | 59.12%
2020-12-30 08:00 | 44195.3333 |  | 60.55%
2020-12-30 09:00 | 44195.375 |  | 60.59%
2020-12-30 10:00 | 44195.4167 |  | 60.81%
2020-12-30 11:00 | 44195.4583 |  | 60.81%
2020-12-30 12:00 | 44195.5 |  | 61.1%
2020-12-30 13:00 | 44195.5417 |  | 61.22%
2020-12-30 14:00 | 44195.5833 |  | 61.31%
2020-12-30 15:00 | 44195.625 |  | 61.52%
2020-12-30 16:00 | 44195.6667 |  | 61.76%
2020-12-30 17:00 | 44195.7083 |  | 61.56%
2020-12-30 18:00 | 44195.75 |  | 61.5%
2020-12-30 19:00 | 44195.7917 |  | 60.39%
2020-12-30 20:00 | 44195.8333 |  | 59.14%
2020-12-30 21:00 | 44195.875 |  | 57.13%
2020-12-30 22:00 | 44195.9167 |  | 55.68%
2020-12-30 23:00 | 44195.9583 |  | 56.11%
2020-12-31 | 44196 |  | 55.75%
2020-12-31 01:00 | 44196.0417 |  | 55.53%
2020-12-31 02:00 | 44196.0833 |  | 55.34%
2020-12-31 03:00 | 44196.125 |  | 55.21%
2020-12-31 04:00 | 44196.1667 |  | 54.56%
2020-12-31 05:00 | 44196.2083 |  | 54.83%
2020-12-31 06:00 | 44196.25 |  | 56.37%
2020-12-31 07:00 | 44196.2917 |  | 59.12%
2020-12-31 08:00 | 44196.3333 |  | 60.55%
2020-12-31 09:00 | 44196.375 |  | 60.59%
2020-12-31 10:00 | 44196.4167 |  | 60.81%
2020-12-31 11:00 | 44196.4583 |  | 60.81%
2020-12-31 12:00 | 44196.5 |  | 61.1%
2020-12-31 13:00 | 44196.5417 |  | 61.22%
2020-12-31 14:00 | 44196.5833 |  | 61.31%
2020-12-31 15:00 | 44196.625 |  | 61.52%
2020-12-31 16:00 | 44196.6667 |  | 61.76%
2020-12-31 17:00 | 44196.7083 |  | 61.56%
2020-12-31 18:00 | 44196.75 |  | 61.5%
2020-12-31 19:00 | 44196.7917 |  | 60.39%
2020-12-31 20:00 | 44196.8333 |  | 59.14%
2020-12-31 21:00 | 44196.875 |  | 57.13%
2020-12-31 22:00 | 44196.9167 |  | 55.68%
2020-12-31 23:00 | 44196.9583 |  | 56.11%
2021-01-01 | 44197 |  | 51.77%
2021-01-01 01:00 | 44197.0417 |  | 51.25%
2021-01-01 02:00 | 44197.0833 |  | 51.15%
2021-01-01 03:00 | 44197.125 |  | 51%
2021-01-01 04:00 | 44197.1667 |  | 50.94%
2021-01-01 05:00 | 44197.2083 |  | 50.8%
2021-01-01 06:00 | 44197.25 |  | 51.23%
2021-01-01 07:00 | 44197.2917 |  | 51.92%
2021-01-01 08:00 | 44197.3333 |  | 53.14%
2021-01-01 09:00 | 44197.375 |  | 54.02%
2021-01-01 10:00 | 44197.4167 |  | 54.77%
2021-01-01 11:00 | 44197.4583 |  | 55%
2021-01-01 12:00 | 44197.5 |  | 55.02%
2021-01-01 13:00 | 44197.5417 |  | 54.54%
2021-01-01 14:00 | 44197.5833 |  | 54.52%
2021-01-01 15:00 | 44197.625 |  | 54.5%
2021-01-01 16:00 | 44197.6667 |  | 54.4%
2021-01-01 17:00 | 44197.7083 |  | 54.27%
2021-01-01 18:00 | 44197.75 |  | 53.74%
2021-01-01 19:00 | 44197.7917 |  | 53.03%
2021-01-01 20:00 | 44197.8333 |  | 52.4%
2021-01-01 21:00 | 44197.875 |  | 52.63%
2021-01-01 22:00 | 44197.9167 |  | 52.5%
2021-01-01 23:00 | 44197.9583 |  | 52.82%
2021-01-02 | 44198 |  | 51.25%
2021-01-02 01:00 | 44198.0417 |  | 50.74%
2021-01-02 02:00 | 44198.0833 |  | 50.64%
2021-01-02 03:00 | 44198.125 |  | 50.49%
2021-01-02 04:00 | 44198.1667 |  | 50.43%
2021-01-02 05:00 | 44198.2083 |  | 50.3%
2021-01-02 06:00 | 44198.25 |  | 50.72%
2021-01-02 07:00 | 44198.2917 |  | 51.4%
2021-01-02 08:00 | 44198.3333 |  | 52.61%
2021-01-02 09:00 | 44198.375 |  | 53.48%
2021-01-02 10:00 | 44198.4167 |  | 54.22%
2021-01-02 11:00 | 44198.4583 |  | 54.45%
2021-01-02 12:00 | 44198.5 |  | 54.47%
2021-01-02 13:00 | 44198.5417 |  | 54%
2021-01-02 14:00 | 44198.5833 |  | 53.98%
2021-01-02 15:00 | 44198.625 |  | 53.96%
2021-01-02 16:00 | 44198.6667 |  | 53.86%
2021-01-02 17:00 | 44198.7083 |  | 53.72%
2021-01-02 18:00 | 44198.75 |  | 53.2%
2021-01-02 19:00 | 44198.7917 |  | 52.5%
2021-01-02 20:00 | 44198.8333 |  | 51.87%
2021-01-02 21:00 | 44198.875 |  | 52.1%
2021-01-02 22:00 | 44198.9167 |  | 51.97%
2021-01-02 23:00 | 44198.9583 |  | 52.29%
2021-01-03 | 44199 |  | 51.59%
2021-01-03 01:00 | 44199.0417 |  | 51.08%
2021-01-03 02:00 | 44199.0833 |  | 50.97%
2021-01-03 03:00 | 44199.125 |  | 50.82%
2021-01-03 04:00 | 44199.1667 |  | 50.76%
2021-01-03 05:00 | 44199.2083 |  | 50.63%
2021-01-03 06:00 | 44199.25 |  | 51.05%
2021-01-03 07:00 | 44199.2917 |  | 51.74%
2021-01-03 08:00 | 44199.3333 |  | 52.96%
2021-01-03 09:00 | 44199.375 |  | 53.83%
2021-01-03 10:00 | 44199.4167 |  | 54.58%
2021-01-03 11:00 | 44199.4583 |  | 54.81%
2021-01-03 12:00 | 44199.5 |  | 54.83%
2021-01-03 13:00 | 44199.5417 |  | 54.36%
2021-01-03 14:00 | 44199.5833 |  | 54.33%
2021-01-03 15:00 | 44199.625 |  | 54.31%
2021-01-03 16:00 | 44199.6667 |  | 54.21%
2021-01-03 17:00 | 44199.7083 |  | 54.08%
2021-01-03 18:00 | 44199.75 |  | 53.55%
2021-01-03 19:00 | 44199.7917 |  | 52.84%
2021-01-03 20:00 | 44199.8333 |  | 52.22%
2021-01-03 21:00 | 44199.875 |  | 52.44%
2021-01-03 22:00 | 44199.9167 |  | 52.31%
2021-01-03 23:00 | 44199.9583 |  | 52.64%
2021-01-04 | 44200 |  | 52.44%
2021-01-04 01:00 | 44200.0417 |  | 51.77%
2021-01-04 02:00 | 44200.0833 |  | 51.4%
2021-01-04 03:00 | 44200.125 |  | 51.2%
2021-01-04 04:00 | 44200.1667 |  | 50.93%
2021-01-04 05:00 | 44200.2083 |  | 50.76%
2021-01-04 06:00 | 44200.25 |  | 52.03%
2021-01-04 07:00 | 44200.2917 |  | 54.08%
2021-01-04 08:00 | 44200.3333 |  | 54.67%
2021-01-04 09:00 | 44200.375 |  | 53.88%
2021-01-04 10:00 | 44200.4167 |  | 53.4%
2021-01-04 11:00 | 44200.4583 |  | 53.74%
2021-01-04 12:00 | 44200.5 |  | 53.69%
2021-01-04 13:00 | 44200.5417 |  | 53.61%
2021-01-04 14:00 | 44200.5833 |  | 54.08%
2021-01-04 15:00 | 44200.625 |  | 54.47%
2021-01-04 16:00 | 44200.6667 |  | 54.47%
2021-01-04 17:00 | 44200.7083 |  | 54.3%
2021-01-04 18:00 | 44200.75 |  | 54.05%
2021-01-04 19:00 | 44200.7917 |  | 53.67%
2021-01-04 20:00 | 44200.8333 |  | 53.05%
2021-01-04 21:00 | 44200.875 |  | 53.14%
2021-01-04 22:00 | 44200.9167 |  | 52.79%
2021-01-04 23:00 | 44200.9583 |  | 53.18%
2021-01-05 | 44201 |  | 52.24%
2021-01-05 01:00 | 44201.0417 |  | 51.57%
2021-01-05 02:00 | 44201.0833 |  | 51.19%
2021-01-05 03:00 | 44201.125 |  | 51%
2021-01-05 04:00 | 44201.1667 |  | 50.73%
2021-01-05 05:00 | 44201.2083 |  | 50.56%
2021-01-05 06:00 | 44201.25 |  | 51.82%
2021-01-05 07:00 | 44201.2917 |  | 53.87%
2021-01-05 08:00 | 44201.3333 |  | 54.45%
2021-01-05 09:00 | 44201.375 |  | 53.66%
2021-01-05 10:00 | 44201.4167 |  | 53.19%
2021-01-05 11:00 | 44201.4583 |  | 53.53%
2021-01-05 12:00 | 44201.5 |  | 53.48%
2021-01-05 13:00 | 44201.5417 |  | 53.4%
2021-01-05 14:00 | 44201.5833 |  | 53.87%
2021-01-05 15:00 | 44201.625 |  | 54.25%
2021-01-05 16:00 | 44201.6667 |  | 54.25%
2021-01-05 17:00 | 44201.7083 |  | 54.09%
2021-01-05 18:00 | 44201.75 |  | 53.84%
2021-01-05 19:00 | 44201.7917 |  | 53.46%
2021-01-05 20:00 | 44201.8333 |  | 52.84%
2021-01-05 21:00 | 44201.875 |  | 52.93%
2021-01-05 22:00 | 44201.9167 |  | 52.58%
2021-01-05 23:00 | 44201.9583 |  | 52.97%
2021-01-06 | 44202 |  | 52.27%
2021-01-06 01:00 | 44202.0417 |  | 51.6%
2021-01-06 02:00 | 44202.0833 |  | 51.22%
2021-01-06 03:00 | 44202.125 |  | 51.03%
2021-01-06 04:00 | 44202.1667 |  | 50.76%
2021-01-06 05:00 | 44202.2083 |  | 50.59%
2021-01-06 06:00 | 44202.25 |  | 51.85%
2021-01-06 07:00 | 44202.2917 |  | 53.9%
2021-01-06 08:00 | 44202.3333 |  | 54.48%
2021-01-06 09:00 | 44202.375 |  | 53.7%
2021-01-06 10:00 | 44202.4167 |  | 53.22%
2021-01-06 11:00 | 44202.4583 |  | 53.56%
2021-01-06 12:00 | 44202.5 |  | 53.51%
2021-01-06 13:00 | 44202.5417 |  | 53.43%
2021-01-06 14:00 | 44202.5833 |  | 53.9%
2021-01-06 15:00 | 44202.625 |  | 54.29%
2021-01-06 16:00 | 44202.6667 |  | 54.29%
2021-01-06 17:00 | 44202.7083 |  | 54.12%
2021-01-06 18:00 | 44202.75 |  | 53.87%
2021-01-06 19:00 | 44202.7917 |  | 53.49%
2021-01-06 20:00 | 44202.8333 |  | 52.87%
2021-01-06 21:00 | 44202.875 |  | 52.96%
2021-01-06 22:00 | 44202.9167 |  | 52.62%
2021-01-06 23:00 | 44202.9583 |  | 53%
2021-01-07 | 44203 |  | 52.52%
2021-01-07 01:00 | 44203.0417 |  | 51.86%
2021-01-07 02:00 | 44203.0833 |  | 51.48%
2021-01-07 03:00 | 44203.125 |  | 51.28%
2021-01-07 04:00 | 44203.1667 |  | 51.01%
2021-01-07 05:00 | 44203.2083 |  | 50.84%
2021-01-07 06:00 | 44203.25 |  | 52.11%
2021-01-07 07:00 | 44203.2917 |  | 54.16%
2021-01-07 08:00 | 44203.3333 |  | 54.75%
2021-01-07 09:00 | 44203.375 |  | 53.96%
2021-01-07 10:00 | 44203.4167 |  | 53.48%
2021-01-07 11:00 | 44203.4583 |  | 53.82%
2021-01-07 12:00 | 44203.5 |  | 53.77%
2021-01-07 13:00 | 44203.5417 |  | 53.69%
2021-01-07 14:00 | 44203.5833 |  | 54.17%
2021-01-07 15:00 | 44203.625 |  | 54.55%
2021-01-07 16:00 | 44203.6667 |  | 54.55%
2021-01-07 17:00 | 44203.7083 |  | 54.38%
2021-01-07 18:00 | 44203.75 |  | 54.14%
2021-01-07 19:00 | 44203.7917 |  | 53.75%
2021-01-07 20:00 | 44203.8333 |  | 53.13%
2021-01-07 21:00 | 44203.875 |  | 53.22%
2021-01-07 22:00 | 44203.9167 |  | 52.87%
2021-01-07 23:00 | 44203.9583 |  | 53.26%
2021-01-08 | 44204 |  | 52.75%
2021-01-08 01:00 | 44204.0417 |  | 52.08%
2021-01-08 02:00 | 44204.0833 |  | 51.7%
2021-01-08 03:00 | 44204.125 |  | 51.5%
2021-01-08 04:00 | 44204.1667 |  | 51.23%
2021-01-08 05:00 | 44204.2083 |  | 51.05%
2021-01-08 06:00 | 44204.25 |  | 52.33%
2021-01-08 07:00 | 44204.2917 |  | 54.39%
2021-01-08 08:00 | 44204.3333 |  | 54.99%
2021-01-08 09:00 | 44204.375 |  | 54.19%
2021-01-08 10:00 | 44204.4167 |  | 53.71%
2021-01-08 11:00 | 44204.4583 |  | 54.05%
2021-01-08 12:00 | 44204.5 |  | 54%
2021-01-08 13:00 | 44204.5417 |  | 53.92%
2021-01-08 14:00 | 44204.5833 |  | 54.4%
2021-01-08 15:00 | 44204.625 |  | 54.79%
2021-01-08 16:00 | 44204.6667 |  | 54.78%
2021-01-08 17:00 | 44204.7083 |  | 54.62%
2021-01-08 18:00 | 44204.75 |  | 54.37%
2021-01-08 19:00 | 44204.7917 |  | 53.98%
2021-01-08 20:00 | 44204.8333 |  | 53.36%
2021-01-08 21:00 | 44204.875 |  | 53.45%
2021-01-08 22:00 | 44204.9167 |  | 53.1%
2021-01-08 23:00 | 44204.9583 |  | 53.49%
2021-01-09 | 44205 |  | 51.42%
2021-01-09 01:00 | 44205.0417 |  | 50.91%
2021-01-09 02:00 | 44205.0833 |  | 50.8%
2021-01-09 03:00 | 44205.125 |  | 50.66%
2021-01-09 04:00 | 44205.1667 |  | 50.6%
2021-01-09 05:00 | 44205.2083 |  | 50.46%
2021-01-09 06:00 | 44205.25 |  | 50.89%
2021-01-09 07:00 | 44205.2917 |  | 51.57%
2021-01-09 08:00 | 44205.3333 |  | 52.79%
2021-01-09 09:00 | 44205.375 |  | 53.66%
2021-01-09 10:00 | 44205.4167 |  | 54.4%
2021-01-09 11:00 | 44205.4583 |  | 54.63%
2021-01-09 12:00 | 44205.5 |  | 54.65%
2021-01-09 13:00 | 44205.5417 |  | 54.18%
2021-01-09 14:00 | 44205.5833 |  | 54.16%
2021-01-09 15:00 | 44205.625 |  | 54.14%
2021-01-09 16:00 | 44205.6667 |  | 54.04%
2021-01-09 17:00 | 44205.7083 |  | 53.9%
2021-01-09 18:00 | 44205.75 |  | 53.38%
2021-01-09 19:00 | 44205.7917 |  | 52.67%
2021-01-09 20:00 | 44205.8333 |  | 52.05%
2021-01-09 21:00 | 44205.875 |  | 52.27%
2021-01-09 22:00 | 44205.9167 |  | 52.14%
2021-01-09 23:00 | 44205.9583 |  | 52.47%
2021-01-10 | 44206 |  | 51.92%
2021-01-10 01:00 | 44206.0417 |  | 51.4%
2021-01-10 02:00 | 44206.0833 |  | 51.29%
2021-01-10 03:00 | 44206.125 |  | 51.15%
2021-01-10 04:00 | 44206.1667 |  | 51.09%
2021-01-10 05:00 | 44206.2083 |  | 50.95%
2021-01-10 06:00 | 44206.25 |  | 51.38%
2021-01-10 07:00 | 44206.2917 |  | 52.07%
2021-01-10 08:00 | 44206.3333 |  | 53.29%
2021-01-10 09:00 | 44206.375 |  | 54.17%
2021-01-10 10:00 | 44206.4167 |  | 54.93%
2021-01-10 11:00 | 44206.4583 |  | 55.16%
2021-01-10 12:00 | 44206.5 |  | 55.18%
2021-01-10 13:00 | 44206.5417 |  | 54.7%
2021-01-10 14:00 | 44206.5833 |  | 54.68%
2021-01-10 15:00 | 44206.625 |  | 54.66%
2021-01-10 16:00 | 44206.6667 |  | 54.56%
2021-01-10 17:00 | 44206.7083 |  | 54.42%
2021-01-10 18:00 | 44206.75 |  | 53.89%
2021-01-10 19:00 | 44206.7917 |  | 53.18%
2021-01-10 20:00 | 44206.8333 |  | 52.55%
2021-01-10 21:00 | 44206.875 |  | 52.78%
2021-01-10 22:00 | 44206.9167 |  | 52.65%
2021-01-10 23:00 | 44206.9583 |  | 52.97%
2021-01-11 | 44207 |  | 52.63%
2021-01-11 01:00 | 44207.0417 |  | 51.97%
2021-01-11 02:00 | 44207.0833 |  | 51.59%
2021-01-11 03:00 | 44207.125 |  | 51.39%
2021-01-11 04:00 | 44207.1667 |  | 51.12%
2021-01-11 05:00 | 44207.2083 |  | 50.95%
2021-01-11 06:00 | 44207.25 |  | 52.22%
2021-01-11 07:00 | 44207.2917 |  | 54.28%
2021-01-11 08:00 | 44207.3333 |  | 54.87%
2021-01-11 09:00 | 44207.375 |  | 54.07%
2021-01-11 10:00 | 44207.4167 |  | 53.59%
2021-01-11 11:00 | 44207.4583 |  | 53.94%
2021-01-11 12:00 | 44207.5 |  | 53.89%
2021-01-11 13:00 | 44207.5417 |  | 53.81%
2021-01-11 14:00 | 44207.5833 |  | 54.28%
2021-01-11 15:00 | 44207.625 |  | 54.67%
2021-01-11 16:00 | 44207.6667 |  | 54.67%
2021-01-11 17:00 | 44207.7083 |  | 54.5%
2021-01-11 18:00 | 44207.75 |  | 54.25%
2021-01-11 19:00 | 44207.7917 |  | 53.86%
2021-01-11 20:00 | 44207.8333 |  | 53.25%
2021-01-11 21:00 | 44207.875 |  | 53.34%
2021-01-11 22:00 | 44207.9167 |  | 52.99%
2021-01-11 23:00 | 44207.9583 |  | 53.38%
2021-01-12 | 44208 |  | 52.34%
2021-01-12 01:00 | 44208.0417 |  | 51.68%
2021-01-12 02:00 | 44208.0833 |  | 51.3%
2021-01-12 03:00 | 44208.125 |  | 51.11%
2021-01-12 04:00 | 44208.1667 |  | 50.83%
2021-01-12 05:00 | 44208.2083 |  | 50.66%
2021-01-12 06:00 | 44208.25 |  | 51.93%
2021-01-12 07:00 | 44208.2917 |  | 53.98%
2021-01-12 08:00 | 44208.3333 |  | 54.56%
2021-01-12 09:00 | 44208.375 |  | 53.77%
2021-01-12 10:00 | 44208.4167 |  | 53.29%
2021-01-12 11:00 | 44208.4583 |  | 53.64%
2021-01-12 12:00 | 44208.5 |  | 53.59%
2021-01-12 13:00 | 44208.5417 |  | 53.51%
2021-01-12 14:00 | 44208.5833 |  | 53.98%
2021-01-12 15:00 | 44208.625 |  | 54.37%
2021-01-12 16:00 | 44208.6667 |  | 54.36%
2021-01-12 17:00 | 44208.7083 |  | 54.2%
2021-01-12 18:00 | 44208.75 |  | 53.95%
2021-01-12 19:00 | 44208.7917 |  | 53.56%
2021-01-12 20:00 | 44208.8333 |  | 52.95%
2021-01-12 21:00 | 44208.875 |  | 53.04%
2021-01-12 22:00 | 44208.9167 |  | 52.69%
2021-01-12 23:00 | 44208.9583 |  | 53.08%
2021-01-13 | 44209 |  | 52.25%
2021-01-13 01:00 | 44209.0417 |  | 51.58%
2021-01-13 02:00 | 44209.0833 |  | 51.2%
2021-01-13 03:00 | 44209.125 |  | 51.01%
2021-01-13 04:00 | 44209.1667 |  | 50.74%
2021-01-13 05:00 | 44209.2083 |  | 50.57%
2021-01-13 06:00 | 44209.25 |  | 51.83%
2021-01-13 07:00 | 44209.2917 |  | 53.88%
2021-01-13 08:00 | 44209.3333 |  | 54.46%
2021-01-13 09:00 | 44209.375 |  | 53.68%
2021-01-13 10:00 | 44209.4167 |  | 53.2%
2021-01-13 11:00 | 44209.4583 |  | 53.54%
2021-01-13 12:00 | 44209.5 |  | 53.49%
2021-01-13 13:00 | 44209.5417 |  | 53.41%
2021-01-13 14:00 | 44209.5833 |  | 53.88%
2021-01-13 15:00 | 44209.625 |  | 54.27%
2021-01-13 16:00 | 44209.6667 |  | 54.26%
2021-01-13 17:00 | 44209.7083 |  | 54.1%
2021-01-13 18:00 | 44209.75 |  | 53.85%
2021-01-13 19:00 | 44209.7917 |  | 53.47%
2021-01-13 20:00 | 44209.8333 |  | 52.85%
2021-01-13 21:00 | 44209.875 |  | 52.94%
2021-01-13 22:00 | 44209.9167 |  | 52.59%
2021-01-13 23:00 | 44209.9583 |  | 52.98%
2021-01-14 | 44210 |  | 52.29%
2021-01-14 01:00 | 44210.0417 |  | 51.62%
2021-01-14 02:00 | 44210.0833 |  | 51.24%
2021-01-14 03:00 | 44210.125 |  | 51.05%
2021-01-14 04:00 | 44210.1667 |  | 50.78%
2021-01-14 05:00 | 44210.2083 |  | 50.61%
2021-01-14 06:00 | 44210.25 |  | 51.87%
2021-01-14 07:00 | 44210.2917 |  | 53.92%
2021-01-14 08:00 | 44210.3333 |  | 54.5%
2021-01-14 09:00 | 44210.375 |  | 53.72%
2021-01-14 10:00 | 44210.4167 |  | 53.24%
2021-01-14 11:00 | 44210.4583 |  | 53.58%
2021-01-14 12:00 | 44210.5 |  | 53.53%
2021-01-14 13:00 | 44210.5417 |  | 53.45%
2021-01-14 14:00 | 44210.5833 |  | 53.92%
2021-01-14 15:00 | 44210.625 |  | 54.31%
2021-01-14 16:00 | 44210.6667 |  | 54.3%
2021-01-14 17:00 | 44210.7083 |  | 54.14%
2021-01-14 18:00 | 44210.75 |  | 53.89%
2021-01-14 19:00 | 44210.7917 |  | 53.51%
2021-01-14 20:00 | 44210.8333 |  | 52.89%
2021-01-14 21:00 | 44210.875 |  | 52.98%
2021-01-14 22:00 | 44210.9167 |  | 52.63%
2021-01-14 23:00 | 44210.9583 |  | 53.02%
2021-01-15 | 44211 |  | 51.7%
2021-01-15 01:00 | 44211.0417 |  | 51.04%
2021-01-15 02:00 | 44211.0833 |  | 50.67%
2021-01-15 03:00 | 44211.125 |  | 50.48%
2021-01-15 04:00 | 44211.1667 |  | 50.21%
2021-01-15 05:00 | 44211.2083 |  | 50.04%
2021-01-15 06:00 | 44211.25 |  | 51.29%
2021-01-15 07:00 | 44211.2917 |  | 53.32%
2021-01-15 08:00 | 44211.3333 |  | 53.9%
2021-01-15 09:00 | 44211.375 |  | 53.12%
2021-01-15 10:00 | 44211.4167 |  | 52.64%
2021-01-15 11:00 | 44211.4583 |  | 52.98%
2021-01-15 12:00 | 44211.5 |  | 52.93%
2021-01-15 13:00 | 44211.5417 |  | 52.85%
2021-01-15 14:00 | 44211.5833 |  | 53.32%
2021-01-15 15:00 | 44211.625 |  | 53.7%
2021-01-15 16:00 | 44211.6667 |  | 53.7%
2021-01-15 17:00 | 44211.7083 |  | 53.53%
2021-01-15 18:00 | 44211.75 |  | 53.29%
2021-01-15 19:00 | 44211.7917 |  | 52.91%
2021-01-15 20:00 | 44211.8333 |  | 52.3%
2021-01-15 21:00 | 44211.875 |  | 52.39%
2021-01-15 22:00 | 44211.9167 |  | 52.05%
2021-01-15 23:00 | 44211.9583 |  | 52.43%
2021-01-16 | 44212 |  | 51%
2021-01-16 01:00 | 44212.0417 |  | 50.5%
2021-01-16 02:00 | 44212.0833 |  | 50.39%
2021-01-16 03:00 | 44212.125 |  | 50.25%
2021-01-16 04:00 | 44212.1667 |  | 50.19%
2021-01-16 05:00 | 44212.2083 |  | 50.05%
2021-01-16 06:00 | 44212.25 |  | 50.47%
2021-01-16 07:00 | 44212.2917 |  | 51.16%
2021-01-16 08:00 | 44212.3333 |  | 52.36%
2021-01-16 09:00 | 44212.375 |  | 53.22%
2021-01-16 10:00 | 44212.4167 |  | 53.96%
2021-01-16 11:00 | 44212.4583 |  | 54.19%
2021-01-16 12:00 | 44212.5 |  | 54.21%
2021-01-16 13:00 | 44212.5417 |  | 53.74%
2021-01-16 14:00 | 44212.5833 |  | 53.72%
2021-01-16 15:00 | 44212.625 |  | 53.7%
2021-01-16 16:00 | 44212.6667 |  | 53.6%
2021-01-16 17:00 | 44212.7083 |  | 53.47%
2021-01-16 18:00 | 44212.75 |  | 52.95%
2021-01-16 19:00 | 44212.7917 |  | 52.24%
2021-01-16 20:00 | 44212.8333 |  | 51.62%
2021-01-16 21:00 | 44212.875 |  | 51.85%
2021-01-16 22:00 | 44212.9167 |  | 51.72%
2021-01-16 23:00 | 44212.9583 |  | 52.04%
2021-01-17 | 44213 |  | 51.19%
2021-01-17 01:00 | 44213.0417 |  | 50.68%
2021-01-17 02:00 | 44213.0833 |  | 50.58%
2021-01-17 03:00 | 44213.125 |  | 50.43%
2021-01-17 04:00 | 44213.1667 |  | 50.37%
2021-01-17 05:00 | 44213.2083 |  | 50.24%
2021-01-17 06:00 | 44213.25 |  | 50.66%
2021-01-17 07:00 | 44213.2917 |  | 51.34%
2021-01-17 08:00 | 44213.3333 |  | 52.55%
2021-01-17 09:00 | 44213.375 |  | 53.42%
2021-01-17 10:00 | 44213.4167 |  | 54.16%
2021-01-17 11:00 | 44213.4583 |  | 54.38%
2021-01-17 12:00 | 44213.5 |  | 54.41%
2021-01-17 13:00 | 44213.5417 |  | 53.94%
2021-01-17 14:00 | 44213.5833 |  | 53.91%
2021-01-17 15:00 | 44213.625 |  | 53.89%
2021-01-17 16:00 | 44213.6667 |  | 53.79%
2021-01-17 17:00 | 44213.7083 |  | 53.66%
2021-01-17 18:00 | 44213.75 |  | 53.14%
2021-01-17 19:00 | 44213.7917 |  | 52.43%
2021-01-17 20:00 | 44213.8333 |  | 51.81%
2021-01-17 21:00 | 44213.875 |  | 52.04%
2021-01-17 22:00 | 44213.9167 |  | 51.91%
2021-01-17 23:00 | 44213.9583 |  | 52.23%
2021-01-18 | 44214 |  | 51.96%
2021-01-18 01:00 | 44214.0417 |  | 51.3%
2021-01-18 02:00 | 44214.0833 |  | 50.93%
2021-01-18 03:00 | 44214.125 |  | 50.73%
2021-01-18 04:00 | 44214.1667 |  | 50.46%
2021-01-18 05:00 | 44214.2083 |  | 50.29%
2021-01-18 06:00 | 44214.25 |  | 51.55%
2021-01-18 07:00 | 44214.2917 |  | 53.58%
2021-01-18 08:00 | 44214.3333 |  | 54.17%
2021-01-18 09:00 | 44214.375 |  | 53.38%
2021-01-18 10:00 | 44214.4167 |  | 52.91%
2021-01-18 11:00 | 44214.4583 |  | 53.25%
2021-01-18 12:00 | 44214.5 |  | 53.2%
2021-01-18 13:00 | 44214.5417 |  | 53.12%
2021-01-18 14:00 | 44214.5833 |  | 53.59%
2021-01-18 15:00 | 44214.625 |  | 53.97%
2021-01-18 16:00 | 44214.6667 |  | 53.97%
2021-01-18 17:00 | 44214.7083 |  | 53.8%
2021-01-18 18:00 | 44214.75 |  | 53.56%
2021-01-18 19:00 | 44214.7917 |  | 53.18%
2021-01-18 20:00 | 44214.8333 |  | 52.56%
2021-01-18 21:00 | 44214.875 |  | 52.65%
2021-01-18 22:00 | 44214.9167 |  | 52.31%
2021-01-18 23:00 | 44214.9583 |  | 52.69%
2021-01-19 | 44215 |  | 52.63%
2021-01-19 01:00 | 44215.0417 |  | 51.96%
2021-01-19 02:00 | 44215.0833 |  | 51.58%
2021-01-19 03:00 | 44215.125 |  | 51.39%
2021-01-19 04:00 | 44215.1667 |  | 51.12%
2021-01-19 05:00 | 44215.2083 |  | 50.94%
2021-01-19 06:00 | 44215.25 |  | 52.22%
2021-01-19 07:00 | 44215.2917 |  | 54.28%
2021-01-19 08:00 | 44215.3333 |  | 54.87%
2021-01-19 09:00 | 44215.375 |  | 54.07%
2021-01-19 10:00 | 44215.4167 |  | 53.59%
2021-01-19 11:00 | 44215.4583 |  | 53.94%
2021-01-19 12:00 | 44215.5 |  | 53.89%
2021-01-19 13:00 | 44215.5417 |  | 53.81%
2021-01-19 14:00 | 44215.5833 |  | 54.28%
2021-01-19 15:00 | 44215.625 |  | 54.67%
2021-01-19 16:00 | 44215.6667 |  | 54.67%
2021-01-19 17:00 | 44215.7083 |  | 54.5%
2021-01-19 18:00 | 44215.75 |  | 54.25%
2021-01-19 19:00 | 44215.7917 |  | 53.86%
2021-01-19 20:00 | 44215.8333 |  | 53.25%
2021-01-19 21:00 | 44215.875 |  | 53.33%
2021-01-19 22:00 | 44215.9167 |  | 52.99%
2021-01-19 23:00 | 44215.9583 |  | 53.38%
2021-01-20 | 44216 |  | 53.02%
2021-01-20 01:00 | 44216.0417 |  | 52.35%
2021-01-20 02:00 | 44216.0833 |  | 51.96%
2021-01-20 03:00 | 44216.125 |  | 51.77%
2021-01-20 04:00 | 44216.1667 |  | 51.49%
2021-01-20 05:00 | 44216.2083 |  | 51.32%
2021-01-20 06:00 | 44216.25 |  | 52.6%
2021-01-20 07:00 | 44216.2917 |  | 54.68%
2021-01-20 08:00 | 44216.3333 |  | 55.27%
2021-01-20 09:00 | 44216.375 |  | 54.47%
2021-01-20 10:00 | 44216.4167 |  | 53.98%
2021-01-20 11:00 | 44216.4583 |  | 54.33%
2021-01-20 12:00 | 44216.5 |  | 54.28%
2021-01-20 13:00 | 44216.5417 |  | 54.2%
2021-01-20 14:00 | 44216.5833 |  | 54.68%
2021-01-20 15:00 | 44216.625 |  | 55.07%
2021-01-20 16:00 | 44216.6667 |  | 55.07%
2021-01-20 17:00 | 44216.7083 |  | 54.9%
2021-01-20 18:00 | 44216.75 |  | 54.65%
2021-01-20 19:00 | 44216.7917 |  | 54.26%
2021-01-20 20:00 | 44216.8333 |  | 53.64%
2021-01-20 21:00 | 44216.875 |  | 53.73%
2021-01-20 22:00 | 44216.9167 |  | 53.37%
2021-01-20 23:00 | 44216.9583 |  | 53.77%
2021-01-21 | 44217 |  | 53.11%
2021-01-21 01:00 | 44217.0417 |  | 52.43%
2021-01-21 02:00 | 44217.0833 |  | 52.05%
2021-01-21 03:00 | 44217.125 |  | 51.85%
2021-01-21 04:00 | 44217.1667 |  | 51.58%
2021-01-21 05:00 | 44217.2083 |  | 51.4%
2021-01-21 06:00 | 44217.25 |  | 52.69%
2021-01-21 07:00 | 44217.2917 |  | 54.77%
2021-01-21 08:00 | 44217.3333 |  | 55.36%
2021-01-21 09:00 | 44217.375 |  | 54.56%
2021-01-21 10:00 | 44217.4167 |  | 54.07%
2021-01-21 11:00 | 44217.4583 |  | 54.42%
2021-01-21 12:00 | 44217.5 |  | 54.37%
2021-01-21 13:00 | 44217.5417 |  | 54.29%
2021-01-21 14:00 | 44217.5833 |  | 54.77%
2021-01-21 15:00 | 44217.625 |  | 55.16%
2021-01-21 16:00 | 44217.6667 |  | 55.16%
2021-01-21 17:00 | 44217.7083 |  | 54.99%
2021-01-21 18:00 | 44217.75 |  | 54.74%
2021-01-21 19:00 | 44217.7917 |  | 54.35%
2021-01-21 20:00 | 44217.8333 |  | 53.72%
2021-01-21 21:00 | 44217.875 |  | 53.81%
2021-01-21 22:00 | 44217.9167 |  | 53.46%
2021-01-21 23:00 | 44217.9583 |  | 53.86%
2021-01-22 | 44218 |  | 53.01%
2021-01-22 01:00 | 44218.0417 |  | 52.34%
2021-01-22 02:00 | 44218.0833 |  | 51.95%
2021-01-22 03:00 | 44218.125 |  | 51.76%
2021-01-22 04:00 | 44218.1667 |  | 51.48%
2021-01-22 05:00 | 44218.2083 |  | 51.31%
2021-01-22 06:00 | 44218.25 |  | 52.59%
2021-01-22 07:00 | 44218.2917 |  | 54.67%
2021-01-22 08:00 | 44218.3333 |  | 55.26%
2021-01-22 09:00 | 44218.375 |  | 54.46%
2021-01-22 10:00 | 44218.4167 |  | 53.98%
2021-01-22 11:00 | 44218.4583 |  | 54.32%
2021-01-22 12:00 | 44218.5 |  | 54.27%
2021-01-22 13:00 | 44218.5417 |  | 54.19%
2021-01-22 14:00 | 44218.5833 |  | 54.67%
2021-01-22 15:00 | 44218.625 |  | 55.06%
2021-01-22 16:00 | 44218.6667 |  | 55.06%
2021-01-22 17:00 | 44218.7083 |  | 54.89%
2021-01-22 18:00 | 44218.75 |  | 54.64%
2021-01-22 19:00 | 44218.7917 |  | 54.25%
2021-01-22 20:00 | 44218.8333 |  | 53.63%
2021-01-22 21:00 | 44218.875 |  | 53.72%
2021-01-22 22:00 | 44218.9167 |  | 53.37%
2021-01-22 23:00 | 44218.9583 |  | 53.76%
2021-01-23 | 44219 |  | 52.37%
2021-01-23 01:00 | 44219.0417 |  | 51.86%
2021-01-23 02:00 | 44219.0833 |  | 51.75%
2021-01-23 03:00 | 44219.125 |  | 51.6%
2021-01-23 04:00 | 44219.1667 |  | 51.54%
2021-01-23 05:00 | 44219.2083 |  | 51.4%
2021-01-23 06:00 | 44219.25 |  | 51.83%
2021-01-23 07:00 | 44219.2917 |  | 52.53%
2021-01-23 08:00 | 44219.3333 |  | 53.76%
2021-01-23 09:00 | 44219.375 |  | 54.65%
2021-01-23 10:00 | 44219.4167 |  | 55.41%
2021-01-23 11:00 | 44219.4583 |  | 55.64%
2021-01-23 12:00 | 44219.5 |  | 55.67%
2021-01-23 13:00 | 44219.5417 |  | 55.18%
2021-01-23 14:00 | 44219.5833 |  | 55.16%
2021-01-23 15:00 | 44219.625 |  | 55.14%
2021-01-23 16:00 | 44219.6667 |  | 55.04%
2021-01-23 17:00 | 44219.7083 |  | 54.9%
2021-01-23 18:00 | 44219.75 |  | 54.37%
2021-01-23 19:00 | 44219.7917 |  | 53.65%
2021-01-23 20:00 | 44219.8333 |  | 53.01%
2021-01-23 21:00 | 44219.875 |  | 53.24%
2021-01-23 22:00 | 44219.9167 |  | 53.11%
2021-01-23 23:00 | 44219.9583 |  | 53.44%
2021-01-24 | 44220 |  | 51.71%
2021-01-24 01:00 | 44220.0417 |  | 51.2%
2021-01-24 02:00 | 44220.0833 |  | 51.09%
2021-01-24 03:00 | 44220.125 |  | 50.95%
2021-01-24 04:00 | 44220.1667 |  | 50.89%
2021-01-24 05:00 | 44220.2083 |  | 50.75%
2021-01-24 06:00 | 44220.25 |  | 51.18%
2021-01-24 07:00 | 44220.2917 |  | 51.87%
2021-01-24 08:00 | 44220.3333 |  | 53.09%
2021-01-24 09:00 | 44220.375 |  | 53.96%
2021-01-24 10:00 | 44220.4167 |  | 54.71%
2021-01-24 11:00 | 44220.4583 |  | 54.94%
2021-01-24 12:00 | 44220.5 |  | 54.96%
2021-01-24 13:00 | 44220.5417 |  | 54.49%
2021-01-24 14:00 | 44220.5833 |  | 54.47%
2021-01-24 15:00 | 44220.625 |  | 54.45%
2021-01-24 16:00 | 44220.6667 |  | 54.34%
2021-01-24 17:00 | 44220.7083 |  | 54.21%
2021-01-24 18:00 | 44220.75 |  | 53.69%
2021-01-24 19:00 | 44220.7917 |  | 52.97%
2021-01-24 20:00 | 44220.8333 |  | 52.34%
2021-01-24 21:00 | 44220.875 |  | 52.57%
2021-01-24 22:00 | 44220.9167 |  | 52.44%
2021-01-24 23:00 | 44220.9583 |  | 52.77%
2021-01-25 | 44221 |  | 52.31%
2021-01-25 01:00 | 44221.0417 |  | 51.65%
2021-01-25 02:00 | 44221.0833 |  | 51.27%
2021-01-25 03:00 | 44221.125 |  | 51.08%
2021-01-25 04:00 | 44221.1667 |  | 50.8%
2021-01-25 05:00 | 44221.2083 |  | 50.64%
2021-01-25 06:00 | 44221.25 |  | 51.9%
2021-01-25 07:00 | 44221.2917 |  | 53.95%
2021-01-25 08:00 | 44221.3333 |  | 54.53%
2021-01-25 09:00 | 44221.375 |  | 53.75%
2021-01-25 10:00 | 44221.4167 |  | 53.27%
2021-01-25 11:00 | 44221.4583 |  | 53.61%
2021-01-25 12:00 | 44221.5 |  | 53.56%
2021-01-25 13:00 | 44221.5417 |  | 53.48%
2021-01-25 14:00 | 44221.5833 |  | 53.95%
2021-01-25 15:00 | 44221.625 |  | 54.34%
2021-01-25 16:00 | 44221.6667 |  | 54.34%
2021-01-25 17:00 | 44221.7083 |  | 54.17%
2021-01-25 18:00 | 44221.75 |  | 53.92%
2021-01-25 19:00 | 44221.7917 |  | 53.54%
2021-01-25 20:00 | 44221.8333 |  | 52.92%
2021-01-25 21:00 | 44221.875 |  | 53.01%
2021-01-25 22:00 | 44221.9167 |  | 52.66%
2021-01-25 23:00 | 44221.9583 |  | 53.05%
2021-01-26 | 44222 |  | 52.78%
2021-01-26 01:00 | 44222.0417 |  | 52.11%
2021-01-26 02:00 | 44222.0833 |  | 51.73%
2021-01-26 03:00 | 44222.125 |  | 51.54%
2021-01-26 04:00 | 44222.1667 |  | 51.26%
2021-01-26 05:00 | 44222.2083 |  | 51.09%
2021-01-26 06:00 | 44222.25 |  | 52.37%
2021-01-26 07:00 | 44222.2917 |  | 54.43%
2021-01-26 08:00 | 44222.3333 |  | 55.02%
2021-01-26 09:00 | 44222.375 |  | 54.23%
2021-01-26 10:00 | 44222.4167 |  | 53.74%
2021-01-26 11:00 | 44222.4583 |  | 54.09%
2021-01-26 12:00 | 44222.5 |  | 54.04%
2021-01-26 13:00 | 44222.5417 |  | 53.96%
2021-01-26 14:00 | 44222.5833 |  | 54.43%
2021-01-26 15:00 | 44222.625 |  | 54.82%
2021-01-26 16:00 | 44222.6667 |  | 54.82%
2021-01-26 17:00 | 44222.7083 |  | 54.65%
2021-01-26 18:00 | 44222.75 |  | 54.41%
2021-01-26 19:00 | 44222.7917 |  | 54.02%
2021-01-26 20:00 | 44222.8333 |  | 53.4%
2021-01-26 21:00 | 44222.875 |  | 53.49%
2021-01-26 22:00 | 44222.9167 |  | 53.14%
2021-01-26 23:00 | 44222.9583 |  | 53.53%
2021-01-27 | 44223 |  | 53.01%
2021-01-27 01:00 | 44223.0417 |  | 52.33%
2021-01-27 02:00 | 44223.0833 |  | 51.95%
2021-01-27 03:00 | 44223.125 |  | 51.75%
2021-01-27 04:00 | 44223.1667 |  | 51.48%
2021-01-27 05:00 | 44223.2083 |  | 51.3%
2021-01-27 06:00 | 44223.25 |  | 52.59%
2021-01-27 07:00 | 44223.2917 |  | 54.66%
2021-01-27 08:00 | 44223.3333 |  | 55.26%
2021-01-27 09:00 | 44223.375 |  | 54.46%
2021-01-27 10:00 | 44223.4167 |  | 53.97%
2021-01-27 11:00 | 44223.4583 |  | 54.32%
2021-01-27 12:00 | 44223.5 |  | 54.27%
2021-01-27 13:00 | 44223.5417 |  | 54.19%
2021-01-27 14:00 | 44223.5833 |  | 54.66%
2021-01-27 15:00 | 44223.625 |  | 55.06%
2021-01-27 16:00 | 44223.6667 |  | 55.05%
2021-01-27 17:00 | 44223.7083 |  | 54.88%
2021-01-27 18:00 | 44223.75 |  | 54.64%
2021-01-27 19:00 | 44223.7917 |  | 54.24%
2021-01-27 20:00 | 44223.8333 |  | 53.62%
2021-01-27 21:00 | 44223.875 |  | 53.71%
2021-01-27 22:00 | 44223.9167 |  | 53.36%
2021-01-27 23:00 | 44223.9583 |  | 53.75%
2021-01-28 | 44224 |  | 51.61%
2021-01-28 01:00 | 44224.0417 |  | 50.89%
2021-01-28 02:00 | 44224.0833 |  | 50.39%
2021-01-28 03:00 | 44224.125 |  | 50.42%
2021-01-28 04:00 | 44224.1667 |  | 50.06%
2021-01-28 05:00 | 44224.2083 |  | 50.49%
2021-01-28 06:00 | 44224.25 |  | 53.53%
2021-01-28 07:00 | 44224.2917 |  | 57.29%
2021-01-28 08:00 | 44224.3333 |  | 58.06%
2021-01-28 09:00 | 44224.375 |  | 57.24%
2021-01-28 10:00 | 44224.4167 |  | 57.17%
2021-01-28 11:00 | 44224.4583 |  | 57.48%
2021-01-28 12:00 | 44224.5 |  | 57.53%
2021-01-28 13:00 | 44224.5417 |  | 57.63%
2021-01-28 14:00 | 44224.5833 |  | 57.91%
2021-01-28 15:00 | 44224.625 |  | 58.02%
2021-01-28 16:00 | 44224.6667 |  | 57.99%
2021-01-28 17:00 | 44224.7083 |  | 57.68%
2021-01-28 18:00 | 44224.75 |  | 56.63%
2021-01-28 19:00 | 44224.7917 |  | 56.51%
2021-01-28 20:00 | 44224.8333 |  | 54.76%
2021-01-28 21:00 | 44224.875 |  | 54.56%
2021-01-28 22:00 | 44224.9167 |  | 53.54%
2021-01-28 23:00 | 44224.9583 |  | 54.08%
2021-01-29 | 44225 |  | 51.59%
2021-01-29 01:00 | 44225.0417 |  | 50.87%
2021-01-29 02:00 | 44225.0833 |  | 50.37%
2021-01-29 03:00 | 44225.125 |  | 50.41%
2021-01-29 04:00 | 44225.1667 |  | 50.05%
2021-01-29 05:00 | 44225.2083 |  | 50.48%
2021-01-29 06:00 | 44225.25 |  | 53.51%
2021-01-29 07:00 | 44225.2917 |  | 57.28%
2021-01-29 08:00 | 44225.3333 |  | 58.05%
2021-01-29 09:00 | 44225.375 |  | 57.22%
2021-01-29 10:00 | 44225.4167 |  | 57.16%
2021-01-29 11:00 | 44225.4583 |  | 57.46%
2021-01-29 12:00 | 44225.5 |  | 57.52%
2021-01-29 13:00 | 44225.5417 |  | 57.62%
2021-01-29 14:00 | 44225.5833 |  | 57.89%
2021-01-29 15:00 | 44225.625 |  | 58%
2021-01-29 16:00 | 44225.6667 |  | 57.98%
2021-01-29 17:00 | 44225.7083 |  | 57.66%
2021-01-29 18:00 | 44225.75 |  | 56.61%
2021-01-29 19:00 | 44225.7917 |  | 56.5%
2021-01-29 20:00 | 44225.8333 |  | 54.74%
2021-01-29 21:00 | 44225.875 |  | 54.54%
2021-01-29 22:00 | 44225.9167 |  | 53.52%
2021-01-29 23:00 | 44225.9583 |  | 54.06%
2021-01-30 | 44226 |  | 50.29%
2021-01-30 01:00 | 44226.0417 |  | 49.99%
2021-01-30 02:00 | 44226.0833 |  | 49.54%
2021-01-30 03:00 | 44226.125 |  | 49.17%
2021-01-30 04:00 | 44226.1667 |  | 48.92%
2021-01-30 05:00 | 44226.2083 |  | 49.19%
2021-01-30 06:00 | 44226.25 |  | 49.86%
2021-01-30 07:00 | 44226.2917 |  | 51.77%
2021-01-30 08:00 | 44226.3333 |  | 54.04%
2021-01-30 09:00 | 44226.375 |  | 55.51%
2021-01-30 10:00 | 44226.4167 |  | 56.06%
2021-01-30 11:00 | 44226.4583 |  | 56.59%
2021-01-30 12:00 | 44226.5 |  | 56.64%
2021-01-30 13:00 | 44226.5417 |  | 56.53%
2021-01-30 14:00 | 44226.5833 |  | 55.87%
2021-01-30 15:00 | 44226.625 |  | 55.41%
2021-01-30 16:00 | 44226.6667 |  | 54.82%
2021-01-30 17:00 | 44226.7083 |  | 54.76%
2021-01-30 18:00 | 44226.75 |  | 53.55%
2021-01-30 19:00 | 44226.7917 |  | 53.39%
2021-01-30 20:00 | 44226.8333 |  | 51.64%
2021-01-30 21:00 | 44226.875 |  | 50.61%
2021-01-30 22:00 | 44226.9167 |  | 49.84%
2021-01-30 23:00 | 44226.9583 |  | 50.39%
2021-01-31 | 44227 |  | 49.74%
2021-01-31 01:00 | 44227.0417 |  | 49.44%
2021-01-31 02:00 | 44227.0833 |  | 48.99%
2021-01-31 03:00 | 44227.125 |  | 48.63%
2021-01-31 04:00 | 44227.1667 |  | 48.38%
2021-01-31 05:00 | 44227.2083 |  | 48.64%
2021-01-31 06:00 | 44227.25 |  | 49.31%
2021-01-31 07:00 | 44227.2917 |  | 51.2%
2021-01-31 08:00 | 44227.3333 |  | 53.44%
2021-01-31 09:00 | 44227.375 |  | 54.89%
2021-01-31 10:00 | 44227.4167 |  | 55.43%
2021-01-31 11:00 | 44227.4583 |  | 55.96%
2021-01-31 12:00 | 44227.5 |  | 56.01%
2021-01-31 13:00 | 44227.5417 |  | 55.9%
2021-01-31 14:00 | 44227.5833 |  | 55.25%
2021-01-31 15:00 | 44227.625 |  | 54.79%
2021-01-31 16:00 | 44227.6667 |  | 54.21%
2021-01-31 17:00 | 44227.7083 |  | 54.15%
2021-01-31 18:00 | 44227.75 |  | 52.96%
2021-01-31 19:00 | 44227.7917 |  | 52.8%
2021-01-31 20:00 | 44227.8333 |  | 51.07%
2021-01-31 21:00 | 44227.875 |  | 50.05%
2021-01-31 22:00 | 44227.9167 |  | 49.28%
2021-01-31 23:00 | 44227.9583 |  | 49.83%
2021-02-01 | 44228 |  | 50.17%
2021-02-01 01:00 | 44228.0417 |  | 49.47%
2021-02-01 02:00 | 44228.0833 |  | 48.98%
2021-02-01 03:00 | 44228.125 |  | 49.02%
2021-02-01 04:00 | 44228.1667 |  | 48.67%
2021-02-01 05:00 | 44228.2083 |  | 49.09%
2021-02-01 06:00 | 44228.25 |  | 52.04%
2021-02-01 07:00 | 44228.2917 |  | 55.7%
2021-02-01 08:00 | 44228.3333 |  | 56.45%
2021-02-01 09:00 | 44228.375 |  | 55.64%
2021-02-01 10:00 | 44228.4167 |  | 55.58%
2021-02-01 11:00 | 44228.4583 |  | 55.87%
2021-02-01 12:00 | 44228.5 |  | 55.93%
2021-02-01 13:00 | 44228.5417 |  | 56.03%
2021-02-01 14:00 | 44228.5833 |  | 56.29%
2021-02-01 15:00 | 44228.625 |  | 56.4%
2021-02-01 16:00 | 44228.6667 |  | 56.38%
2021-02-01 17:00 | 44228.7083 |  | 56.07%
2021-02-01 18:00 | 44228.75 |  | 55.05%
2021-02-01 19:00 | 44228.7917 |  | 54.94%
2021-02-01 20:00 | 44228.8333 |  | 53.23%
2021-02-01 21:00 | 44228.875 |  | 53.04%
2021-02-01 22:00 | 44228.9167 |  | 52.05%
2021-02-01 23:00 | 44228.9583 |  | 52.57%
2021-02-02 | 44229 |  | 50.08%
2021-02-02 01:00 | 44229.0417 |  | 49.39%
2021-02-02 02:00 | 44229.0833 |  | 48.9%
2021-02-02 03:00 | 44229.125 |  | 48.93%
2021-02-02 04:00 | 44229.1667 |  | 48.59%
2021-02-02 05:00 | 44229.2083 |  | 49%
2021-02-02 06:00 | 44229.25 |  | 51.95%
2021-02-02 07:00 | 44229.2917 |  | 55.6%
2021-02-02 08:00 | 44229.3333 |  | 56.35%
2021-02-02 09:00 | 44229.375 |  | 55.55%
2021-02-02 10:00 | 44229.4167 |  | 55.49%
2021-02-02 11:00 | 44229.4583 |  | 55.78%
2021-02-02 12:00 | 44229.5 |  | 55.84%
2021-02-02 13:00 | 44229.5417 |  | 55.93%
2021-02-02 14:00 | 44229.5833 |  | 56.2%
2021-02-02 15:00 | 44229.625 |  | 56.3%
2021-02-02 16:00 | 44229.6667 |  | 56.28%
2021-02-02 17:00 | 44229.7083 |  | 55.97%
2021-02-02 18:00 | 44229.75 |  | 54.95%
2021-02-02 19:00 | 44229.7917 |  | 54.85%
2021-02-02 20:00 | 44229.8333 |  | 53.14%
2021-02-02 21:00 | 44229.875 |  | 52.95%
2021-02-02 22:00 | 44229.9167 |  | 51.96%
2021-02-02 23:00 | 44229.9583 |  | 52.48%
2021-02-03 | 44230 |  | 50.92%
2021-02-03 01:00 | 44230.0417 |  | 50.21%
2021-02-03 02:00 | 44230.0833 |  | 49.71%
2021-02-03 03:00 | 44230.125 |  | 49.74%
2021-02-03 04:00 | 44230.1667 |  | 49.39%
2021-02-03 05:00 | 44230.2083 |  | 49.82%
2021-02-03 06:00 | 44230.25 |  | 52.81%
2021-02-03 07:00 | 44230.2917 |  | 56.53%
2021-02-03 08:00 | 44230.3333 |  | 57.29%
2021-02-03 09:00 | 44230.375 |  | 56.47%
2021-02-03 10:00 | 44230.4167 |  | 56.41%
2021-02-03 11:00 | 44230.4583 |  | 56.71%
2021-02-03 12:00 | 44230.5 |  | 56.76%
2021-02-03 13:00 | 44230.5417 |  | 56.86%
2021-02-03 14:00 | 44230.5833 |  | 57.13%
2021-02-03 15:00 | 44230.625 |  | 57.24%
2021-02-03 16:00 | 44230.6667 |  | 57.22%
2021-02-03 17:00 | 44230.7083 |  | 56.9%
2021-02-03 18:00 | 44230.75 |  | 55.87%
2021-02-03 19:00 | 44230.7917 |  | 55.76%
2021-02-03 20:00 | 44230.8333 |  | 54.02%
2021-02-03 21:00 | 44230.875 |  | 53.83%
2021-02-03 22:00 | 44230.9167 |  | 52.82%
2021-02-03 23:00 | 44230.9583 |  | 53.35%
2021-02-04 | 44231 |  | 51%
2021-02-04 01:00 | 44231.0417 |  | 50.29%
2021-02-04 02:00 | 44231.0833 |  | 49.79%
2021-02-04 03:00 | 44231.125 |  | 49.82%
2021-02-04 04:00 | 44231.1667 |  | 49.47%
2021-02-04 05:00 | 44231.2083 |  | 49.89%
2021-02-04 06:00 | 44231.25 |  | 52.89%
2021-02-04 07:00 | 44231.2917 |  | 56.61%
2021-02-04 08:00 | 44231.3333 |  | 57.38%
2021-02-04 09:00 | 44231.375 |  | 56.56%
2021-02-04 10:00 | 44231.4167 |  | 56.5%
2021-02-04 11:00 | 44231.4583 |  | 56.8%
2021-02-04 12:00 | 44231.5 |  | 56.85%
2021-02-04 13:00 | 44231.5417 |  | 56.95%
2021-02-04 14:00 | 44231.5833 |  | 57.22%
2021-02-04 15:00 | 44231.625 |  | 57.33%
2021-02-04 16:00 | 44231.6667 |  | 57.31%
2021-02-04 17:00 | 44231.7083 |  | 56.99%
2021-02-04 18:00 | 44231.75 |  | 55.95%
2021-02-04 19:00 | 44231.7917 |  | 55.84%
2021-02-04 20:00 | 44231.8333 |  | 54.11%
2021-02-04 21:00 | 44231.875 |  | 53.91%
2021-02-04 22:00 | 44231.9167 |  | 52.9%
2021-02-04 23:00 | 44231.9583 |  | 53.44%
2021-02-05 | 44232 |  | 51.57%
2021-02-05 01:00 | 44232.0417 |  | 50.86%
2021-02-05 02:00 | 44232.0833 |  | 50.36%
2021-02-05 03:00 | 44232.125 |  | 50.39%
2021-02-05 04:00 | 44232.1667 |  | 50.03%
2021-02-05 05:00 | 44232.2083 |  | 50.46%
2021-02-05 06:00 | 44232.25 |  | 53.49%
2021-02-05 07:00 | 44232.2917 |  | 57.26%
2021-02-05 08:00 | 44232.3333 |  | 58.03%
2021-02-05 09:00 | 44232.375 |  | 57.2%
2021-02-05 10:00 | 44232.4167 |  | 57.14%
2021-02-05 11:00 | 44232.4583 |  | 57.44%
2021-02-05 12:00 | 44232.5 |  | 57.5%
2021-02-05 13:00 | 44232.5417 |  | 57.6%
2021-02-05 14:00 | 44232.5833 |  | 57.87%
2021-02-05 15:00 | 44232.625 |  | 57.98%
2021-02-05 16:00 | 44232.6667 |  | 57.96%
2021-02-05 17:00 | 44232.7083 |  | 57.64%
2021-02-05 18:00 | 44232.75 |  | 56.59%
2021-02-05 19:00 | 44232.7917 |  | 56.48%
2021-02-05 20:00 | 44232.8333 |  | 54.72%
2021-02-05 21:00 | 44232.875 |  | 54.53%
2021-02-05 22:00 | 44232.9167 |  | 53.5%
2021-02-05 23:00 | 44232.9583 |  | 54.04%
2021-02-06 | 44233 |  | 50.46%
2021-02-06 01:00 | 44233.0417 |  | 50.16%
2021-02-06 02:00 | 44233.0833 |  | 49.71%
2021-02-06 03:00 | 44233.125 |  | 49.33%
2021-02-06 04:00 | 44233.1667 |  | 49.08%
2021-02-06 05:00 | 44233.2083 |  | 49.35%
2021-02-06 06:00 | 44233.25 |  | 50.03%
2021-02-06 07:00 | 44233.2917 |  | 51.94%
2021-02-06 08:00 | 44233.3333 |  | 54.22%
2021-02-06 09:00 | 44233.375 |  | 55.69%
2021-02-06 10:00 | 44233.4167 |  | 56.24%
2021-02-06 11:00 | 44233.4583 |  | 56.78%
2021-02-06 12:00 | 44233.5 |  | 56.83%
2021-02-06 13:00 | 44233.5417 |  | 56.72%
2021-02-06 14:00 | 44233.5833 |  | 56.06%
2021-02-06 15:00 | 44233.625 |  | 55.59%
2021-02-06 16:00 | 44233.6667 |  | 55%
2021-02-06 17:00 | 44233.7083 |  | 54.94%
2021-02-06 18:00 | 44233.75 |  | 53.73%
2021-02-06 19:00 | 44233.7917 |  | 53.56%
2021-02-06 20:00 | 44233.8333 |  | 51.81%
2021-02-06 21:00 | 44233.875 |  | 50.78%
2021-02-06 22:00 | 44233.9167 |  | 50%
2021-02-06 23:00 | 44233.9583 |  | 50.56%
2021-02-07 | 44234 |  | 49.88%
2021-02-07 01:00 | 44234.0417 |  | 49.59%
2021-02-07 02:00 | 44234.0833 |  | 49.14%
2021-02-07 03:00 | 44234.125 |  | 48.77%
2021-02-07 04:00 | 44234.1667 |  | 48.52%
2021-02-07 05:00 | 44234.2083 |  | 48.78%
2021-02-07 06:00 | 44234.25 |  | 49.46%
2021-02-07 07:00 | 44234.2917 |  | 51.35%
2021-02-07 08:00 | 44234.3333 |  | 53.6%
2021-02-07 09:00 | 44234.375 |  | 55.06%
2021-02-07 10:00 | 44234.4167 |  | 55.6%
2021-02-07 11:00 | 44234.4583 |  | 56.13%
2021-02-07 12:00 | 44234.5 |  | 56.18%
2021-02-07 13:00 | 44234.5417 |  | 56.07%
2021-02-07 14:00 | 44234.5833 |  | 55.41%
2021-02-07 15:00 | 44234.625 |  | 54.95%
2021-02-07 16:00 | 44234.6667 |  | 54.37%
2021-02-07 17:00 | 44234.7083 |  | 54.31%
2021-02-07 18:00 | 44234.75 |  | 53.12%
2021-02-07 19:00 | 44234.7917 |  | 52.95%
2021-02-07 20:00 | 44234.8333 |  | 51.22%
2021-02-07 21:00 | 44234.875 |  | 50.2%
2021-02-07 22:00 | 44234.9167 |  | 49.43%
2021-02-07 23:00 | 44234.9583 |  | 49.98%
2021-02-08 | 44235 |  | 50.99%
2021-02-08 01:00 | 44235.0417 |  | 50.28%
2021-02-08 02:00 | 44235.0833 |  | 49.79%
2021-02-08 03:00 | 44235.125 |  | 49.82%
2021-02-08 04:00 | 44235.1667 |  | 49.46%
2021-02-08 05:00 | 44235.2083 |  | 49.89%
2021-02-08 06:00 | 44235.25 |  | 52.89%
2021-02-08 07:00 | 44235.2917 |  | 56.61%
2021-02-08 08:00 | 44235.3333 |  | 57.37%
2021-02-08 09:00 | 44235.375 |  | 56.55%
2021-02-08 10:00 | 44235.4167 |  | 56.49%
2021-02-08 11:00 | 44235.4583 |  | 56.79%
2021-02-08 12:00 | 44235.5 |  | 56.84%
2021-02-08 13:00 | 44235.5417 |  | 56.94%
2021-02-08 14:00 | 44235.5833 |  | 57.21%
2021-02-08 15:00 | 44235.625 |  | 57.32%
2021-02-08 16:00 | 44235.6667 |  | 57.3%
2021-02-08 17:00 | 44235.7083 |  | 56.99%
2021-02-08 18:00 | 44235.75 |  | 55.95%
2021-02-08 19:00 | 44235.7917 |  | 55.84%
2021-02-08 20:00 | 44235.8333 |  | 54.1%
2021-02-08 21:00 | 44235.875 |  | 53.91%
2021-02-08 22:00 | 44235.9167 |  | 52.9%
2021-02-08 23:00 | 44235.9583 |  | 53.43%
2021-02-09 | 44236 |  | 51.76%
2021-02-09 01:00 | 44236.0417 |  | 51.04%
2021-02-09 02:00 | 44236.0833 |  | 50.54%
2021-02-09 03:00 | 44236.125 |  | 50.57%
2021-02-09 04:00 | 44236.1667 |  | 50.21%
2021-02-09 05:00 | 44236.2083 |  | 50.64%
2021-02-09 06:00 | 44236.25 |  | 53.68%
2021-02-09 07:00 | 44236.2917 |  | 57.46%
2021-02-09 08:00 | 44236.3333 |  | 58.23%
2021-02-09 09:00 | 44236.375 |  | 57.41%
2021-02-09 10:00 | 44236.4167 |  | 57.34%
2021-02-09 11:00 | 44236.4583 |  | 57.65%
2021-02-09 12:00 | 44236.5 |  | 57.7%
2021-02-09 13:00 | 44236.5417 |  | 57.8%
2021-02-09 14:00 | 44236.5833 |  | 58.08%
2021-02-09 15:00 | 44236.625 |  | 58.19%
2021-02-09 16:00 | 44236.6667 |  | 58.16%
2021-02-09 17:00 | 44236.7083 |  | 57.85%
2021-02-09 18:00 | 44236.75 |  | 56.79%
2021-02-09 19:00 | 44236.7917 |  | 56.68%
2021-02-09 20:00 | 44236.8333 |  | 54.92%
2021-02-09 21:00 | 44236.875 |  | 54.72%
2021-02-09 22:00 | 44236.9167 |  | 53.7%
2021-02-09 23:00 | 44236.9583 |  | 54.24%
2021-02-10 | 44237 |  | 51.84%
2021-02-10 01:00 | 44237.0417 |  | 51.12%
2021-02-10 02:00 | 44237.0833 |  | 50.62%
2021-02-10 03:00 | 44237.125 |  | 50.65%
2021-02-10 04:00 | 44237.1667 |  | 50.29%
2021-02-10 05:00 | 44237.2083 |  | 50.72%
2021-02-10 06:00 | 44237.25 |  | 53.77%
2021-02-10 07:00 | 44237.2917 |  | 57.55%
2021-02-10 08:00 | 44237.3333 |  | 58.33%
2021-02-10 09:00 | 44237.375 |  | 57.5%
2021-02-10 10:00 | 44237.4167 |  | 57.43%
2021-02-10 11:00 | 44237.4583 |  | 57.74%
2021-02-10 12:00 | 44237.5 |  | 57.79%
2021-02-10 13:00 | 44237.5417 |  | 57.89%
2021-02-10 14:00 | 44237.5833 |  | 58.17%
2021-02-10 15:00 | 44237.625 |  | 58.28%
2021-02-10 16:00 | 44237.6667 |  | 58.25%
2021-02-10 17:00 | 44237.7083 |  | 57.94%
2021-02-10 18:00 | 44237.75 |  | 56.88%
2021-02-10 19:00 | 44237.7917 |  | 56.77%
2021-02-10 20:00 | 44237.8333 |  | 55%
2021-02-10 21:00 | 44237.875 |  | 54.81%
2021-02-10 22:00 | 44237.9167 |  | 53.78%
2021-02-10 23:00 | 44237.9583 |  | 54.32%
2021-02-11 | 44238 |  | 51.42%
2021-02-11 01:00 | 44238.0417 |  | 50.7%
2021-02-11 02:00 | 44238.0833 |  | 50.21%
2021-02-11 03:00 | 44238.125 |  | 50.24%
2021-02-11 04:00 | 44238.1667 |  | 49.88%
2021-02-11 05:00 | 44238.2083 |  | 50.31%
2021-02-11 06:00 | 44238.25 |  | 53.33%
2021-02-11 07:00 | 44238.2917 |  | 57.08%
2021-02-11 08:00 | 44238.3333 |  | 57.85%
2021-02-11 09:00 | 44238.375 |  | 57.03%
2021-02-11 10:00 | 44238.4167 |  | 56.97%
2021-02-11 11:00 | 44238.4583 |  | 57.27%
2021-02-11 12:00 | 44238.5 |  | 57.32%
2021-02-11 13:00 | 44238.5417 |  | 57.42%
2021-02-11 14:00 | 44238.5833 |  | 57.7%
2021-02-11 15:00 | 44238.625 |  | 57.8%
2021-02-11 16:00 | 44238.6667 |  | 57.78%
2021-02-11 17:00 | 44238.7083 |  | 57.47%
2021-02-11 18:00 | 44238.75 |  | 56.42%
2021-02-11 19:00 | 44238.7917 |  | 56.31%
2021-02-11 20:00 | 44238.8333 |  | 54.56%
2021-02-11 21:00 | 44238.875 |  | 54.36%
2021-02-11 22:00 | 44238.9167 |  | 53.34%
2021-02-11 23:00 | 44238.9583 |  | 53.88%
2021-02-12 | 44239 |  | 51.58%
2021-02-12 01:00 | 44239.0417 |  | 50.87%
2021-02-12 02:00 | 44239.0833 |  | 50.37%
2021-02-12 03:00 | 44239.125 |  | 50.4%
2021-02-12 04:00 | 44239.1667 |  | 50.04%
2021-02-12 05:00 | 44239.2083 |  | 50.47%
2021-02-12 06:00 | 44239.25 |  | 53.5%
2021-02-12 07:00 | 44239.2917 |  | 57.27%
2021-02-12 08:00 | 44239.3333 |  | 58.04%
2021-02-12 09:00 | 44239.375 |  | 57.21%
2021-02-12 10:00 | 44239.4167 |  | 57.15%
2021-02-12 11:00 | 44239.4583 |  | 57.45%
2021-02-12 12:00 | 44239.5 |  | 57.51%
2021-02-12 13:00 | 44239.5417 |  | 57.61%
2021-02-12 14:00 | 44239.5833 |  | 57.88%
2021-02-12 15:00 | 44239.625 |  | 57.99%
2021-02-12 16:00 | 44239.6667 |  | 57.97%
2021-02-12 17:00 | 44239.7083 |  | 57.65%
2021-02-12 18:00 | 44239.75 |  | 56.6%
2021-02-12 19:00 | 44239.7917 |  | 56.49%
2021-02-12 20:00 | 44239.8333 |  | 54.73%
2021-02-12 21:00 | 44239.875 |  | 54.54%
2021-02-12 22:00 | 44239.9167 |  | 53.51%
2021-02-12 23:00 | 44239.9583 |  | 54.05%
2021-02-13 | 44240 |  | 50.72%
2021-02-13 01:00 | 44240.0417 |  | 50.42%
2021-02-13 02:00 | 44240.0833 |  | 49.96%
2021-02-13 03:00 | 44240.125 |  | 49.59%
2021-02-13 04:00 | 44240.1667 |  | 49.33%
2021-02-13 05:00 | 44240.2083 |  | 49.6%
2021-02-13 06:00 | 44240.25 |  | 50.28%
2021-02-13 07:00 | 44240.2917 |  | 52.21%
2021-02-13 08:00 | 44240.3333 |  | 54.49%
2021-02-13 09:00 | 44240.375 |  | 55.98%
2021-02-13 10:00 | 44240.4167 |  | 56.53%
2021-02-13 11:00 | 44240.4583 |  | 57.06%
2021-02-13 12:00 | 44240.5 |  | 57.12%
2021-02-13 13:00 | 44240.5417 |  | 57.01%
2021-02-13 14:00 | 44240.5833 |  | 56.34%
2021-02-13 15:00 | 44240.625 |  | 55.87%
2021-02-13 16:00 | 44240.6667 |  | 55.28%
2021-02-13 17:00 | 44240.7083 |  | 55.22%
2021-02-13 18:00 | 44240.75 |  | 54.01%
2021-02-13 19:00 | 44240.7917 |  | 53.84%
2021-02-13 20:00 | 44240.8333 |  | 52.07%
2021-02-13 21:00 | 44240.875 |  | 51.04%
2021-02-13 22:00 | 44240.9167 |  | 50.26%
2021-02-13 23:00 | 44240.9583 |  | 50.81%
2021-02-14 | 44241 |  | 50.58%
2021-02-14 01:00 | 44241.0417 |  | 50.28%
2021-02-14 02:00 | 44241.0833 |  | 49.83%
2021-02-14 03:00 | 44241.125 |  | 49.45%
2021-02-14 04:00 | 44241.1667 |  | 49.2%
2021-02-14 05:00 | 44241.2083 |  | 49.47%
2021-02-14 06:00 | 44241.25 |  | 50.15%
2021-02-14 07:00 | 44241.2917 |  | 52.06%
2021-02-14 08:00 | 44241.3333 |  | 54.35%
2021-02-14 09:00 | 44241.375 |  | 55.83%
2021-02-14 10:00 | 44241.4167 |  | 56.38%
2021-02-14 11:00 | 44241.4583 |  | 56.91%
2021-02-14 12:00 | 44241.5 |  | 56.96%
2021-02-14 13:00 | 44241.5417 |  | 56.85%
2021-02-14 14:00 | 44241.5833 |  | 56.19%
2021-02-14 15:00 | 44241.625 |  | 55.72%
2021-02-14 16:00 | 44241.6667 |  | 55.13%
2021-02-14 17:00 | 44241.7083 |  | 55.07%
2021-02-14 18:00 | 44241.75 |  | 53.86%
2021-02-14 19:00 | 44241.7917 |  | 53.69%
2021-02-14 20:00 | 44241.8333 |  | 51.93%
2021-02-14 21:00 | 44241.875 |  | 50.9%
2021-02-14 22:00 | 44241.9167 |  | 50.12%
2021-02-14 23:00 | 44241.9583 |  | 50.68%
2021-02-15 | 44242 |  | 51.29%
2021-02-15 01:00 | 44242.0417 |  | 50.57%
2021-02-15 02:00 | 44242.0833 |  | 50.08%
2021-02-15 03:00 | 44242.125 |  | 50.11%
2021-02-15 04:00 | 44242.1667 |  | 49.75%
2021-02-15 05:00 | 44242.2083 |  | 50.18%
2021-02-15 06:00 | 44242.25 |  | 53.2%
2021-02-15 07:00 | 44242.2917 |  | 56.94%
2021-02-15 08:00 | 44242.3333 |  | 57.7%
2021-02-15 09:00 | 44242.375 |  | 56.88%
2021-02-15 10:00 | 44242.4167 |  | 56.82%
2021-02-15 11:00 | 44242.4583 |  | 57.12%
2021-02-15 12:00 | 44242.5 |  | 57.18%
2021-02-15 13:00 | 44242.5417 |  | 57.28%
2021-02-15 14:00 | 44242.5833 |  | 57.55%
2021-02-15 15:00 | 44242.625 |  | 57.66%
2021-02-15 16:00 | 44242.6667 |  | 57.63%
2021-02-15 17:00 | 44242.7083 |  | 57.32%
2021-02-15 18:00 | 44242.75 |  | 56.27%
2021-02-15 19:00 | 44242.7917 |  | 56.16%
2021-02-15 20:00 | 44242.8333 |  | 54.42%
2021-02-15 21:00 | 44242.875 |  | 54.22%
2021-02-15 22:00 | 44242.9167 |  | 53.21%
2021-02-15 23:00 | 44242.9583 |  | 53.74%
2021-02-16 | 44243 |  | 51.12%
2021-02-16 01:00 | 44243.0417 |  | 50.41%
2021-02-16 02:00 | 44243.0833 |  | 49.92%
2021-02-16 03:00 | 44243.125 |  | 49.95%
2021-02-16 04:00 | 44243.1667 |  | 49.6%
2021-02-16 05:00 | 44243.2083 |  | 50.02%
2021-02-16 06:00 | 44243.25 |  | 53.03%
2021-02-16 07:00 | 44243.2917 |  | 56.76%
2021-02-16 08:00 | 44243.3333 |  | 57.52%
2021-02-16 09:00 | 44243.375 |  | 56.7%
2021-02-16 10:00 | 44243.4167 |  | 56.64%
2021-02-16 11:00 | 44243.4583 |  | 56.94%
2021-02-16 12:00 | 44243.5 |  | 56.99%
2021-02-16 13:00 | 44243.5417 |  | 57.09%
2021-02-16 14:00 | 44243.5833 |  | 57.37%
2021-02-16 15:00 | 44243.625 |  | 57.47%
2021-02-16 16:00 | 44243.6667 |  | 57.45%
2021-02-16 17:00 | 44243.7083 |  | 57.14%
2021-02-16 18:00 | 44243.75 |  | 56.1%
2021-02-16 19:00 | 44243.7917 |  | 55.98%
2021-02-16 20:00 | 44243.8333 |  | 54.24%
2021-02-16 21:00 | 44243.875 |  | 54.05%
2021-02-16 22:00 | 44243.9167 |  | 53.04%
2021-02-16 23:00 | 44243.9583 |  | 53.57%
2021-02-17 | 44244 |  | 51.29%
2021-02-17 01:00 | 44244.0417 |  | 50.57%
2021-02-17 02:00 | 44244.0833 |  | 50.08%
2021-02-17 03:00 | 44244.125 |  | 50.11%
2021-02-17 04:00 | 44244.1667 |  | 49.75%
2021-02-17 05:00 | 44244.2083 |  | 50.18%
2021-02-17 06:00 | 44244.25 |  | 53.19%
2021-02-17 07:00 | 44244.2917 |  | 56.94%
2021-02-17 08:00 | 44244.3333 |  | 57.7%
2021-02-17 09:00 | 44244.375 |  | 56.88%
2021-02-17 10:00 | 44244.4167 |  | 56.82%
2021-02-17 11:00 | 44244.4583 |  | 57.12%
2021-02-17 12:00 | 44244.5 |  | 57.17%
2021-02-17 13:00 | 44244.5417 |  | 57.27%
2021-02-17 14:00 | 44244.5833 |  | 57.55%
2021-02-17 15:00 | 44244.625 |  | 57.65%
2021-02-17 16:00 | 44244.6667 |  | 57.63%
2021-02-17 17:00 | 44244.7083 |  | 57.32%
2021-02-17 18:00 | 44244.75 |  | 56.27%
2021-02-17 19:00 | 44244.7917 |  | 56.16%
2021-02-17 20:00 | 44244.8333 |  | 54.41%
2021-02-17 21:00 | 44244.875 |  | 54.22%
2021-02-17 22:00 | 44244.9167 |  | 53.2%
2021-02-17 23:00 | 44244.9583 |  | 53.74%
2021-02-18 | 44245 |  | 51.14%
2021-02-18 01:00 | 44245.0417 |  | 50.43%
2021-02-18 02:00 | 44245.0833 |  | 49.94%
2021-02-18 03:00 | 44245.125 |  | 49.97%
2021-02-18 04:00 | 44245.1667 |  | 49.61%
2021-02-18 05:00 | 44245.2083 |  | 50.04%
2021-02-18 06:00 | 44245.25 |  | 53.05%
2021-02-18 07:00 | 44245.2917 |  | 56.78%
2021-02-18 08:00 | 44245.3333 |  | 57.54%
2021-02-18 09:00 | 44245.375 |  | 56.72%
2021-02-18 10:00 | 44245.4167 |  | 56.66%
2021-02-18 11:00 | 44245.4583 |  | 56.96%
2021-02-18 12:00 | 44245.5 |  | 57.02%
2021-02-18 13:00 | 44245.5417 |  | 57.12%
2021-02-18 14:00 | 44245.5833 |  | 57.39%
2021-02-18 15:00 | 44245.625 |  | 57.5%
2021-02-18 16:00 | 44245.6667 |  | 57.47%
2021-02-18 17:00 | 44245.7083 |  | 57.16%
2021-02-18 18:00 | 44245.75 |  | 56.12%
2021-02-18 19:00 | 44245.7917 |  | 56.01%
2021-02-18 20:00 | 44245.8333 |  | 54.26%
2021-02-18 21:00 | 44245.875 |  | 54.07%
2021-02-18 22:00 | 44245.9167 |  | 53.06%
2021-02-18 23:00 | 44245.9583 |  | 53.59%
2021-02-19 | 44246 |  | 50.7%
2021-02-19 01:00 | 44246.0417 |  | 50%
2021-02-19 02:00 | 44246.0833 |  | 49.5%
2021-02-19 03:00 | 44246.125 |  | 49.54%
2021-02-19 04:00 | 44246.1667 |  | 49.19%
2021-02-19 05:00 | 44246.2083 |  | 49.61%
2021-02-19 06:00 | 44246.25 |  | 52.59%
2021-02-19 07:00 | 44246.2917 |  | 56.29%
2021-02-19 08:00 | 44246.3333 |  | 57.04%
2021-02-19 09:00 | 44246.375 |  | 56.23%
2021-02-19 10:00 | 44246.4167 |  | 56.17%
2021-02-19 11:00 | 44246.4583 |  | 56.47%
2021-02-19 12:00 | 44246.5 |  | 56.52%
2021-02-19 13:00 | 44246.5417 |  | 56.62%
2021-02-19 14:00 | 44246.5833 |  | 56.89%
2021-02-19 15:00 | 44246.625 |  | 57%
2021-02-19 16:00 | 44246.6667 |  | 56.98%
2021-02-19 17:00 | 44246.7083 |  | 56.66%
2021-02-19 18:00 | 44246.75 |  | 55.63%
2021-02-19 19:00 | 44246.7917 |  | 55.52%
2021-02-19 20:00 | 44246.8333 |  | 53.79%
2021-02-19 21:00 | 44246.875 |  | 53.6%
2021-02-19 22:00 | 44246.9167 |  | 52.6%
2021-02-19 23:00 | 44246.9583 |  | 53.13%
2021-02-20 | 44247 |  | 49.09%
2021-02-20 01:00 | 44247.0417 |  | 48.79%
2021-02-20 02:00 | 44247.0833 |  | 48.35%
2021-02-20 03:00 | 44247.125 |  | 47.99%
2021-02-20 04:00 | 44247.1667 |  | 47.75%
2021-02-20 05:00 | 44247.2083 |  | 48.01%
2021-02-20 06:00 | 44247.25 |  | 48.67%
2021-02-20 07:00 | 44247.2917 |  | 50.53%
2021-02-20 08:00 | 44247.3333 |  | 52.74%
2021-02-20 09:00 | 44247.375 |  | 54.18%
2021-02-20 10:00 | 44247.4167 |  | 54.71%
2021-02-20 11:00 | 44247.4583 |  | 55.23%
2021-02-20 12:00 | 44247.5 |  | 55.28%
2021-02-20 13:00 | 44247.5417 |  | 55.17%
2021-02-20 14:00 | 44247.5833 |  | 54.53%
2021-02-20 15:00 | 44247.625 |  | 54.08%
2021-02-20 16:00 | 44247.6667 |  | 53.5%
2021-02-20 17:00 | 44247.7083 |  | 53.44%
2021-02-20 18:00 | 44247.75 |  | 52.27%
2021-02-20 19:00 | 44247.7917 |  | 52.11%
2021-02-20 20:00 | 44247.8333 |  | 50.4%
2021-02-20 21:00 | 44247.875 |  | 49.4%
2021-02-20 22:00 | 44247.9167 |  | 48.64%
2021-02-20 23:00 | 44247.9583 |  | 49.18%
2021-02-21 | 44248 |  | 49.05%
2021-02-21 01:00 | 44248.0417 |  | 48.76%
2021-02-21 02:00 | 44248.0833 |  | 48.32%
2021-02-21 03:00 | 44248.125 |  | 47.96%
2021-02-21 04:00 | 44248.1667 |  | 47.71%
2021-02-21 05:00 | 44248.2083 |  | 47.97%
2021-02-21 06:00 | 44248.25 |  | 48.63%
2021-02-21 07:00 | 44248.2917 |  | 50.49%
2021-02-21 08:00 | 44248.3333 |  | 52.7%
2021-02-21 09:00 | 44248.375 |  | 54.14%
2021-02-21 10:00 | 44248.4167 |  | 54.67%
2021-02-21 11:00 | 44248.4583 |  | 55.19%
2021-02-21 12:00 | 44248.5 |  | 55.24%
2021-02-21 13:00 | 44248.5417 |  | 55.13%
2021-02-21 14:00 | 44248.5833 |  | 54.49%
2021-02-21 15:00 | 44248.625 |  | 54.04%
2021-02-21 16:00 | 44248.6667 |  | 53.46%
2021-02-21 17:00 | 44248.7083 |  | 53.41%
2021-02-21 18:00 | 44248.75 |  | 52.23%
2021-02-21 19:00 | 44248.7917 |  | 52.07%
2021-02-21 20:00 | 44248.8333 |  | 50.36%
2021-02-21 21:00 | 44248.875 |  | 49.36%
2021-02-21 22:00 | 44248.9167 |  | 48.6%
2021-02-21 23:00 | 44248.9583 |  | 49.15%
2021-02-22 | 44249 |  | 49.66%
2021-02-22 01:00 | 44249.0417 |  | 48.97%
2021-02-22 02:00 | 44249.0833 |  | 48.49%
2021-02-22 03:00 | 44249.125 |  | 48.52%
2021-02-22 04:00 | 44249.1667 |  | 48.17%
2021-02-22 05:00 | 44249.2083 |  | 48.58%
2021-02-22 06:00 | 44249.25 |  | 51.5%
2021-02-22 07:00 | 44249.2917 |  | 55.13%
2021-02-22 08:00 | 44249.3333 |  | 55.87%
2021-02-22 09:00 | 44249.375 |  | 55.07%
2021-02-22 10:00 | 44249.4167 |  | 55.01%
2021-02-22 11:00 | 44249.4583 |  | 55.3%
2021-02-22 12:00 | 44249.5 |  | 55.36%
2021-02-22 13:00 | 44249.5417 |  | 55.46%
2021-02-22 14:00 | 44249.5833 |  | 55.72%
2021-02-22 15:00 | 44249.625 |  | 55.82%
2021-02-22 16:00 | 44249.6667 |  | 55.8%
2021-02-22 17:00 | 44249.7083 |  | 55.5%
2021-02-22 18:00 | 44249.75 |  | 54.49%
2021-02-22 19:00 | 44249.7917 |  | 54.38%
2021-02-22 20:00 | 44249.8333 |  | 52.69%
2021-02-22 21:00 | 44249.875 |  | 52.5%
2021-02-22 22:00 | 44249.9167 |  | 51.51%
2021-02-22 23:00 | 44249.9583 |  | 52.04%
2021-02-23 | 44250 |  | 49.78%
2021-02-23 01:00 | 44250.0417 |  | 49.09%
2021-02-23 02:00 | 44250.0833 |  | 48.61%
2021-02-23 03:00 | 44250.125 |  | 48.64%
2021-02-23 04:00 | 44250.1667 |  | 48.29%
2021-02-23 05:00 | 44250.2083 |  | 48.71%
2021-02-23 06:00 | 44250.25 |  | 51.64%
2021-02-23 07:00 | 44250.2917 |  | 55.27%
2021-02-23 08:00 | 44250.3333 |  | 56.01%
2021-02-23 09:00 | 44250.375 |  | 55.21%
2021-02-23 10:00 | 44250.4167 |  | 55.15%
2021-02-23 11:00 | 44250.4583 |  | 55.44%
2021-02-23 12:00 | 44250.5 |  | 55.5%
2021-02-23 13:00 | 44250.5417 |  | 55.6%
2021-02-23 14:00 | 44250.5833 |  | 55.86%
2021-02-23 15:00 | 44250.625 |  | 55.96%
2021-02-23 16:00 | 44250.6667 |  | 55.94%
2021-02-23 17:00 | 44250.7083 |  | 55.64%
2021-02-23 18:00 | 44250.75 |  | 54.62%
2021-02-23 19:00 | 44250.7917 |  | 54.52%
2021-02-23 20:00 | 44250.8333 |  | 52.82%
2021-02-23 21:00 | 44250.875 |  | 52.63%
2021-02-23 22:00 | 44250.9167 |  | 51.65%
2021-02-23 23:00 | 44250.9583 |  | 52.17%
2021-02-24 | 44251 |  | 49.46%
2021-02-24 01:00 | 44251.0417 |  | 48.77%
2021-02-24 02:00 | 44251.0833 |  | 48.3%
2021-02-24 03:00 | 44251.125 |  | 48.33%
2021-02-24 04:00 | 44251.1667 |  | 47.98%
2021-02-24 05:00 | 44251.2083 |  | 48.39%
2021-02-24 06:00 | 44251.25 |  | 51.3%
2021-02-24 07:00 | 44251.2917 |  | 54.91%
2021-02-24 08:00 | 44251.3333 |  | 55.65%
2021-02-24 09:00 | 44251.375 |  | 54.86%
2021-02-24 10:00 | 44251.4167 |  | 54.8%
2021-02-24 11:00 | 44251.4583 |  | 55.09%
2021-02-24 12:00 | 44251.5 |  | 55.14%
2021-02-24 13:00 | 44251.5417 |  | 55.24%
2021-02-24 14:00 | 44251.5833 |  | 55.5%
2021-02-24 15:00 | 44251.625 |  | 55.6%
2021-02-24 16:00 | 44251.6667 |  | 55.58%
2021-02-24 17:00 | 44251.7083 |  | 55.28%
2021-02-24 18:00 | 44251.75 |  | 54.27%
2021-02-24 19:00 | 44251.7917 |  | 54.16%
2021-02-24 20:00 | 44251.8333 |  | 52.48%
2021-02-24 21:00 | 44251.875 |  | 52.29%
2021-02-24 22:00 | 44251.9167 |  | 51.31%
2021-02-24 23:00 | 44251.9583 |  | 51.83%
2021-02-25 | 44252 |  | 48.51%
2021-02-25 01:00 | 44252.0417 |  | 47.4%
2021-02-25 02:00 | 44252.0833 |  | 47.34%
2021-02-25 03:00 | 44252.125 |  | 48.31%
2021-02-25 04:00 | 44252.1667 |  | 49.09%
2021-02-25 05:00 | 44252.2083 |  | 51.02%
2021-02-25 06:00 | 44252.25 |  | 54.93%
2021-02-25 07:00 | 44252.2917 |  | 58.73%
2021-02-25 08:00 | 44252.3333 |  | 58.42%
2021-02-25 09:00 | 44252.375 |  | 57.47%
2021-02-25 10:00 | 44252.4167 |  | 56.83%
2021-02-25 11:00 | 44252.4583 |  | 56.45%
2021-02-25 12:00 | 44252.5 |  | 56.46%
2021-02-25 13:00 | 44252.5417 |  | 56.37%
2021-02-25 14:00 | 44252.5833 |  | 56.17%
2021-02-25 15:00 | 44252.625 |  | 56.13%
2021-02-25 16:00 | 44252.6667 |  | 56.12%
2021-02-25 17:00 | 44252.7083 |  | 56.41%
2021-02-25 18:00 | 44252.75 |  | 56.18%
2021-02-25 19:00 | 44252.7917 |  | 55.45%
2021-02-25 20:00 | 44252.8333 |  | 54.38%
2021-02-25 21:00 | 44252.875 |  | 52.39%
2021-02-25 22:00 | 44252.9167 |  | 51.32%
2021-02-25 23:00 | 44252.9583 |  | 50.48%
2021-02-26 | 44253 |  | 48.87%
2021-02-26 01:00 | 44253.0417 |  | 47.75%
2021-02-26 02:00 | 44253.0833 |  | 47.69%
2021-02-26 03:00 | 44253.125 |  | 48.67%
2021-02-26 04:00 | 44253.1667 |  | 49.45%
2021-02-26 05:00 | 44253.2083 |  | 51.4%
2021-02-26 06:00 | 44253.25 |  | 55.34%
2021-02-26 07:00 | 44253.2917 |  | 59.17%
2021-02-26 08:00 | 44253.3333 |  | 58.85%
2021-02-26 09:00 | 44253.375 |  | 57.89%
2021-02-26 10:00 | 44253.4167 |  | 57.25%
2021-02-26 11:00 | 44253.4583 |  | 56.87%
2021-02-26 12:00 | 44253.5 |  | 56.87%
2021-02-26 13:00 | 44253.5417 |  | 56.79%
2021-02-26 14:00 | 44253.5833 |  | 56.59%
2021-02-26 15:00 | 44253.625 |  | 56.54%
2021-02-26 16:00 | 44253.6667 |  | 56.53%
2021-02-26 17:00 | 44253.7083 |  | 56.83%
2021-02-26 18:00 | 44253.75 |  | 56.59%
2021-02-26 19:00 | 44253.7917 |  | 55.86%
2021-02-26 20:00 | 44253.8333 |  | 54.78%
2021-02-26 21:00 | 44253.875 |  | 52.77%
2021-02-26 22:00 | 44253.9167 |  | 51.7%
2021-02-26 23:00 | 44253.9583 |  | 50.85%
2021-02-27 | 44254 |  | 46.32%
2021-02-27 01:00 | 44254.0417 |  | 46.03%
2021-02-27 02:00 | 44254.0833 |  | 46.51%
2021-02-27 03:00 | 44254.125 |  | 47.2%
2021-02-27 04:00 | 44254.1667 |  | 47.72%
2021-02-27 05:00 | 44254.2083 |  | 49.24%
2021-02-27 06:00 | 44254.25 |  | 51.16%
2021-02-27 07:00 | 44254.2917 |  | 54.48%
2021-02-27 08:00 | 44254.3333 |  | 56.13%
2021-02-27 09:00 | 44254.375 |  | 56.55%
2021-02-27 10:00 | 44254.4167 |  | 56.22%
2021-02-27 11:00 | 44254.4583 |  | 55.54%
2021-02-27 12:00 | 44254.5 |  | 55.54%
2021-02-27 13:00 | 44254.5417 |  | 55.79%
2021-02-27 14:00 | 44254.5833 |  | 54.12%
2021-02-27 15:00 | 44254.625 |  | 52.53%
2021-02-27 16:00 | 44254.6667 |  | 52.36%
2021-02-27 17:00 | 44254.7083 |  | 53.14%
2021-02-27 18:00 | 44254.75 |  | 53.28%
2021-02-27 19:00 | 44254.7917 |  | 53.4%
2021-02-27 20:00 | 44254.8333 |  | 52.41%
2021-02-27 21:00 | 44254.875 |  | 50.16%
2021-02-27 22:00 | 44254.9167 |  | 50.3%
2021-02-27 23:00 | 44254.9583 |  | 50.13%
2021-02-28 | 44255 |  | 46.14%
2021-02-28 01:00 | 44255.0417 |  | 45.86%
2021-02-28 02:00 | 44255.0833 |  | 46.34%
2021-02-28 03:00 | 44255.125 |  | 47.02%
2021-02-28 04:00 | 44255.1667 |  | 47.54%
2021-02-28 05:00 | 44255.2083 |  | 49.05%
2021-02-28 06:00 | 44255.25 |  | 50.96%
2021-02-28 07:00 | 44255.2917 |  | 54.27%
2021-02-28 08:00 | 44255.3333 |  | 55.92%
2021-02-28 09:00 | 44255.375 |  | 56.34%
2021-02-28 10:00 | 44255.4167 |  | 56.01%
2021-02-28 11:00 | 44255.4583 |  | 55.33%
2021-02-28 12:00 | 44255.5 |  | 55.33%
2021-02-28 13:00 | 44255.5417 |  | 55.58%
2021-02-28 14:00 | 44255.5833 |  | 53.91%
2021-02-28 15:00 | 44255.625 |  | 52.33%
2021-02-28 16:00 | 44255.6667 |  | 52.16%
2021-02-28 17:00 | 44255.7083 |  | 52.94%
2021-02-28 18:00 | 44255.75 |  | 53.08%
2021-02-28 19:00 | 44255.7917 |  | 53.19%
2021-02-28 20:00 | 44255.8333 |  | 52.22%
2021-02-28 21:00 | 44255.875 |  | 49.97%
2021-02-28 22:00 | 44255.9167 |  | 50.11%
2021-02-28 23:00 | 44255.9583 |  | 49.94%
2021-03-01 | 44256 |  | 48.57%
2021-03-01 01:00 | 44256.0417 |  | 47.45%
2021-03-01 02:00 | 44256.0833 |  | 47.39%
2021-03-01 03:00 | 44256.125 |  | 48.37%
2021-03-01 04:00 | 44256.1667 |  | 49.15%
2021-03-01 05:00 | 44256.2083 |  | 51.08%
2021-03-01 06:00 | 44256.25 |  | 55%
2021-03-01 07:00 | 44256.2917 |  | 58.8%
2021-03-01 08:00 | 44256.3333 |  | 58.49%
2021-03-01 09:00 | 44256.375 |  | 57.54%
2021-03-01 10:00 | 44256.4167 |  | 56.9%
2021-03-01 11:00 | 44256.4583 |  | 56.52%
2021-03-01 12:00 | 44256.5 |  | 56.52%
2021-03-01 13:00 | 44256.5417 |  | 56.44%
2021-03-01 14:00 | 44256.5833 |  | 56.24%
2021-03-01 15:00 | 44256.625 |  | 56.19%
2021-03-01 16:00 | 44256.6667 |  | 56.18%
2021-03-01 17:00 | 44256.7083 |  | 56.48%
2021-03-01 18:00 | 44256.75 |  | 56.24%
2021-03-01 19:00 | 44256.7917 |  | 55.52%
2021-03-01 20:00 | 44256.8333 |  | 54.44%
2021-03-01 21:00 | 44256.875 |  | 52.45%
2021-03-01 22:00 | 44256.9167 |  | 51.38%
2021-03-01 23:00 | 44256.9583 |  | 50.53%
2021-03-02 | 44257 |  | 48.1%
2021-03-02 01:00 | 44257.0417 |  | 46.99%
2021-03-02 02:00 | 44257.0833 |  | 46.94%
2021-03-02 03:00 | 44257.125 |  | 47.9%
2021-03-02 04:00 | 44257.1667 |  | 48.67%
2021-03-02 05:00 | 44257.2083 |  | 50.59%
2021-03-02 06:00 | 44257.25 |  | 54.46%
2021-03-02 07:00 | 44257.2917 |  | 58.23%
2021-03-02 08:00 | 44257.3333 |  | 57.92%
2021-03-02 09:00 | 44257.375 |  | 56.98%
2021-03-02 10:00 | 44257.4167 |  | 56.35%
2021-03-02 11:00 | 44257.4583 |  | 55.97%
2021-03-02 12:00 | 44257.5 |  | 55.98%
2021-03-02 13:00 | 44257.5417 |  | 55.89%
2021-03-02 14:00 | 44257.5833 |  | 55.69%
2021-03-02 15:00 | 44257.625 |  | 55.65%
2021-03-02 16:00 | 44257.6667 |  | 55.64%
2021-03-02 17:00 | 44257.7083 |  | 55.93%
2021-03-02 18:00 | 44257.75 |  | 55.7%
2021-03-02 19:00 | 44257.7917 |  | 54.98%
2021-03-02 20:00 | 44257.8333 |  | 53.92%
2021-03-02 21:00 | 44257.875 |  | 51.94%
2021-03-02 22:00 | 44257.9167 |  | 50.89%
2021-03-02 23:00 | 44257.9583 |  | 50.05%
2021-03-03 | 44258 |  | 47.61%
2021-03-03 01:00 | 44258.0417 |  | 46.51%
2021-03-03 02:00 | 44258.0833 |  | 46.45%
2021-03-03 03:00 | 44258.125 |  | 47.41%
2021-03-03 04:00 | 44258.1667 |  | 48.17%
2021-03-03 05:00 | 44258.2083 |  | 50.07%
2021-03-03 06:00 | 44258.25 |  | 53.91%
2021-03-03 07:00 | 44258.2917 |  | 57.64%
2021-03-03 08:00 | 44258.3333 |  | 57.33%
2021-03-03 09:00 | 44258.375 |  | 56.39%
2021-03-03 10:00 | 44258.4167 |  | 55.77%
2021-03-03 11:00 | 44258.4583 |  | 55.4%
2021-03-03 12:00 | 44258.5 |  | 55.4%
2021-03-03 13:00 | 44258.5417 |  | 55.32%
2021-03-03 14:00 | 44258.5833 |  | 55.12%
2021-03-03 15:00 | 44258.625 |  | 55.08%
2021-03-03 16:00 | 44258.6667 |  | 55.07%
2021-03-03 17:00 | 44258.7083 |  | 55.36%
2021-03-03 18:00 | 44258.75 |  | 55.13%
2021-03-03 19:00 | 44258.7917 |  | 54.42%
2021-03-03 20:00 | 44258.8333 |  | 53.36%
2021-03-03 21:00 | 44258.875 |  | 51.41%
2021-03-03 22:00 | 44258.9167 |  | 50.36%
2021-03-03 23:00 | 44258.9583 |  | 49.53%
2021-03-04 | 44259 |  | 47.51%
2021-03-04 01:00 | 44259.0417 |  | 46.42%
2021-03-04 02:00 | 44259.0833 |  | 46.37%
2021-03-04 03:00 | 44259.125 |  | 47.32%
2021-03-04 04:00 | 44259.1667 |  | 48.08%
2021-03-04 05:00 | 44259.2083 |  | 49.97%
2021-03-04 06:00 | 44259.25 |  | 53.8%
2021-03-04 07:00 | 44259.2917 |  | 57.53%
2021-03-04 08:00 | 44259.3333 |  | 57.22%
2021-03-04 09:00 | 44259.375 |  | 56.29%
2021-03-04 10:00 | 44259.4167 |  | 55.66%
2021-03-04 11:00 | 44259.4583 |  | 55.29%
2021-03-04 12:00 | 44259.5 |  | 55.3%
2021-03-04 13:00 | 44259.5417 |  | 55.22%
2021-03-04 14:00 | 44259.5833 |  | 55.02%
2021-03-04 15:00 | 44259.625 |  | 54.97%
2021-03-04 16:00 | 44259.6667 |  | 54.96%
2021-03-04 17:00 | 44259.7083 |  | 55.25%
2021-03-04 18:00 | 44259.75 |  | 55.02%
2021-03-04 19:00 | 44259.7917 |  | 54.31%
2021-03-04 20:00 | 44259.8333 |  | 53.26%
2021-03-04 21:00 | 44259.875 |  | 51.31%
2021-03-04 22:00 | 44259.9167 |  | 50.27%
2021-03-04 23:00 | 44259.9583 |  | 49.44%
2021-03-05 | 44260 |  | 47.52%
2021-03-05 01:00 | 44260.0417 |  | 46.43%
2021-03-05 02:00 | 44260.0833 |  | 46.37%
2021-03-05 03:00 | 44260.125 |  | 47.32%
2021-03-05 04:00 | 44260.1667 |  | 48.08%
2021-03-05 05:00 | 44260.2083 |  | 49.98%
2021-03-05 06:00 | 44260.25 |  | 53.8%
2021-03-05 07:00 | 44260.2917 |  | 57.53%
2021-03-05 08:00 | 44260.3333 |  | 57.22%
2021-03-05 09:00 | 44260.375 |  | 56.29%
2021-03-05 10:00 | 44260.4167 |  | 55.66%
2021-03-05 11:00 | 44260.4583 |  | 55.29%
2021-03-05 12:00 | 44260.5 |  | 55.3%
2021-03-05 13:00 | 44260.5417 |  | 55.22%
2021-03-05 14:00 | 44260.5833 |  | 55.02%
2021-03-05 15:00 | 44260.625 |  | 54.97%
2021-03-05 16:00 | 44260.6667 |  | 54.96%
2021-03-05 17:00 | 44260.7083 |  | 55.26%
2021-03-05 18:00 | 44260.75 |  | 55.02%
2021-03-05 19:00 | 44260.7917 |  | 54.32%
2021-03-05 20:00 | 44260.8333 |  | 53.26%
2021-03-05 21:00 | 44260.875 |  | 51.31%
2021-03-05 22:00 | 44260.9167 |  | 50.27%
2021-03-05 23:00 | 44260.9583 |  | 49.44%
2021-03-06 | 44261 |  | 44.61%
2021-03-06 01:00 | 44261.0417 |  | 44.34%
2021-03-06 02:00 | 44261.0833 |  | 44.8%
2021-03-06 03:00 | 44261.125 |  | 45.46%
2021-03-06 04:00 | 44261.1667 |  | 45.96%
2021-03-06 05:00 | 44261.2083 |  | 47.42%
2021-03-06 06:00 | 44261.25 |  | 49.27%
2021-03-06 07:00 | 44261.2917 |  | 52.47%
2021-03-06 08:00 | 44261.3333 |  | 54.06%
2021-03-06 09:00 | 44261.375 |  | 54.46%
2021-03-06 10:00 | 44261.4167 |  | 54.15%
2021-03-06 11:00 | 44261.4583 |  | 53.49%
2021-03-06 12:00 | 44261.5 |  | 53.49%
2021-03-06 13:00 | 44261.5417 |  | 53.74%
2021-03-06 14:00 | 44261.5833 |  | 52.12%
2021-03-06 15:00 | 44261.625 |  | 50.6%
2021-03-06 16:00 | 44261.6667 |  | 50.43%
2021-03-06 17:00 | 44261.7083 |  | 51.18%
2021-03-06 18:00 | 44261.75 |  | 51.32%
2021-03-06 19:00 | 44261.7917 |  | 51.43%
2021-03-06 20:00 | 44261.8333 |  | 50.48%
2021-03-06 21:00 | 44261.875 |  | 48.31%
2021-03-06 22:00 | 44261.9167 |  | 48.44%
2021-03-06 23:00 | 44261.9583 |  | 48.28%
2021-03-07 | 44262 |  | 44.72%
2021-03-07 01:00 | 44262.0417 |  | 44.45%
2021-03-07 02:00 | 44262.0833 |  | 44.91%
2021-03-07 03:00 | 44262.125 |  | 45.57%
2021-03-07 04:00 | 44262.1667 |  | 46.07%
2021-03-07 05:00 | 44262.2083 |  | 47.54%
2021-03-07 06:00 | 44262.25 |  | 49.39%
2021-03-07 07:00 | 44262.2917 |  | 52.6%
2021-03-07 08:00 | 44262.3333 |  | 54.2%
2021-03-07 09:00 | 44262.375 |  | 54.6%
2021-03-07 10:00 | 44262.4167 |  | 54.28%
2021-03-07 11:00 | 44262.4583 |  | 53.63%
2021-03-07 12:00 | 44262.5 |  | 53.62%
2021-03-07 13:00 | 44262.5417 |  | 53.87%
2021-03-07 14:00 | 44262.5833 |  | 52.25%
2021-03-07 15:00 | 44262.625 |  | 50.72%
2021-03-07 16:00 | 44262.6667 |  | 50.56%
2021-03-07 17:00 | 44262.7083 |  | 51.31%
2021-03-07 18:00 | 44262.75 |  | 51.44%
2021-03-07 19:00 | 44262.7917 |  | 51.55%
2021-03-07 20:00 | 44262.8333 |  | 50.61%
2021-03-07 21:00 | 44262.875 |  | 48.43%
2021-03-07 22:00 | 44262.9167 |  | 48.56%
2021-03-07 23:00 | 44262.9583 |  | 48.4%
2021-03-08 | 44263 |  | 47.73%
2021-03-08 01:00 | 44263.0417 |  | 46.63%
2021-03-08 02:00 | 44263.0833 |  | 46.58%
2021-03-08 03:00 | 44263.125 |  | 47.53%
2021-03-08 04:00 | 44263.1667 |  | 48.3%
2021-03-08 05:00 | 44263.2083 |  | 50.2%
2021-03-08 06:00 | 44263.25 |  | 54.05%
2021-03-08 07:00 | 44263.2917 |  | 57.79%
2021-03-08 08:00 | 44263.3333 |  | 57.48%
2021-03-08 09:00 | 44263.375 |  | 56.54%
2021-03-08 10:00 | 44263.4167 |  | 55.91%
2021-03-08 11:00 | 44263.4583 |  | 55.54%
2021-03-08 12:00 | 44263.5 |  | 55.55%
2021-03-08 13:00 | 44263.5417 |  | 55.47%
2021-03-08 14:00 | 44263.5833 |  | 55.27%
2021-03-08 15:00 | 44263.625 |  | 55.22%
2021-03-08 16:00 | 44263.6667 |  | 55.21%
2021-03-08 17:00 | 44263.7083 |  | 55.51%
2021-03-08 18:00 | 44263.75 |  | 55.27%
2021-03-08 19:00 | 44263.7917 |  | 54.56%
2021-03-08 20:00 | 44263.8333 |  | 53.5%
2021-03-08 21:00 | 44263.875 |  | 51.54%
2021-03-08 22:00 | 44263.9167 |  | 50.5%
2021-03-08 23:00 | 44263.9583 |  | 49.66%
2021-03-09 | 44264 |  | 47.73%
2021-03-09 01:00 | 44264.0417 |  | 46.63%
2021-03-09 02:00 | 44264.0833 |  | 46.58%
2021-03-09 03:00 | 44264.125 |  | 47.53%
2021-03-09 04:00 | 44264.1667 |  | 48.3%
2021-03-09 05:00 | 44264.2083 |  | 50.2%
2021-03-09 06:00 | 44264.25 |  | 54.05%
2021-03-09 07:00 | 44264.2917 |  | 57.79%
2021-03-09 08:00 | 44264.3333 |  | 57.48%
2021-03-09 09:00 | 44264.375 |  | 56.54%
2021-03-09 10:00 | 44264.4167 |  | 55.91%
2021-03-09 11:00 | 44264.4583 |  | 55.54%
2021-03-09 12:00 | 44264.5 |  | 55.55%
2021-03-09 13:00 | 44264.5417 |  | 55.47%
2021-03-09 14:00 | 44264.5833 |  | 55.27%
2021-03-09 15:00 | 44264.625 |  | 55.22%
2021-03-09 16:00 | 44264.6667 |  | 55.21%
2021-03-09 17:00 | 44264.7083 |  | 55.51%
2021-03-09 18:00 | 44264.75 |  | 55.27%
2021-03-09 19:00 | 44264.7917 |  | 54.56%
2021-03-09 20:00 | 44264.8333 |  | 53.5%
2021-03-09 21:00 | 44264.875 |  | 51.54%
2021-03-09 22:00 | 44264.9167 |  | 50.5%
2021-03-09 23:00 | 44264.9583 |  | 49.66%
2021-03-10 | 44265 |  | 47.48%
2021-03-10 01:00 | 44265.0417 |  | 46.38%
2021-03-10 02:00 | 44265.0833 |  | 46.33%
2021-03-10 03:00 | 44265.125 |  | 47.28%
2021-03-10 04:00 | 44265.1667 |  | 48.04%
2021-03-10 05:00 | 44265.2083 |  | 49.93%
2021-03-10 06:00 | 44265.25 |  | 53.76%
2021-03-10 07:00 | 44265.2917 |  | 57.48%
2021-03-10 08:00 | 44265.3333 |  | 57.17%
2021-03-10 09:00 | 44265.375 |  | 56.24%
2021-03-10 10:00 | 44265.4167 |  | 55.62%
2021-03-10 11:00 | 44265.4583 |  | 55.24%
2021-03-10 12:00 | 44265.5 |  | 55.25%
2021-03-10 13:00 | 44265.5417 |  | 55.17%
2021-03-10 14:00 | 44265.5833 |  | 54.97%
2021-03-10 15:00 | 44265.625 |  | 54.93%
2021-03-10 16:00 | 44265.6667 |  | 54.92%
2021-03-10 17:00 | 44265.7083 |  | 55.21%
2021-03-10 18:00 | 44265.75 |  | 54.98%
2021-03-10 19:00 | 44265.7917 |  | 54.27%
2021-03-10 20:00 | 44265.8333 |  | 53.22%
2021-03-10 21:00 | 44265.875 |  | 51.27%
2021-03-10 22:00 | 44265.9167 |  | 50.23%
2021-03-10 23:00 | 44265.9583 |  | 49.4%
2021-03-11 | 44266 |  | 46.76%
2021-03-11 01:00 | 44266.0417 |  | 45.68%
2021-03-11 02:00 | 44266.0833 |  | 45.63%
2021-03-11 03:00 | 44266.125 |  | 46.57%
2021-03-11 04:00 | 44266.1667 |  | 47.31%
2021-03-11 05:00 | 44266.2083 |  | 49.18%
2021-03-11 06:00 | 44266.25 |  | 52.94%
2021-03-11 07:00 | 44266.2917 |  | 56.61%
2021-03-11 08:00 | 44266.3333 |  | 56.31%
2021-03-11 09:00 | 44266.375 |  | 55.39%
2021-03-11 10:00 | 44266.4167 |  | 54.77%
2021-03-11 11:00 | 44266.4583 |  | 54.41%
2021-03-11 12:00 | 44266.5 |  | 54.41%
2021-03-11 13:00 | 44266.5417 |  | 54.33%
2021-03-11 14:00 | 44266.5833 |  | 54.14%
2021-03-11 15:00 | 44266.625 |  | 54.1%
2021-03-11 16:00 | 44266.6667 |  | 54.09%
2021-03-11 17:00 | 44266.7083 |  | 54.37%
2021-03-11 18:00 | 44266.75 |  | 54.14%
2021-03-11 19:00 | 44266.7917 |  | 53.45%
2021-03-11 20:00 | 44266.8333 |  | 52.41%
2021-03-11 21:00 | 44266.875 |  | 50.49%
2021-03-11 22:00 | 44266.9167 |  | 49.47%
2021-03-11 23:00 | 44266.9583 |  | 48.65%
2021-03-12 | 44267 |  | 46.3%
2021-03-12 01:00 | 44267.0417 |  | 45.24%
2021-03-12 02:00 | 44267.0833 |  | 45.18%
2021-03-12 03:00 | 44267.125 |  | 46.11%
2021-03-12 04:00 | 44267.1667 |  | 46.85%
2021-03-12 05:00 | 44267.2083 |  | 48.7%
2021-03-12 06:00 | 44267.25 |  | 52.43%
2021-03-12 07:00 | 44267.2917 |  | 56.06%
2021-03-12 08:00 | 44267.3333 |  | 55.76%
2021-03-12 09:00 | 44267.375 |  | 54.85%
2021-03-12 10:00 | 44267.4167 |  | 54.24%
2021-03-12 11:00 | 44267.4583 |  | 53.88%
2021-03-12 12:00 | 44267.5 |  | 53.88%
2021-03-12 13:00 | 44267.5417 |  | 53.8%
2021-03-12 14:00 | 44267.5833 |  | 53.61%
2021-03-12 15:00 | 44267.625 |  | 53.57%
2021-03-12 16:00 | 44267.6667 |  | 53.56%
2021-03-12 17:00 | 44267.7083 |  | 53.84%
2021-03-12 18:00 | 44267.75 |  | 53.62%
2021-03-12 19:00 | 44267.7917 |  | 52.93%
2021-03-12 20:00 | 44267.8333 |  | 51.9%
2021-03-12 21:00 | 44267.875 |  | 50%
2021-03-12 22:00 | 44267.9167 |  | 48.98%
2021-03-12 23:00 | 44267.9583 |  | 48.17%
2021-03-13 | 44268 |  | 43.4%
2021-03-13 01:00 | 44268.0417 |  | 43.13%
2021-03-13 02:00 | 44268.0833 |  | 43.58%
2021-03-13 03:00 | 44268.125 |  | 44.22%
2021-03-13 04:00 | 44268.1667 |  | 44.71%
2021-03-13 05:00 | 44268.2083 |  | 46.13%
2021-03-13 06:00 | 44268.25 |  | 47.93%
2021-03-13 07:00 | 44268.2917 |  | 51.04%
2021-03-13 08:00 | 44268.3333 |  | 52.59%
2021-03-13 09:00 | 44268.375 |  | 52.98%
2021-03-13 10:00 | 44268.4167 |  | 52.67%
2021-03-13 11:00 | 44268.4583 |  | 52.04%
2021-03-13 12:00 | 44268.5 |  | 52.03%
2021-03-13 13:00 | 44268.5417 |  | 52.27%
2021-03-13 14:00 | 44268.5833 |  | 50.7%
2021-03-13 15:00 | 44268.625 |  | 49.22%
2021-03-13 16:00 | 44268.6667 |  | 49.06%
2021-03-13 17:00 | 44268.7083 |  | 49.79%
2021-03-13 18:00 | 44268.75 |  | 49.92%
2021-03-13 19:00 | 44268.7917 |  | 50.03%
2021-03-13 20:00 | 44268.8333 |  | 49.11%
2021-03-13 21:00 | 44268.875 |  | 46.99%
2021-03-13 22:00 | 44268.9167 |  | 47.12%
2021-03-13 23:00 | 44268.9583 |  | 46.97%
2021-03-14 | 44269 |  | 43.58%
2021-03-14 01:00 | 44269.0417 |  | 43.31%
2021-03-14 02:00 | 44269.0833 |  | 43.76%
2021-03-14 03:00 | 44269.125 |  | 44.41%
2021-03-14 04:00 | 44269.1667 |  | 44.9%
2021-03-14 05:00 | 44269.2083 |  | 46.33%
2021-03-14 06:00 | 44269.25 |  | 48.13%
2021-03-14 07:00 | 44269.2917 |  | 51.26%
2021-03-14 08:00 | 44269.3333 |  | 52.82%
2021-03-14 09:00 | 44269.375 |  | 53.21%
2021-03-14 10:00 | 44269.4167 |  | 52.9%
2021-03-14 11:00 | 44269.4583 |  | 52.26%
2021-03-14 12:00 | 44269.5 |  | 52.26%
2021-03-14 13:00 | 44269.5417 |  | 52.5%
2021-03-14 14:00 | 44269.5833 |  | 50.92%
2021-03-14 15:00 | 44269.625 |  | 49.43%
2021-03-14 16:00 | 44269.6667 |  | 49.27%
2021-03-14 17:00 | 44269.7083 |  | 50%
2021-03-14 18:00 | 44269.75 |  | 50.13%
2021-03-14 19:00 | 44269.7917 |  | 50.24%
2021-03-14 20:00 | 44269.8333 |  | 49.32%
2021-03-14 21:00 | 44269.875 |  | 47.19%
2021-03-14 22:00 | 44269.9167 |  | 47.33%
2021-03-14 23:00 | 44269.9583 |  | 47.17%
2021-03-15 | 44270 |  | 47.04%
2021-03-15 01:00 | 44270.0417 |  | 45.96%
2021-03-15 02:00 | 44270.0833 |  | 45.9%
2021-03-15 03:00 | 44270.125 |  | 46.85%
2021-03-15 04:00 | 44270.1667 |  | 47.6%
2021-03-15 05:00 | 44270.2083 |  | 49.47%
2021-03-15 06:00 | 44270.25 |  | 53.26%
2021-03-15 07:00 | 44270.2917 |  | 56.95%
2021-03-15 08:00 | 44270.3333 |  | 56.64%
2021-03-15 09:00 | 44270.375 |  | 55.72%
2021-03-15 10:00 | 44270.4167 |  | 55.1%
2021-03-15 11:00 | 44270.4583 |  | 54.74%
2021-03-15 12:00 | 44270.5 |  | 54.74%
2021-03-15 13:00 | 44270.5417 |  | 54.66%
2021-03-15 14:00 | 44270.5833 |  | 54.47%
2021-03-15 15:00 | 44270.625 |  | 54.42%
2021-03-15 16:00 | 44270.6667 |  | 54.41%
2021-03-15 17:00 | 44270.7083 |  | 54.7%
2021-03-15 18:00 | 44270.75 |  | 54.47%
2021-03-15 19:00 | 44270.7917 |  | 53.77%
2021-03-15 20:00 | 44270.8333 |  | 52.73%
2021-03-15 21:00 | 44270.875 |  | 50.79%
2021-03-15 22:00 | 44270.9167 |  | 49.76%
2021-03-15 23:00 | 44270.9583 |  | 48.94%
2021-03-16 | 44271 |  | 47.09%
2021-03-16 01:00 | 44271.0417 |  | 46.01%
2021-03-16 02:00 | 44271.0833 |  | 45.96%
2021-03-16 03:00 | 44271.125 |  | 46.9%
2021-03-16 04:00 | 44271.1667 |  | 47.65%
2021-03-16 05:00 | 44271.2083 |  | 49.53%
2021-03-16 06:00 | 44271.25 |  | 53.33%
2021-03-16 07:00 | 44271.2917 |  | 57.02%
2021-03-16 08:00 | 44271.3333 |  | 56.71%
2021-03-16 09:00 | 44271.375 |  | 55.79%
2021-03-16 10:00 | 44271.4167 |  | 55.17%
2021-03-16 11:00 | 44271.4583 |  | 54.8%
2021-03-16 12:00 | 44271.5 |  | 54.81%
2021-03-16 13:00 | 44271.5417 |  | 54.73%
2021-03-16 14:00 | 44271.5833 |  | 54.53%
2021-03-16 15:00 | 44271.625 |  | 54.48%
2021-03-16 16:00 | 44271.6667 |  | 54.47%
2021-03-16 17:00 | 44271.7083 |  | 54.76%
2021-03-16 18:00 | 44271.75 |  | 54.53%
2021-03-16 19:00 | 44271.7917 |  | 53.83%
2021-03-16 20:00 | 44271.8333 |  | 52.79%
2021-03-16 21:00 | 44271.875 |  | 50.85%
2021-03-16 22:00 | 44271.9167 |  | 49.82%
2021-03-16 23:00 | 44271.9583 |  | 49%
2021-03-17 | 44272 |  | 47.11%
2021-03-17 01:00 | 44272.0417 |  | 46.03%
2021-03-17 02:00 | 44272.0833 |  | 45.97%
2021-03-17 03:00 | 44272.125 |  | 46.92%
2021-03-17 04:00 | 44272.1667 |  | 47.67%
2021-03-17 05:00 | 44272.2083 |  | 49.55%
2021-03-17 06:00 | 44272.25 |  | 53.34%
2021-03-17 07:00 | 44272.2917 |  | 57.04%
2021-03-17 08:00 | 44272.3333 |  | 56.73%
2021-03-17 09:00 | 44272.375 |  | 55.81%
2021-03-17 10:00 | 44272.4167 |  | 55.19%
2021-03-17 11:00 | 44272.4583 |  | 54.82%
2021-03-17 12:00 | 44272.5 |  | 54.82%
2021-03-17 13:00 | 44272.5417 |  | 54.74%
2021-03-17 14:00 | 44272.5833 |  | 54.55%
2021-03-17 15:00 | 44272.625 |  | 54.5%
2021-03-17 16:00 | 44272.6667 |  | 54.49%
2021-03-17 17:00 | 44272.7083 |  | 54.78%
2021-03-17 18:00 | 44272.75 |  | 54.55%
2021-03-17 19:00 | 44272.7917 |  | 53.85%
2021-03-17 20:00 | 44272.8333 |  | 52.81%
2021-03-17 21:00 | 44272.875 |  | 50.87%
2021-03-17 22:00 | 44272.9167 |  | 49.84%
2021-03-17 23:00 | 44272.9583 |  | 49.02%
2021-03-18 | 44273 |  | 47.05%
2021-03-18 01:00 | 44273.0417 |  | 45.97%
2021-03-18 02:00 | 44273.0833 |  | 45.91%
2021-03-18 03:00 | 44273.125 |  | 46.86%
2021-03-18 04:00 | 44273.1667 |  | 47.61%
2021-03-18 05:00 | 44273.2083 |  | 49.49%
2021-03-18 06:00 | 44273.25 |  | 53.28%
2021-03-18 07:00 | 44273.2917 |  | 56.96%
2021-03-18 08:00 | 44273.3333 |  | 56.66%
2021-03-18 09:00 | 44273.375 |  | 55.74%
2021-03-18 10:00 | 44273.4167 |  | 55.12%
2021-03-18 11:00 | 44273.4583 |  | 54.75%
2021-03-18 12:00 | 44273.5 |  | 54.76%
2021-03-18 13:00 | 44273.5417 |  | 54.68%
2021-03-18 14:00 | 44273.5833 |  | 54.48%
2021-03-18 15:00 | 44273.625 |  | 54.43%
2021-03-18 16:00 | 44273.6667 |  | 54.42%
2021-03-18 17:00 | 44273.7083 |  | 54.71%
2021-03-18 18:00 | 44273.75 |  | 54.48%
2021-03-18 19:00 | 44273.7917 |  | 53.78%
2021-03-18 20:00 | 44273.8333 |  | 52.74%
2021-03-18 21:00 | 44273.875 |  | 50.81%
2021-03-18 22:00 | 44273.9167 |  | 49.78%
2021-03-18 23:00 | 44273.9583 |  | 48.95%
2021-03-19 | 44274 |  | 46.73%
2021-03-19 01:00 | 44274.0417 |  | 45.66%
2021-03-19 02:00 | 44274.0833 |  | 45.6%
2021-03-19 03:00 | 44274.125 |  | 46.54%
2021-03-19 04:00 | 44274.1667 |  | 47.29%
2021-03-19 05:00 | 44274.2083 |  | 49.15%
2021-03-19 06:00 | 44274.25 |  | 52.92%
2021-03-19 07:00 | 44274.2917 |  | 56.58%
2021-03-19 08:00 | 44274.3333 |  | 56.28%
2021-03-19 09:00 | 44274.375 |  | 55.36%
2021-03-19 10:00 | 44274.4167 |  | 54.75%
2021-03-19 11:00 | 44274.4583 |  | 54.38%
2021-03-19 12:00 | 44274.5 |  | 54.39%
2021-03-19 13:00 | 44274.5417 |  | 54.31%
2021-03-19 14:00 | 44274.5833 |  | 54.11%
2021-03-19 15:00 | 44274.625 |  | 54.07%
2021-03-19 16:00 | 44274.6667 |  | 54.06%
2021-03-19 17:00 | 44274.7083 |  | 54.35%
2021-03-19 18:00 | 44274.75 |  | 54.12%
2021-03-19 19:00 | 44274.7917 |  | 53.42%
2021-03-19 20:00 | 44274.8333 |  | 52.38%
2021-03-19 21:00 | 44274.875 |  | 50.46%
2021-03-19 22:00 | 44274.9167 |  | 49.44%
2021-03-19 23:00 | 44274.9583 |  | 48.62%
2021-03-20 | 44275 |  | 43.58%
2021-03-20 01:00 | 44275.0417 |  | 43.31%
2021-03-20 02:00 | 44275.0833 |  | 43.76%
2021-03-20 03:00 | 44275.125 |  | 44.4%
2021-03-20 04:00 | 44275.1667 |  | 44.89%
2021-03-20 05:00 | 44275.2083 |  | 46.32%
2021-03-20 06:00 | 44275.25 |  | 48.13%
2021-03-20 07:00 | 44275.2917 |  | 51.25%
2021-03-20 08:00 | 44275.3333 |  | 52.81%
2021-03-20 09:00 | 44275.375 |  | 53.2%
2021-03-20 10:00 | 44275.4167 |  | 52.89%
2021-03-20 11:00 | 44275.4583 |  | 52.25%
2021-03-20 12:00 | 44275.5 |  | 52.25%
2021-03-20 13:00 | 44275.5417 |  | 52.49%
2021-03-20 14:00 | 44275.5833 |  | 50.91%
2021-03-20 15:00 | 44275.625 |  | 49.42%
2021-03-20 16:00 | 44275.6667 |  | 49.26%
2021-03-20 17:00 | 44275.7083 |  | 50%
2021-03-20 18:00 | 44275.75 |  | 50.12%
2021-03-20 19:00 | 44275.7917 |  | 50.23%
2021-03-20 20:00 | 44275.8333 |  | 49.31%
2021-03-20 21:00 | 44275.875 |  | 47.19%
2021-03-20 22:00 | 44275.9167 |  | 47.32%
2021-03-20 23:00 | 44275.9583 |  | 47.16%
2021-03-21 | 44276 |  | 43.7%
2021-03-21 01:00 | 44276.0417 |  | 43.43%
2021-03-21 02:00 | 44276.0833 |  | 43.88%
2021-03-21 03:00 | 44276.125 |  | 44.52%
2021-03-21 04:00 | 44276.1667 |  | 45.02%
2021-03-21 05:00 | 44276.2083 |  | 46.45%
2021-03-21 06:00 | 44276.25 |  | 48.26%
2021-03-21 07:00 | 44276.2917 |  | 51.39%
2021-03-21 08:00 | 44276.3333 |  | 52.95%
2021-03-21 09:00 | 44276.375 |  | 53.35%
2021-03-21 10:00 | 44276.4167 |  | 53.03%
2021-03-21 11:00 | 44276.4583 |  | 52.4%
2021-03-21 12:00 | 44276.5 |  | 52.39%
2021-03-21 13:00 | 44276.5417 |  | 52.63%
2021-03-21 14:00 | 44276.5833 |  | 51.05%
2021-03-21 15:00 | 44276.625 |  | 49.56%
2021-03-21 16:00 | 44276.6667 |  | 49.4%
2021-03-21 17:00 | 44276.7083 |  | 50.13%
2021-03-21 18:00 | 44276.75 |  | 50.26%
2021-03-21 19:00 | 44276.7917 |  | 50.37%
2021-03-21 20:00 | 44276.8333 |  | 49.45%
2021-03-21 21:00 | 44276.875 |  | 47.32%
2021-03-21 22:00 | 44276.9167 |  | 47.45%
2021-03-21 23:00 | 44276.9583 |  | 47.29%
2021-03-22 | 44277 |  | 46.66%
2021-03-22 01:00 | 44277.0417 |  | 45.58%
2021-03-22 02:00 | 44277.0833 |  | 45.53%
2021-03-22 03:00 | 44277.125 |  | 46.46%
2021-03-22 04:00 | 44277.1667 |  | 47.21%
2021-03-22 05:00 | 44277.2083 |  | 49.07%
2021-03-22 06:00 | 44277.25 |  | 52.83%
2021-03-22 07:00 | 44277.2917 |  | 56.49%
2021-03-22 08:00 | 44277.3333 |  | 56.18%
2021-03-22 09:00 | 44277.375 |  | 55.27%
2021-03-22 10:00 | 44277.4167 |  | 54.66%
2021-03-22 11:00 | 44277.4583 |  | 54.29%
2021-03-22 12:00 | 44277.5 |  | 54.3%
2021-03-22 13:00 | 44277.5417 |  | 54.22%
2021-03-22 14:00 | 44277.5833 |  | 54.02%
2021-03-22 15:00 | 44277.625 |  | 53.98%
2021-03-22 16:00 | 44277.6667 |  | 53.97%
2021-03-22 17:00 | 44277.7083 |  | 54.26%
2021-03-22 18:00 | 44277.75 |  | 54.03%
2021-03-22 19:00 | 44277.7917 |  | 53.33%
2021-03-22 20:00 | 44277.8333 |  | 52.3%
2021-03-22 21:00 | 44277.875 |  | 50.38%
2021-03-22 22:00 | 44277.9167 |  | 49.36%
2021-03-22 23:00 | 44277.9583 |  | 48.54%
2021-03-23 | 44278 |  | 46.52%
2021-03-23 01:00 | 44278.0417 |  | 45.46%
2021-03-23 02:00 | 44278.0833 |  | 45.4%
2021-03-23 03:00 | 44278.125 |  | 46.33%
2021-03-23 04:00 | 44278.1667 |  | 47.08%
2021-03-23 05:00 | 44278.2083 |  | 48.93%
2021-03-23 06:00 | 44278.25 |  | 52.68%
2021-03-23 07:00 | 44278.2917 |  | 56.33%
2021-03-23 08:00 | 44278.3333 |  | 56.03%
2021-03-23 09:00 | 44278.375 |  | 55.11%
2021-03-23 10:00 | 44278.4167 |  | 54.5%
2021-03-23 11:00 | 44278.4583 |  | 54.14%
2021-03-23 12:00 | 44278.5 |  | 54.14%
2021-03-23 13:00 | 44278.5417 |  | 54.06%
2021-03-23 14:00 | 44278.5833 |  | 53.87%
2021-03-23 15:00 | 44278.625 |  | 53.83%
2021-03-23 16:00 | 44278.6667 |  | 53.82%
2021-03-23 17:00 | 44278.7083 |  | 54.1%
2021-03-23 18:00 | 44278.75 |  | 53.88%
2021-03-23 19:00 | 44278.7917 |  | 53.18%
2021-03-23 20:00 | 44278.8333 |  | 52.15%
2021-03-23 21:00 | 44278.875 |  | 50.24%
2021-03-23 22:00 | 44278.9167 |  | 49.22%
2021-03-23 23:00 | 44278.9583 |  | 48.41%
2021-03-24 | 44279 |  | 46.53%
2021-03-24 01:00 | 44279.0417 |  | 45.47%
2021-03-24 02:00 | 44279.0833 |  | 45.41%
2021-03-24 03:00 | 44279.125 |  | 46.34%
2021-03-24 04:00 | 44279.1667 |  | 47.09%
2021-03-24 05:00 | 44279.2083 |  | 48.94%
2021-03-24 06:00 | 44279.25 |  | 52.69%
2021-03-24 07:00 | 44279.2917 |  | 56.34%
2021-03-24 08:00 | 44279.3333 |  | 56.04%
2021-03-24 09:00 | 44279.375 |  | 55.13%
2021-03-24 10:00 | 44279.4167 |  | 54.51%
2021-03-24 11:00 | 44279.4583 |  | 54.15%
2021-03-24 12:00 | 44279.5 |  | 54.16%
2021-03-24 13:00 | 44279.5417 |  | 54.08%
2021-03-24 14:00 | 44279.5833 |  | 53.88%
2021-03-24 15:00 | 44279.625 |  | 53.84%
2021-03-24 16:00 | 44279.6667 |  | 53.83%
2021-03-24 17:00 | 44279.7083 |  | 54.12%
2021-03-24 18:00 | 44279.75 |  | 53.89%
2021-03-24 19:00 | 44279.7917 |  | 53.19%
2021-03-24 20:00 | 44279.8333 |  | 52.16%
2021-03-24 21:00 | 44279.875 |  | 50.25%
2021-03-24 22:00 | 44279.9167 |  | 49.23%
2021-03-24 23:00 | 44279.9583 |  | 48.42%
2021-03-25 | 44280 |  | 46.23%
2021-03-25 01:00 | 44280.0417 |  | 45.17%
2021-03-25 02:00 | 44280.0833 |  | 45.12%
2021-03-25 03:00 | 44280.125 |  | 46.04%
2021-03-25 04:00 | 44280.1667 |  | 46.78%
2021-03-25 05:00 | 44280.2083 |  | 48.63%
2021-03-25 06:00 | 44280.25 |  | 52.35%
2021-03-25 07:00 | 44280.2917 |  | 55.98%
2021-03-25 08:00 | 44280.3333 |  | 55.68%
2021-03-25 09:00 | 44280.375 |  | 54.77%
2021-03-25 10:00 | 44280.4167 |  | 54.16%
2021-03-25 11:00 | 44280.4583 |  | 53.8%
2021-03-25 12:00 | 44280.5 |  | 53.81%
2021-03-25 13:00 | 44280.5417 |  | 53.73%
2021-03-25 14:00 | 44280.5833 |  | 53.53%
2021-03-25 15:00 | 44280.625 |  | 53.49%
2021-03-25 16:00 | 44280.6667 |  | 53.48%
2021-03-25 17:00 | 44280.7083 |  | 53.77%
2021-03-25 18:00 | 44280.75 |  | 53.54%
2021-03-25 19:00 | 44280.7917 |  | 52.85%
2021-03-25 20:00 | 44280.8333 |  | 51.83%
2021-03-25 21:00 | 44280.875 |  | 49.93%
2021-03-25 22:00 | 44280.9167 |  | 48.91%
2021-03-25 23:00 | 44280.9583 |  | 48.11%
2021-03-26 | 44281 |  | 45.68%
2021-03-26 01:00 | 44281.0417 |  | 44.63%
2021-03-26 02:00 | 44281.0833 |  | 44.58%
2021-03-26 03:00 | 44281.125 |  | 45.5%
2021-03-26 04:00 | 44281.1667 |  | 46.22%
2021-03-26 05:00 | 44281.2083 |  | 48.05%
2021-03-26 06:00 | 44281.25 |  | 51.73%
2021-03-26 07:00 | 44281.2917 |  | 55.31%
2021-03-26 08:00 | 44281.3333 |  | 55.01%
2021-03-26 09:00 | 44281.375 |  | 54.12%
2021-03-26 10:00 | 44281.4167 |  | 53.52%
2021-03-26 11:00 | 44281.4583 |  | 53.16%
2021-03-26 12:00 | 44281.5 |  | 53.16%
2021-03-26 13:00 | 44281.5417 |  | 53.09%
2021-03-26 14:00 | 44281.5833 |  | 52.9%
2021-03-26 15:00 | 44281.625 |  | 52.85%
2021-03-26 16:00 | 44281.6667 |  | 52.84%
2021-03-26 17:00 | 44281.7083 |  | 53.12%
2021-03-26 18:00 | 44281.75 |  | 52.9%
2021-03-26 19:00 | 44281.7917 |  | 52.22%
2021-03-26 20:00 | 44281.8333 |  | 51.21%
2021-03-26 21:00 | 44281.875 |  | 49.33%
2021-03-26 22:00 | 44281.9167 |  | 48.33%
2021-03-26 23:00 | 44281.9583 |  | 47.53%
2021-03-27 | 44282 |  | 42.2%
2021-03-27 01:00 | 44282.0417 |  | 41.94%
2021-03-27 02:00 | 44282.0833 |  | 42.37%
2021-03-27 03:00 | 44282.125 |  | 43%
2021-03-27 04:00 | 44282.1667 |  | 43.47%
2021-03-27 05:00 | 44282.2083 |  | 44.86%
2021-03-27 06:00 | 44282.25 |  | 46.61%
2021-03-27 07:00 | 44282.2917 |  | 49.63%
2021-03-27 08:00 | 44282.3333 |  | 51.14%
2021-03-27 09:00 | 44282.375 |  | 51.52%
2021-03-27 10:00 | 44282.4167 |  | 51.22%
2021-03-27 11:00 | 44282.4583 |  | 50.6%
2021-03-27 12:00 | 44282.5 |  | 50.6%
2021-03-27 13:00 | 44282.5417 |  | 50.83%
2021-03-27 14:00 | 44282.5833 |  | 49.3%
2021-03-27 15:00 | 44282.625 |  | 47.86%
2021-03-27 16:00 | 44282.6667 |  | 47.7%
2021-03-27 17:00 | 44282.7083 |  | 48.42%
2021-03-27 18:00 | 44282.75 |  | 48.54%
2021-03-27 19:00 | 44282.7917 |  | 48.65%
2021-03-27 20:00 | 44282.8333 |  | 47.75%
2021-03-27 21:00 | 44282.875 |  | 45.69%
2021-03-27 22:00 | 44282.9167 |  | 45.82%
2021-03-27 23:00 | 44282.9583 |  | 45.67%
2021-03-28 | 44283 |  | 40.2%
2021-03-28 01:00 | 44283.0417 |  | 38.75%
2021-03-28 02:00 | 44283.0833 |  | 38.51%
2021-03-28 03:00 | 44283.125 |  | 39.01%
2021-03-28 04:00 | 44283.1667 |  | 40.69%
2021-03-28 05:00 | 44283.2083 |  | 44.15%
2021-03-28 06:00 | 44283.25 |  | 47.81%
2021-03-28 07:00 | 44283.2917 |  | 50.75%
2021-03-28 08:00 | 44283.3333 |  | 51.91%
2021-03-28 09:00 | 44283.375 |  | 50.77%
2021-03-28 10:00 | 44283.4167 |  | 49.68%
2021-03-28 11:00 | 44283.4583 |  | 49.41%
2021-03-28 12:00 | 44283.5 |  | 49.05%
2021-03-28 13:00 | 44283.5417 |  | 47.77%
2021-03-28 14:00 | 44283.5833 |  | 47.05%
2021-03-28 15:00 | 44283.625 |  | 46.1%
2021-03-28 16:00 | 44283.6667 |  | 46.63%
2021-03-28 17:00 | 44283.7083 |  | 46.52%
2021-03-28 18:00 | 44283.75 |  | 46.7%
2021-03-28 19:00 | 44283.7917 |  | 45.87%
2021-03-28 20:00 | 44283.8333 |  | 46.48%
2021-03-28 21:00 | 44283.875 |  | 45.15%
2021-03-28 22:00 | 44283.9167 |  | 44.06%
2021-03-28 23:00 | 44283.9583 |  | 39.81%
2021-03-29 | 44284 |  | 40.32%
2021-03-29 01:00 | 44284.0417 |  | 38.86%
2021-03-29 02:00 | 44284.0833 |  | 38.62%
2021-03-29 03:00 | 44284.125 |  | 39.12%
2021-03-29 04:00 | 44284.1667 |  | 40.81%
2021-03-29 05:00 | 44284.2083 |  | 44.28%
2021-03-29 06:00 | 44284.25 |  | 47.95%
2021-03-29 07:00 | 44284.2917 |  | 50.89%
2021-03-29 08:00 | 44284.3333 |  | 52.06%
2021-03-29 09:00 | 44284.375 |  | 50.92%
2021-03-29 10:00 | 44284.4167 |  | 49.83%
2021-03-29 11:00 | 44284.4583 |  | 49.55%
2021-03-29 12:00 | 44284.5 |  | 49.19%
2021-03-29 13:00 | 44284.5417 |  | 47.91%
2021-03-29 14:00 | 44284.5833 |  | 47.19%
2021-03-29 15:00 | 44284.625 |  | 46.23%
2021-03-29 16:00 | 44284.6667 |  | 46.76%
2021-03-29 17:00 | 44284.7083 |  | 46.66%
2021-03-29 18:00 | 44284.75 |  | 46.83%
2021-03-29 19:00 | 44284.7917 |  | 46.01%
2021-03-29 20:00 | 44284.8333 |  | 46.61%
2021-03-29 21:00 | 44284.875 |  | 45.28%
2021-03-29 22:00 | 44284.9167 |  | 44.19%
2021-03-29 23:00 | 44284.9583 |  | 39.93%
2021-03-30 | 44285 |  | 40.09%
2021-03-30 01:00 | 44285.0417 |  | 39.97%
2021-03-30 02:00 | 44285.0833 |  | 39.97%
2021-03-30 03:00 | 44285.125 |  | 40.89%
2021-03-30 04:00 | 44285.1667 |  | 42.85%
2021-03-30 05:00 | 44285.2083 |  | 47.14%
2021-03-30 06:00 | 44285.25 |  | 51.89%
2021-03-30 07:00 | 44285.2917 |  | 52.92%
2021-03-30 08:00 | 44285.3333 |  | 52.86%
2021-03-30 09:00 | 44285.375 |  | 51.95%
2021-03-30 10:00 | 44285.4167 |  | 51.63%
2021-03-30 11:00 | 44285.4583 |  | 51.8%
2021-03-30 12:00 | 44285.5 |  | 51.75%
2021-03-30 13:00 | 44285.5417 |  | 51.4%
2021-03-30 14:00 | 44285.5833 |  | 51.37%
2021-03-30 15:00 | 44285.625 |  | 51.28%
2021-03-30 16:00 | 44285.6667 |  | 51.04%
2021-03-30 17:00 | 44285.7083 |  | 50.99%
2021-03-30 18:00 | 44285.75 |  | 50.31%
2021-03-30 19:00 | 44285.7917 |  | 49.08%
2021-03-30 20:00 | 44285.8333 |  | 48.4%
2021-03-30 21:00 | 44285.875 |  | 47.29%
2021-03-30 22:00 | 44285.9167 |  | 46.78%
2021-03-30 23:00 | 44285.9583 |  | 42.55%
2021-03-31 | 44286 |  | 40.75%
2021-03-31 01:00 | 44286.0417 |  | 40.63%
2021-03-31 02:00 | 44286.0833 |  | 40.62%
2021-03-31 03:00 | 44286.125 |  | 41.56%
2021-03-31 04:00 | 44286.1667 |  | 43.55%
2021-03-31 05:00 | 44286.2083 |  | 47.91%
2021-03-31 06:00 | 44286.25 |  | 52.74%
2021-03-31 07:00 | 44286.2917 |  | 53.79%
2021-03-31 08:00 | 44286.3333 |  | 53.73%
2021-03-31 09:00 | 44286.375 |  | 52.8%
2021-03-31 10:00 | 44286.4167 |  | 52.47%
2021-03-31 11:00 | 44286.4583 |  | 52.65%
2021-03-31 12:00 | 44286.5 |  | 52.59%
2021-03-31 13:00 | 44286.5417 |  | 52.24%
2021-03-31 14:00 | 44286.5833 |  | 52.21%
2021-03-31 15:00 | 44286.625 |  | 52.12%
2021-03-31 16:00 | 44286.6667 |  | 51.88%
2021-03-31 17:00 | 44286.7083 |  | 51.83%
2021-03-31 18:00 | 44286.75 |  | 51.14%
2021-03-31 19:00 | 44286.7917 |  | 49.89%
2021-03-31 20:00 | 44286.8333 |  | 49.2%
2021-03-31 21:00 | 44286.875 |  | 48.07%
2021-03-31 22:00 | 44286.9167 |  | 47.54%
2021-03-31 23:00 | 44286.9583 |  | 43.24%
Formulas:
Date = [Date, row above]+1/24

## 1.6 Forced outage rates
1.6 Forced outage rates
Average forced outage rate over 2007-2018
Nuclear | 3.668%
Classical | 7.774%
CCGT | 8.471%
GT | 12.03%
TJ | 4.062%
Waste | 1.366%
CHP | 6.162%
Pumped storage | 4.237%

## 2.1 Demand
2.1 Demand
|  | Historical values |  |  | Base case normalized total demand
|  | Total demand [TWh] | Normalised total demand [TWh] | Growth rate | Growth rate | Forecast [TWh]
historical | 2011 | 87.02 | 88.17 | -0.01
historical | 2012 | 84.86 | 84.66 | -3.97%
historical | 2013 | 86.24 | 85.81 | 1.36%
historical | 2014 | 83.73 | 85.14 | -0.78%
historical | 2015 | 85.01 | 85.64 | 0.58%
historical | 2016 | 85.02 | 84.86 | -0.91%
forecast | 2017 | 84.826 | 85.38 | 0.61%
forecast | 2018 |  |  |  | 0.08111% | 85.4493
forecast | 2019 |  |  |  | 0.4291% | 85.8159
forecast | 2020 |  |  |  | 0.515% | 86.2579
forecast | 2021 |  |  |  | 0.3993% | 86.6023
forecast | 2022 |  |  |  | 0.5343% | 87.065
forecast | 2023 |  |  |  | 0.5733% | 87.5642

## 2.2 Demand profile
2.2 Demand profile
Normalised hourly demand [MW]
Date | Hour
2020-11-01 | 44136 | 8788.2121
2020-11-01 01:00 | 44136.0417 | 8380.8182
2020-11-01 02:00 | 44136.0833 | 8117.7273
2020-11-01 03:00 | 44136.125 | 8024.0606
2020-11-01 04:00 | 44136.1667 | 8096.3636
2020-11-01 05:00 | 44136.2083 | 8491.5758
2020-11-01 06:00 | 44136.25 | 9362.0303
2020-11-01 07:00 | 44136.2917 | 10116.2121
2020-11-01 08:00 | 44136.3333 | 10318.0909
2020-11-01 09:00 | 44136.375 | 10510.8788
2020-11-01 10:00 | 44136.4167 | 10601.7273
2020-11-01 11:00 | 44136.4583 | 10726.1212
2020-11-01 12:00 | 44136.5 | 10543.4242
2020-11-01 13:00 | 44136.5417 | 10502.7273
2020-11-01 14:00 | 44136.5833 | 10391.2121
2020-11-01 15:00 | 44136.625 | 10367.4242
2020-11-01 16:00 | 44136.6667 | 10458.697
2020-11-01 17:00 | 44136.7083 | 11034.303
2020-11-01 18:00 | 44136.75 | 11075.2121
2020-11-01 19:00 | 44136.7917 | 10651.4242
2020-11-01 20:00 | 44136.8333 | 10154.0606
2020-11-01 21:00 | 44136.875 | 9705.3333
2020-11-01 22:00 | 44136.9167 | 9757.8182
2020-11-01 23:00 | 44136.9583 | 9565.2424
2020-11-02 | 44137 | 8913
2020-11-02 01:00 | 44137.0417 | 8404.1818
2020-11-02 02:00 | 44137.0833 | 8075.7576
2020-11-02 03:00 | 44137.125 | 7958.8485
2020-11-02 04:00 | 44137.1667 | 8049.1818
2020-11-02 05:00 | 44137.2083 | 8542.5152
2020-11-02 06:00 | 44137.25 | 9629.1818
2020-11-02 07:00 | 44137.2917 | 10570.7273
2020-11-02 08:00 | 44137.3333 | 10822.697
2020-11-02 09:00 | 44137.375 | 11063.4848
2020-11-02 10:00 | 44137.4167 | 11176.697
2020-11-02 11:00 | 44137.4583 | 11332.0909
2020-11-02 12:00 | 44137.5 | 11103.9697
2020-11-02 13:00 | 44137.5417 | 11053.2424
2020-11-02 14:00 | 44137.5833 | 10914.0303
2020-11-02 15:00 | 44137.625 | 10884.3939
2020-11-02 16:00 | 44137.6667 | 10998.3636
2020-11-02 17:00 | 44137.7083 | 11716.8485
2020-11-02 18:00 | 44137.75 | 11767.8182
2020-11-02 19:00 | 44137.7917 | 11238.8485
2020-11-02 20:00 | 44137.8333 | 10617.9697
2020-11-02 21:00 | 44137.875 | 10057.6364
2020-11-02 22:00 | 44137.9167 | 10123.1818
2020-11-02 23:00 | 44137.9583 | 9882.9697
2020-11-03 | 44138 | 9368.6364
2020-11-03 01:00 | 44138.0417 | 8942.0303
2020-11-03 02:00 | 44138.0833 | 8666.7273
2020-11-03 03:00 | 44138.125 | 8568.7273
2020-11-03 04:00 | 44138.1667 | 8644.4848
2020-11-03 05:00 | 44138.2083 | 9058
2020-11-03 06:00 | 44138.25 | 9968.9697
2020-11-03 07:00 | 44138.2917 | 10758.303
2020-11-03 08:00 | 44138.3333 | 10969.4545
2020-11-03 09:00 | 44138.375 | 11171.3636
2020-11-03 10:00 | 44138.4167 | 11266.3333
2020-11-03 11:00 | 44138.4583 | 11396.6061
2020-11-03 12:00 | 44138.5 | 11205.3636
2020-11-03 13:00 | 44138.5417 | 11162.8182
2020-11-03 14:00 | 44138.5833 | 11046.0303
2020-11-03 15:00 | 44138.625 | 11021.2424
2020-11-03 16:00 | 44138.6667 | 11116.7273
2020-11-03 17:00 | 44138.7083 | 11719.0606
2020-11-03 18:00 | 44138.75 | 11761.9394
2020-11-03 19:00 | 44138.7917 | 11318.3333
2020-11-03 20:00 | 44138.8333 | 10797.9697
2020-11-03 21:00 | 44138.875 | 10328.1515
2020-11-03 22:00 | 44138.9167 | 10383.1818
2020-11-03 23:00 | 44138.9583 | 10181.6667
2020-11-04 | 44139 | 9408.2424
2020-11-04 01:00 | 44139.0417 | 8982.1212
2020-11-04 02:00 | 44139.0833 | 8706.7273
2020-11-04 03:00 | 44139.125 | 8609.0303
2020-11-04 04:00 | 44139.1667 | 8684.5455
2020-11-04 05:00 | 44139.2083 | 9097.8788
2020-11-04 06:00 | 44139.25 | 10008.5152
2020-11-04 07:00 | 44139.2917 | 10797.1818
2020-11-04 08:00 | 44139.3333 | 11008.3636
2020-11-04 09:00 | 44139.375 | 11210.303
2020-11-04 10:00 | 44139.4167 | 11305.0909
2020-11-04 11:00 | 44139.4583 | 11435.2121
2020-11-04 12:00 | 44139.5 | 11244.0909
2020-11-04 13:00 | 44139.5417 | 11201.6364
2020-11-04 14:00 | 44139.5833 | 11084.9091
2020-11-04 15:00 | 44139.625 | 11060.0606
2020-11-04 16:00 | 44139.6667 | 11155.5152
2020-11-04 17:00 | 44139.7083 | 11757.6364
2020-11-04 18:00 | 44139.75 | 11800.4242
2020-11-04 19:00 | 44139.7917 | 11357.2727
2020-11-04 20:00 | 44139.8333 | 10836.9394
2020-11-04 21:00 | 44139.875 | 10367.3939
2020-11-04 22:00 | 44139.9167 | 10422.4242
2020-11-04 23:00 | 44139.9583 | 10221.0909
2020-11-05 | 44140 | 9378.0606
2020-11-05 01:00 | 44140.0417 | 8951.5455
2020-11-05 02:00 | 44140.0833 | 8676.1818
2020-11-05 03:00 | 44140.125 | 8578.303
2020-11-05 04:00 | 44140.1667 | 8654
2020-11-05 05:00 | 44140.2083 | 9067.5455
2020-11-05 06:00 | 44140.25 | 9978.2727
2020-11-05 07:00 | 44140.2917 | 10767.2727
2020-11-05 08:00 | 44140.3333 | 10978.3333
2020-11-05 09:00 | 44140.375 | 11180.3939
2020-11-05 10:00 | 44140.4167 | 11275.1818
2020-11-05 11:00 | 44140.4583 | 11405.3333
2020-11-05 12:00 | 44140.5 | 11214.3636
2020-11-05 13:00 | 44140.5417 | 11171.7273
2020-11-05 14:00 | 44140.5833 | 11055.0303
2020-11-05 15:00 | 44140.625 | 11030.1212
2020-11-05 16:00 | 44140.6667 | 11125.697
2020-11-05 17:00 | 44140.7083 | 11727.9091
2020-11-05 18:00 | 44140.75 | 11770.6364
2020-11-05 19:00 | 44140.7917 | 11327.2727
2020-11-05 20:00 | 44140.8333 | 10806.8485
2020-11-05 21:00 | 44140.875 | 10337.2424
2020-11-05 22:00 | 44140.9167 | 10392.3636
2020-11-05 23:00 | 44140.9583 | 10190.7879
2020-11-06 | 44141 | 9394.0606
2020-11-06 01:00 | 44141.0417 | 8967.8788
2020-11-06 02:00 | 44141.0833 | 8692.6667
2020-11-06 03:00 | 44141.125 | 8594.7879
2020-11-06 04:00 | 44141.1667 | 8670.5455
2020-11-06 05:00 | 44141.2083 | 9083.7576
2020-11-06 06:00 | 44141.25 | 9994.0303
2020-11-06 07:00 | 44141.2917 | 10782.8485
2020-11-06 08:00 | 44141.3333 | 10994
2020-11-06 09:00 | 44141.375 | 11195.7273
2020-11-06 10:00 | 44141.4167 | 11290.6364
2020-11-06 11:00 | 44141.4583 | 11420.5758
2020-11-06 12:00 | 44141.5 | 11229.697
2020-11-06 13:00 | 44141.5417 | 11187.2424
2020-11-06 14:00 | 44141.5833 | 11070.4848
2020-11-06 15:00 | 44141.625 | 11045.6667
2020-11-06 16:00 | 44141.6667 | 11141
2020-11-06 17:00 | 44141.7083 | 11743.0606
2020-11-06 18:00 | 44141.75 | 11785.6667
2020-11-06 19:00 | 44141.7917 | 11342.6364
2020-11-06 20:00 | 44141.8333 | 10822.4242
2020-11-06 21:00 | 44141.875 | 10353.0606
2020-11-06 22:00 | 44141.9167 | 10407.9697
2020-11-06 23:00 | 44141.9583 | 10206.7879
2020-11-07 | 44142 | 9168.6667
2020-11-07 01:00 | 44142.0417 | 8703.7273
2020-11-07 02:00 | 44142.0833 | 8396.6061
2020-11-07 03:00 | 44142.125 | 8192.4242
2020-11-07 04:00 | 44142.1667 | 8143.3333
2020-11-07 05:00 | 44142.2083 | 8201.8788
2020-11-07 06:00 | 44142.25 | 8482.7273
2020-11-07 07:00 | 44142.2917 | 8789.4242
2020-11-07 08:00 | 44142.3333 | 9144.4545
2020-11-07 09:00 | 44142.375 | 9615.6364
2020-11-07 10:00 | 44142.4167 | 9848.9697
2020-11-07 11:00 | 44142.4583 | 10043.5152
2020-11-07 12:00 | 44142.5 | 10066.7879
2020-11-07 13:00 | 44142.5417 | 9890.6364
2020-11-07 14:00 | 44142.5833 | 9737.7576
2020-11-07 15:00 | 44142.625 | 9730.8485
2020-11-07 16:00 | 44142.6667 | 9836.5152
2020-11-07 17:00 | 44142.7083 | 10416
2020-11-07 18:00 | 44142.75 | 10469.7273
2020-11-07 19:00 | 44142.7917 | 10066.2121
2020-11-07 20:00 | 44142.8333 | 9656.1818
2020-11-07 21:00 | 44142.875 | 9272.8485
2020-11-07 22:00 | 44142.9167 | 9307.2424
2020-11-07 23:00 | 44142.9583 | 9258.8182
2020-11-08 | 44143 | 9168.6667
2020-11-08 01:00 | 44143.0417 | 8703.7273
2020-11-08 02:00 | 44143.0833 | 8396.6061
2020-11-08 03:00 | 44143.125 | 8192.4242
2020-11-08 04:00 | 44143.1667 | 8143.3333
2020-11-08 05:00 | 44143.2083 | 8201.8788
2020-11-08 06:00 | 44143.25 | 8482.7273
2020-11-08 07:00 | 44143.2917 | 8789.4242
2020-11-08 08:00 | 44143.3333 | 9144.4545
2020-11-08 09:00 | 44143.375 | 9615.6364
2020-11-08 10:00 | 44143.4167 | 9848.9697
2020-11-08 11:00 | 44143.4583 | 10043.5152
2020-11-08 12:00 | 44143.5 | 10066.7879
2020-11-08 13:00 | 44143.5417 | 9890.6364
2020-11-08 14:00 | 44143.5833 | 9737.7576
2020-11-08 15:00 | 44143.625 | 9730.8485
2020-11-08 16:00 | 44143.6667 | 9836.5152
2020-11-08 17:00 | 44143.7083 | 10416
2020-11-08 18:00 | 44143.75 | 10469.7273
2020-11-08 19:00 | 44143.7917 | 10066.2121
2020-11-08 20:00 | 44143.8333 | 9656.1818
2020-11-08 21:00 | 44143.875 | 9272.8485
2020-11-08 22:00 | 44143.9167 | 9307.2424
2020-11-08 23:00 | 44143.9583 | 9258.8182
2020-11-09 | 44144 | 8974.0606
2020-11-09 01:00 | 44144.0417 | 8466.9394
2020-11-09 02:00 | 44144.0833 | 8139.4545
2020-11-09 03:00 | 44144.125 | 8022.9394
2020-11-09 04:00 | 44144.1667 | 8112.8485
2020-11-09 05:00 | 44144.2083 | 8604.7576
2020-11-09 06:00 | 44144.25 | 9688.2424
2020-11-09 07:00 | 44144.2917 | 10626.9394
2020-11-09 08:00 | 44144.3333 | 10878.2424
2020-11-09 09:00 | 44144.375 | 11118.3636
2020-11-09 10:00 | 44144.4167 | 11231.303
2020-11-09 11:00 | 44144.4583 | 11386.1212
2020-11-09 12:00 | 44144.5 | 11158.8182
2020-11-09 13:00 | 44144.5417 | 11108.0909
2020-11-09 14:00 | 44144.5833 | 10969.1515
2020-11-09 15:00 | 44144.625 | 10939.7879
2020-11-09 16:00 | 44144.6667 | 11053.2727
2020-11-09 17:00 | 44144.7083 | 11769.7879
2020-11-09 18:00 | 44144.75 | 11820.5758
2020-11-09 19:00 | 44144.7917 | 11293.2121
2020-11-09 20:00 | 44144.8333 | 10674.1515
2020-11-09 21:00 | 44144.875 | 10115.4848
2020-11-09 22:00 | 44144.9167 | 10180.9394
2020-11-09 23:00 | 44144.9583 | 9941.2424
2020-11-10 | 44145 | 9457.5455
2020-11-10 01:00 | 44145.0417 | 9031.7576
2020-11-10 02:00 | 44145.0833 | 8757
2020-11-10 03:00 | 44145.125 | 8659.1818
2020-11-10 04:00 | 44145.1667 | 8734.697
2020-11-10 05:00 | 44145.2083 | 9147.6364
2020-11-10 06:00 | 44145.25 | 10056.8788
2020-11-10 07:00 | 44145.2917 | 10844.6667
2020-11-10 08:00 | 44145.3333 | 11055.6061
2020-11-10 09:00 | 44145.375 | 11257.0606
2020-11-10 10:00 | 44145.4167 | 11351.7576
2020-11-10 11:00 | 44145.4583 | 11481.7273
2020-11-10 12:00 | 44145.5 | 11290.9091
2020-11-10 13:00 | 44145.5417 | 11248.4848
2020-11-10 14:00 | 44145.5833 | 11131.8788
2020-11-10 15:00 | 44145.625 | 11107.1212
2020-11-10 16:00 | 44145.6667 | 11202.4545
2020-11-10 17:00 | 44145.7083 | 11803.8182
2020-11-10 18:00 | 44145.75 | 11846.4848
2020-11-10 19:00 | 44145.7917 | 11403.7576
2020-11-10 20:00 | 44145.8333 | 10884.1818
2020-11-10 21:00 | 44145.875 | 10415.4242
2020-11-10 22:00 | 44145.9167 | 10470.303
2020-11-10 23:00 | 44145.9583 | 10269.1818
2020-11-11 | 44146 | 7805.0606
2020-11-11 01:00 | 44146.0417 | 7431.0606
2020-11-11 02:00 | 44146.0833 | 7169.3636
2020-11-11 03:00 | 44146.125 | 7018.5758
2020-11-11 04:00 | 44146.1667 | 6968.8485
2020-11-11 05:00 | 44146.2083 | 7021.5455
2020-11-11 06:00 | 44146.25 | 7199.9697
2020-11-11 07:00 | 44146.2917 | 7327.2121
2020-11-11 08:00 | 44146.3333 | 7563.2121
2020-11-11 09:00 | 44146.375 | 7990.6061
2020-11-11 10:00 | 44146.4167 | 8315.7576
2020-11-11 11:00 | 44146.4583 | 8558
2020-11-11 12:00 | 44146.5 | 8654.1818
2020-11-11 13:00 | 44146.5417 | 8414.0909
2020-11-11 14:00 | 44146.5833 | 8184.9697
2020-11-11 15:00 | 44146.625 | 8051.7576
2020-11-11 16:00 | 44146.6667 | 8120.9394
2020-11-11 17:00 | 44146.7083 | 8720.8182
2020-11-11 18:00 | 44146.75 | 9034.7576
2020-11-11 19:00 | 44146.7917 | 8877.3636
2020-11-11 20:00 | 44146.8333 | 8619.7879
2020-11-11 21:00 | 44146.875 | 8291.697
2020-11-11 22:00 | 44146.9167 | 8280.5455
2020-11-11 23:00 | 44146.9583 | 8142.3333
2020-11-12 | 44147 | 9640.3939
2020-11-12 01:00 | 44147.0417 | 9216.7273
2020-11-12 02:00 | 44147.0833 | 8943
2020-11-12 03:00 | 44147.125 | 8845.6364
2020-11-12 04:00 | 44147.1667 | 8920.9091
2020-11-12 05:00 | 44147.2083 | 9331.9697
2020-11-12 06:00 | 44147.25 | 10237.0909
2020-11-12 07:00 | 44147.2917 | 11021.3939
2020-11-12 08:00 | 44147.3333 | 11231.3939
2020-11-12 09:00 | 44147.375 | 11432
2020-11-12 10:00 | 44147.4167 | 11526.303
2020-11-12 11:00 | 44147.4583 | 11655.7879
2020-11-12 12:00 | 44147.5 | 11465.6061
2020-11-12 13:00 | 44147.5417 | 11423.3939
2020-11-12 14:00 | 44147.5833 | 11307.4545
2020-11-12 15:00 | 44147.625 | 11282.8182
2020-11-12 16:00 | 44147.6667 | 11377.6061
2020-11-12 17:00 | 44147.7083 | 11976.2424
2020-11-12 18:00 | 44147.75 | 12018.7879
2020-11-12 19:00 | 44147.7917 | 11577.9394
2020-11-12 20:00 | 44147.8333 | 11060.7879
2020-11-12 21:00 | 44147.875 | 10594.0303
2020-11-12 22:00 | 44147.9167 | 10648.7576
2020-11-12 23:00 | 44147.9583 | 10448.3636
2020-11-13 | 44148 | 9661.0909
2020-11-13 01:00 | 44148.0417 | 9237.4545
2020-11-13 02:00 | 44148.0833 | 8963.9394
2020-11-13 03:00 | 44148.125 | 8866.697
2020-11-13 04:00 | 44148.1667 | 8941.8182
2020-11-13 05:00 | 44148.2083 | 9352.6667
2020-11-13 06:00 | 44148.25 | 10257.303
2020-11-13 07:00 | 44148.2917 | 11041.3333
2020-11-13 08:00 | 44148.3333 | 11251.1515
2020-11-13 09:00 | 44148.375 | 11451.7576
2020-11-13 10:00 | 44148.4167 | 11545.8182
2020-11-13 11:00 | 44148.4583 | 11675.303
2020-11-13 12:00 | 44148.5 | 11485.3333
2020-11-13 13:00 | 44148.5417 | 11443.1818
2020-11-13 14:00 | 44148.5833 | 11327.1818
2020-11-13 15:00 | 44148.625 | 11302.3636
2020-11-13 16:00 | 44148.6667 | 11397.3939
2020-11-13 17:00 | 44148.7083 | 11995.6061
2020-11-13 18:00 | 44148.75 | 12038.1515
2020-11-13 19:00 | 44148.7917 | 11597.697
2020-11-13 20:00 | 44148.8333 | 11080.8485
2020-11-13 21:00 | 44148.875 | 10614.2121
2020-11-13 22:00 | 44148.9167 | 10668.8182
2020-11-13 23:00 | 44148.9583 | 10468.7273
2020-11-14 | 44149 | 9476.4848
2020-11-14 01:00 | 44149.0417 | 9008.5455
2020-11-14 02:00 | 44149.0833 | 8699.9394
2020-11-14 03:00 | 44149.125 | 8494.2727
2020-11-14 04:00 | 44149.1667 | 8444.9697
2020-11-14 05:00 | 44149.2083 | 8503.9697
2020-11-14 06:00 | 44149.25 | 8786.2727
2020-11-14 07:00 | 44149.2917 | 9094.8182
2020-11-14 08:00 | 44149.3333 | 9452
2020-11-14 09:00 | 44149.375 | 9926.1212
2020-11-14 10:00 | 44149.4167 | 10160.7273
2020-11-14 11:00 | 44149.4583 | 10356.4242
2020-11-14 12:00 | 44149.5 | 10379.7879
2020-11-14 13:00 | 44149.5417 | 10202.6667
2020-11-14 14:00 | 44149.5833 | 10048.8788
2020-11-14 15:00 | 44149.625 | 10041.9394
2020-11-14 16:00 | 44149.6667 | 10148.1515
2020-11-14 17:00 | 44149.7083 | 10731
2020-11-14 18:00 | 44149.75 | 10785.1212
2020-11-14 19:00 | 44149.7917 | 10379.2121
2020-11-14 20:00 | 44149.8333 | 9966.697
2020-11-14 21:00 | 44149.875 | 9581.303
2020-11-14 22:00 | 44149.9167 | 9615.7576
2020-11-14 23:00 | 44149.9583 | 9567.1818
2020-11-15 | 44150 | 9024.7576
2020-11-15 01:00 | 44150.0417 | 8596.5758
2020-11-15 02:00 | 44150.0833 | 8297.303
2020-11-15 03:00 | 44150.125 | 8124.7879
2020-11-15 04:00 | 44150.1667 | 8067.9091
2020-11-15 05:00 | 44150.2083 | 8128.1818
2020-11-15 06:00 | 44150.25 | 8332.2424
2020-11-15 07:00 | 44150.2917 | 8478.0303
2020-11-15 08:00 | 44150.3333 | 8748.0606
2020-11-15 09:00 | 44150.375 | 9237.1818
2020-11-15 10:00 | 44150.4167 | 9609.2424
2020-11-15 11:00 | 44150.4583 | 9886.6364
2020-11-15 12:00 | 44150.5 | 9996.3939
2020-11-15 13:00 | 44150.5417 | 9721.7879
2020-11-15 14:00 | 44150.5833 | 9459.5758
2020-11-15 15:00 | 44150.625 | 9307.2121
2020-11-15 16:00 | 44150.6667 | 9386.303
2020-11-15 17:00 | 44150.7083 | 10072.8485
2020-11-15 18:00 | 44150.75 | 10431.9697
2020-11-15 19:00 | 44150.7917 | 10251.8182
2020-11-15 20:00 | 44150.8333 | 9957.0303
2020-11-15 21:00 | 44150.875 | 9581.697
2020-11-15 22:00 | 44150.9167 | 9568.8485
2020-11-15 23:00 | 44150.9583 | 9410.8485
2020-11-16 | 44151 | 9161.7576
2020-11-16 01:00 | 44151.0417 | 8651.5758
2020-11-16 02:00 | 44151.0833 | 8322
2020-11-16 03:00 | 44151.125 | 8204.8788
2020-11-16 04:00 | 44151.1667 | 8295.5455
2020-11-16 05:00 | 44151.2083 | 8790.1818
2020-11-16 06:00 | 44151.25 | 9880.0303
2020-11-16 07:00 | 44151.2917 | 10824.1818
2020-11-16 08:00 | 44151.3333 | 11076.9697
2020-11-16 09:00 | 44151.375 | 11318.4242
2020-11-16 10:00 | 44151.4167 | 11432
2020-11-16 11:00 | 44151.4583 | 11587.9091
2020-11-16 12:00 | 44151.5 | 11359.1212
2020-11-16 13:00 | 44151.5417 | 11308.1818
2020-11-16 14:00 | 44151.5833 | 11168.5152
2020-11-16 15:00 | 44151.625 | 11138.8182
2020-11-16 16:00 | 44151.6667 | 11253
2020-11-16 17:00 | 44151.7083 | 11973.7576
2020-11-16 18:00 | 44151.75 | 12024.8788
2020-11-16 19:00 | 44151.7917 | 11494.3636
2020-11-16 20:00 | 44151.8333 | 10871.697
2020-11-16 21:00 | 44151.875 | 10309.7576
2020-11-16 22:00 | 44151.9167 | 10375.5758
2020-11-16 23:00 | 44151.9583 | 10134.3939
2020-11-17 | 44152 | 9703.6364
2020-11-17 01:00 | 44152.0417 | 9280.6667
2020-11-17 02:00 | 44152.0833 | 9007.4848
2020-11-17 03:00 | 44152.125 | 8910.4242
2020-11-17 04:00 | 44152.1667 | 8985.4242
2020-11-17 05:00 | 44152.2083 | 9395.5758
2020-11-17 06:00 | 44152.25 | 10299.0909
2020-11-17 07:00 | 44152.2917 | 11081.9697
2020-11-17 08:00 | 44152.3333 | 11291.3636
2020-11-17 09:00 | 44152.375 | 11491.7576
2020-11-17 10:00 | 44152.4167 | 11585.8788
2020-11-17 11:00 | 44152.4583 | 11714.9697
2020-11-17 12:00 | 44152.5 | 11525.3939
2020-11-17 13:00 | 44152.5417 | 11483.0303
2020-11-17 14:00 | 44152.5833 | 11367.3939
2020-11-17 15:00 | 44152.625 | 11342.7879
2020-11-17 16:00 | 44152.6667 | 11437.4545
2020-11-17 17:00 | 44152.7083 | 12034.9394
2020-11-17 18:00 | 44152.75 | 12077.2424
2020-11-17 19:00 | 44152.7917 | 11637.3636
2020-11-17 20:00 | 44152.8333 | 11121.1212
2020-11-17 21:00 | 44152.875 | 10655.4848
2020-11-17 22:00 | 44152.9167 | 10709.9394
2020-11-17 23:00 | 44152.9583 | 10510.0909
2020-11-18 | 44153 | 9779.7879
2020-11-18 01:00 | 44153.0417 | 9357.697
2020-11-18 02:00 | 44153.0833 | 9085
2020-11-18 03:00 | 44153.125 | 8988.0909
2020-11-18 04:00 | 44153.1667 | 9063
2020-11-18 05:00 | 44153.2083 | 9472.303
2020-11-18 06:00 | 44153.25 | 10373.8788
2020-11-18 07:00 | 44153.2917 | 11155.1818
2020-11-18 08:00 | 44153.3333 | 11364.1212
2020-11-18 09:00 | 44153.375 | 11564.0909
2020-11-18 10:00 | 44153.4167 | 11658.0303
2020-11-18 11:00 | 44153.4583 | 11786.8182
2020-11-18 12:00 | 44153.5 | 11597.697
2020-11-18 13:00 | 44153.5417 | 11555.4848
2020-11-18 14:00 | 44153.5833 | 11439.8485
2020-11-18 15:00 | 44153.625 | 11415.4242
2020-11-18 16:00 | 44153.6667 | 11509.9091
2020-11-18 17:00 | 44153.7083 | 12106.1515
2020-11-18 18:00 | 44153.75 | 12148.3636
2020-11-18 19:00 | 44153.7917 | 11709.4848
2020-11-18 20:00 | 44153.8333 | 11194.4545
2020-11-18 21:00 | 44153.875 | 10729.4848
2020-11-18 22:00 | 44153.9167 | 10783.9091
2020-11-18 23:00 | 44153.9583 | 10584.4545
2020-11-19 | 44154 | 9739.5152
2020-11-19 01:00 | 44154.0417 | 9317.0909
2020-11-19 02:00 | 44154.0833 | 9044.303
2020-11-19 03:00 | 44154.125 | 8947.2727
2020-11-19 04:00 | 44154.1667 | 9022.2121
2020-11-19 05:00 | 44154.2083 | 9431.9091
2020-11-19 06:00 | 44154.25 | 10334.1515
2020-11-19 07:00 | 44154.2917 | 11115.8485
2020-11-19 08:00 | 44154.3333 | 11325.1515
2020-11-19 09:00 | 44154.375 | 11524.9697
2020-11-19 10:00 | 44154.4167 | 11619.0303
2020-11-19 11:00 | 44154.4583 | 11748.0909
2020-11-19 12:00 | 44154.5 | 11558.6061
2020-11-19 13:00 | 44154.5417 | 11516.6061
2020-11-19 14:00 | 44154.5833 | 11400.9091
2020-11-19 15:00 | 44154.625 | 11376.303
2020-11-19 16:00 | 44154.6667 | 11470.8182
2020-11-19 17:00 | 44154.7083 | 12067.4242
2020-11-19 18:00 | 44154.75 | 12109.8788
2020-11-19 19:00 | 44154.7917 | 11670.6061
2020-11-19 20:00 | 44154.8333 | 11155.0303
2020-11-19 21:00 | 44154.875 | 10689.8788
2020-11-19 22:00 | 44154.9167 | 10744.4848
2020-11-19 23:00 | 44154.9583 | 10544.8485
2020-11-20 | 44155 | 9739.0303
2020-11-20 01:00 | 44155.0417 | 9316.697
2020-11-20 02:00 | 44155.0833 | 9043.8788
2020-11-20 03:00 | 44155.125 | 8947
2020-11-20 04:00 | 44155.1667 | 9022.0909
2020-11-20 05:00 | 44155.2083 | 9431.4545
2020-11-20 06:00 | 44155.25 | 10333.8182
2020-11-20 07:00 | 44155.2917 | 11115.5758
2020-11-20 08:00 | 44155.3333 | 11324.8485
2020-11-20 09:00 | 44155.375 | 11524.6667
2020-11-20 10:00 | 44155.4167 | 11618.7273
2020-11-20 11:00 | 44155.4583 | 11747.7576
2020-11-20 12:00 | 44155.5 | 11558.3333
2020-11-20 13:00 | 44155.5417 | 11516.0909
2020-11-20 14:00 | 44155.5833 | 11400.5455
2020-11-20 15:00 | 44155.625 | 11375.9091
2020-11-20 16:00 | 44155.6667 | 11470.4848
2020-11-20 17:00 | 44155.7083 | 12067.1818
2020-11-20 18:00 | 44155.75 | 12109.5758
2020-11-20 19:00 | 44155.7917 | 11670.2121
2020-11-20 20:00 | 44155.8333 | 11154.7879
2020-11-20 21:00 | 44155.875 | 10689.6667
2020-11-20 22:00 | 44155.9167 | 10743.9697
2020-11-20 23:00 | 44155.9583 | 10544.4545
2020-11-21 | 44156 | 9543.4545
2020-11-21 01:00 | 44156.0417 | 9076.6364
2020-11-21 02:00 | 44156.0833 | 8768.6061
2020-11-21 03:00 | 44156.125 | 8563.4545
2020-11-21 04:00 | 44156.1667 | 8514.0606
2020-11-21 05:00 | 44156.2083 | 8573
2020-11-21 06:00 | 44156.25 | 8854.697
2020-11-21 07:00 | 44156.2917 | 9162.697
2020-11-21 08:00 | 44156.3333 | 9519.0303
2020-11-21 09:00 | 44156.375 | 9992.1515
2020-11-21 10:00 | 44156.4167 | 10226.3939
2020-11-21 11:00 | 44156.4583 | 10421.6061
2020-11-21 12:00 | 44156.5 | 10444.9091
2020-11-21 13:00 | 44156.5417 | 10268.1515
2020-11-21 14:00 | 44156.5833 | 10114.7879
2020-11-21 15:00 | 44156.625 | 10107.7273
2020-11-21 16:00 | 44156.6667 | 10213.7273
2020-11-21 17:00 | 44156.7083 | 10795.3636
2020-11-21 18:00 | 44156.75 | 10849.4242
2020-11-21 19:00 | 44156.7917 | 10444.3636
2020-11-21 20:00 | 44156.8333 | 10032.6667
2020-11-21 21:00 | 44156.875 | 9648.0909
2020-11-21 22:00 | 44156.9167 | 9682.5455
2020-11-21 23:00 | 44156.9583 | 9634.0606
2020-11-22 | 44157 | 9026.303
2020-11-22 01:00 | 44157.0417 | 8598.9091
2020-11-22 02:00 | 44157.0833 | 8299.8788
2020-11-22 03:00 | 44157.125 | 8127.4242
2020-11-22 04:00 | 44157.1667 | 8070.8182
2020-11-22 05:00 | 44157.2083 | 8130.9091
2020-11-22 06:00 | 44157.25 | 8334.7576
2020-11-22 07:00 | 44157.2917 | 8480.303
2020-11-22 08:00 | 44157.3333 | 8749.9394
2020-11-22 09:00 | 44157.375 | 9238.3333
2020-11-22 10:00 | 44157.4167 | 9610.1212
2020-11-22 11:00 | 44157.4583 | 9886.9091
2020-11-22 12:00 | 44157.5 | 9996.697
2020-11-22 13:00 | 44157.5417 | 9722.4545
2020-11-22 14:00 | 44157.5833 | 9460.5758
2020-11-22 15:00 | 44157.625 | 9308.3636
2020-11-22 16:00 | 44157.6667 | 9387.303
2020-11-22 17:00 | 44157.7083 | 10072.9394
2020-11-22 18:00 | 44157.75 | 10431.7273
2020-11-22 19:00 | 44157.7917 | 10251.6061
2020-11-22 20:00 | 44157.8333 | 9957.4242
2020-11-22 21:00 | 44157.875 | 9582.5455
2020-11-22 22:00 | 44157.9167 | 9569.7273
2020-11-22 23:00 | 44157.9583 | 9411.9697
2020-11-23 | 44158 | 9204.2121
2020-11-23 01:00 | 44158.0417 | 8694.6364
2020-11-23 02:00 | 44158.0833 | 8365.8182
2020-11-23 03:00 | 44158.125 | 8248.7576
2020-11-23 04:00 | 44158.1667 | 8339.1212
2020-11-23 05:00 | 44158.2083 | 8833.3333
2020-11-23 06:00 | 44158.25 | 9921.697
2020-11-23 07:00 | 44158.2917 | 10864.6667
2020-11-23 08:00 | 44158.3333 | 11117.0606
2020-11-23 09:00 | 44158.375 | 11358.3333
2020-11-23 10:00 | 44158.4167 | 11471.6061
2020-11-23 11:00 | 44158.4583 | 11627.1818
2020-11-23 12:00 | 44158.5 | 11398.8485
2020-11-23 13:00 | 44158.5417 | 11347.9394
2020-11-23 14:00 | 44158.5833 | 11208.4545
2020-11-23 15:00 | 44158.625 | 11178.8485
2020-11-23 16:00 | 44158.6667 | 11292.9394
2020-11-23 17:00 | 44158.7083 | 12012.6061
2020-11-23 18:00 | 44158.75 | 12063.7273
2020-11-23 19:00 | 44158.7917 | 11533.9091
2020-11-23 20:00 | 44158.8333 | 10912.0909
2020-11-23 21:00 | 44158.875 | 10350.7273
2020-11-23 22:00 | 44158.9167 | 10416.4848
2020-11-23 23:00 | 44158.9583 | 10175.7879
2020-11-24 | 44159 | 9743.9697
2020-11-24 01:00 | 44159.0417 | 9321.0909
2020-11-24 02:00 | 44159.0833 | 9047.9394
2020-11-24 03:00 | 44159.125 | 8950.8485
2020-11-24 04:00 | 44159.1667 | 9025.8788
2020-11-24 05:00 | 44159.2083 | 9436.0606
2020-11-24 06:00 | 44159.25 | 10339.4545
2020-11-24 07:00 | 44159.2917 | 11122.303
2020-11-24 08:00 | 44159.3333 | 11331.697
2020-11-24 09:00 | 44159.375 | 11531.9091
2020-11-24 10:00 | 44159.4167 | 11626.0606
2020-11-24 11:00 | 44159.4583 | 11755.2727
2020-11-24 12:00 | 44159.5 | 11565.5758
2020-11-24 13:00 | 44159.5417 | 11523.4545
2020-11-24 14:00 | 44159.5833 | 11407.5455
2020-11-24 15:00 | 44159.625 | 11382.9697
2020-11-24 16:00 | 44159.6667 | 11477.7273
2020-11-24 17:00 | 44159.7083 | 12075.0909
2020-11-24 18:00 | 44159.75 | 12117.5455
2020-11-24 19:00 | 44159.7917 | 11677.697
2020-11-24 20:00 | 44159.8333 | 11161.4848
2020-11-24 21:00 | 44159.875 | 10695.7273
2020-11-24 22:00 | 44159.9167 | 10750.3636
2020-11-24 23:00 | 44159.9583 | 10550.3333
2020-11-25 | 44160 | 9806.7273
2020-11-25 01:00 | 44160.0417 | 9384.6061
2020-11-25 02:00 | 44160.0833 | 9111.8485
2020-11-25 03:00 | 44160.125 | 9015
2020-11-25 04:00 | 44160.1667 | 9089.8485
2020-11-25 05:00 | 44160.2083 | 9499.303
2020-11-25 06:00 | 44160.25 | 10400.9697
2020-11-25 07:00 | 44160.2917 | 11182.4242
2020-11-25 08:00 | 44160.3333 | 11391.3333
2020-11-25 09:00 | 44160.375 | 11591.3333
2020-11-25 10:00 | 44160.4167 | 11685.2727
2020-11-25 11:00 | 44160.4583 | 11814.1515
2020-11-25 12:00 | 44160.5 | 11624.8485
2020-11-25 13:00 | 44160.5417 | 11582.7273
2020-11-25 14:00 | 44160.5833 | 11467.3333
2020-11-25 15:00 | 44160.625 | 11442.6061
2020-11-25 16:00 | 44160.6667 | 11537.1212
2020-11-25 17:00 | 44160.7083 | 12133.4242
2020-11-25 18:00 | 44160.75 | 12175.7879
2020-11-25 19:00 | 44160.7917 | 11736.8182
2020-11-25 20:00 | 44160.8333 | 11221.6364
2020-11-25 21:00 | 44160.875 | 10756.5758
2020-11-25 22:00 | 44160.9167 | 10811.1515
2020-11-25 23:00 | 44160.9583 | 10611.6364
2020-11-26 | 44161 | 9820.6667
2020-11-26 01:00 | 44161.0417 | 9398.7576
2020-11-26 02:00 | 44161.0833 | 9126.2424
2020-11-26 03:00 | 44161.125 | 9029.2727
2020-11-26 04:00 | 44161.1667 | 9104.303
2020-11-26 05:00 | 44161.2083 | 9513.3636
2020-11-26 06:00 | 44161.25 | 10414.7273
2020-11-26 07:00 | 44161.2917 | 11195.6667
2020-11-26 08:00 | 44161.3333 | 11404.6061
2020-11-26 09:00 | 44161.375 | 11604.4242
2020-11-26 10:00 | 44161.4167 | 11698.2727
2020-11-26 11:00 | 44161.4583 | 11827.0909
2020-11-26 12:00 | 44161.5 | 11638.0303
2020-11-26 13:00 | 44161.5417 | 11595.9697
2020-11-26 14:00 | 44161.5833 | 11480.3636
2020-11-26 15:00 | 44161.625 | 11455.7879
2020-11-26 16:00 | 44161.6667 | 11550.3636
2020-11-26 17:00 | 44161.7083 | 12146.2727
2020-11-26 18:00 | 44161.75 | 12188.5455
2020-11-26 19:00 | 44161.7917 | 11749.9091
2020-11-26 20:00 | 44161.8333 | 11234.8788
2020-11-26 21:00 | 44161.875 | 10770.1515
2020-11-26 22:00 | 44161.9167 | 10824.6667
2020-11-26 23:00 | 44161.9583 | 10625.1818
2020-11-27 | 44162 | 9842.6667
2020-11-27 01:00 | 44162.0417 | 9421.0909
2020-11-27 02:00 | 44162.0833 | 9148.7576
2020-11-27 03:00 | 44162.125 | 9051.9091
2020-11-27 04:00 | 44162.1667 | 9126.7576
2020-11-27 05:00 | 44162.2083 | 9535.6364
2020-11-27 06:00 | 44162.25 | 10436.2727
2020-11-27 07:00 | 44162.2917 | 11216.4545
2020-11-27 08:00 | 44162.3333 | 11425.3939
2020-11-27 09:00 | 44162.375 | 11624.9091
2020-11-27 10:00 | 44162.4167 | 11718.7576
2020-11-27 11:00 | 44162.4583 | 11847.4545
2020-11-27 12:00 | 44162.5 | 11658.5152
2020-11-27 13:00 | 44162.5417 | 11616.4545
2020-11-27 14:00 | 44162.5833 | 11501.0606
2020-11-27 15:00 | 44162.625 | 11476.5455
2020-11-27 16:00 | 44162.6667 | 11571.0606
2020-11-27 17:00 | 44162.7083 | 12166.5152
2020-11-27 18:00 | 44162.75 | 12208.6364
2020-11-27 19:00 | 44162.7917 | 11770.2727
2020-11-27 20:00 | 44162.8333 | 11255.6061
2020-11-27 21:00 | 44162.875 | 10791.3333
2020-11-27 22:00 | 44162.9167 | 10845.7879
2020-11-27 23:00 | 44162.9583 | 10646.5455
2020-11-28 | 44163 | 9773.8485
2020-11-28 01:00 | 44163.0417 | 9252.697
2020-11-28 02:00 | 44163.0833 | 8884.0909
2020-11-28 03:00 | 44163.125 | 8670.1212
2020-11-28 04:00 | 44163.1667 | 8616.3333
2020-11-28 05:00 | 44163.2083 | 8692.2424
2020-11-28 06:00 | 44163.25 | 8989.5758
2020-11-28 07:00 | 44163.2917 | 9276.7576
2020-11-28 08:00 | 44163.3333 | 9797.5455
2020-11-28 09:00 | 44163.375 | 10126.2121
2020-11-28 10:00 | 44163.4167 | 10353.2727
2020-11-28 11:00 | 44163.4583 | 10558.6364
2020-11-28 12:00 | 44163.5 | 10544.5758
2020-11-28 13:00 | 44163.5417 | 10430.8182
2020-11-28 14:00 | 44163.5833 | 10218.9394
2020-11-28 15:00 | 44163.625 | 10151.2727
2020-11-28 16:00 | 44163.6667 | 10343.1212
2020-11-28 17:00 | 44163.7083 | 10913.9394
2020-11-28 18:00 | 44163.75 | 10952.3636
2020-11-28 19:00 | 44163.7917 | 10642.3636
2020-11-28 20:00 | 44163.8333 | 10203.5152
2020-11-28 21:00 | 44163.875 | 9834.1818
2020-11-28 22:00 | 44163.9167 | 9920.8788
2020-11-28 23:00 | 44163.9583 | 9918.4242
2020-11-29 | 44164 | 9257.9697
2020-11-29 01:00 | 44164.0417 | 8752
2020-11-29 02:00 | 44164.0833 | 8395.4242
2020-11-29 03:00 | 44164.125 | 8232.5152
2020-11-29 04:00 | 44164.1667 | 8171.5152
2020-11-29 05:00 | 44164.2083 | 8257.7879
2020-11-29 06:00 | 44164.25 | 8444.303
2020-11-29 07:00 | 44164.2917 | 8623.4545
2020-11-29 08:00 | 44164.3333 | 9019.303
2020-11-29 09:00 | 44164.375 | 9410.697
2020-11-29 10:00 | 44164.4167 | 9824.4848
2020-11-29 11:00 | 44164.4583 | 10140.8182
2020-11-29 12:00 | 44164.5 | 10224.0606
2020-11-29 13:00 | 44164.5417 | 9948.9091
2020-11-29 14:00 | 44164.5833 | 9728.0606
2020-11-29 15:00 | 44164.625 | 9622.2424
2020-11-29 16:00 | 44164.6667 | 9845.3333
2020-11-29 17:00 | 44164.7083 | 10424.2424
2020-11-29 18:00 | 44164.75 | 10549.6364
2020-11-29 19:00 | 44164.7917 | 10442.5758
2020-11-29 20:00 | 44164.8333 | 10131.2727
2020-11-29 21:00 | 44164.875 | 9736.2727
2020-11-29 22:00 | 44164.9167 | 9801.9697
2020-11-29 23:00 | 44164.9583 | 9707.9697
2020-11-30 | 44165 | 9578.0909
2020-11-30 01:00 | 44165.0417 | 8954.3333
2020-11-30 02:00 | 44165.0833 | 8516.7273
2020-11-30 03:00 | 44165.125 | 8365.5152
2020-11-30 04:00 | 44165.1667 | 8463.0909
2020-11-30 05:00 | 44165.2083 | 8937.9394
2020-11-30 06:00 | 44165.25 | 9990.2121
2020-11-30 07:00 | 44165.2917 | 10916.3636
2020-11-30 08:00 | 44165.3333 | 11409.1818
2020-11-30 09:00 | 44165.375 | 11524.0909
2020-11-30 10:00 | 44165.4167 | 11584.2424
2020-11-30 11:00 | 44165.4583 | 11741.1818
2020-11-30 12:00 | 44165.5 | 11576.303
2020-11-30 13:00 | 44165.5417 | 11479.5152
2020-11-30 14:00 | 44165.5833 | 11266.9091
2020-11-30 15:00 | 44165.625 | 11259
2020-11-30 16:00 | 44165.6667 | 11506.8788
2020-11-30 17:00 | 44165.7083 | 12231.3333
2020-11-30 18:00 | 44165.75 | 12151.5455
2020-11-30 19:00 | 44165.7917 | 11612.2121
2020-11-30 20:00 | 44165.8333 | 10956.5152
2020-11-30 21:00 | 44165.875 | 10417.6364
2020-11-30 22:00 | 44165.9167 | 10568.9697
2020-11-30 23:00 | 44165.9583 | 10442.6667
2020-12-01 | 44166 | 10035.5455
2020-12-01 01:00 | 44166.0417 | 9525.697
2020-12-01 02:00 | 44166.0833 | 9168.303
2020-12-01 03:00 | 44166.125 | 9045
2020-12-01 04:00 | 44166.1667 | 9124.5758
2020-12-01 05:00 | 44166.2083 | 9512.5152
2020-12-01 06:00 | 44166.25 | 10372.0909
2020-12-01 07:00 | 44166.2917 | 11128.8182
2020-12-01 08:00 | 44166.3333 | 11531.5152
2020-12-01 09:00 | 44166.375 | 11625.2424
2020-12-01 10:00 | 44166.4167 | 11674.3636
2020-12-01 11:00 | 44166.4583 | 11802.7273
2020-12-01 12:00 | 44166.5 | 11668.0303
2020-12-01 13:00 | 44166.5417 | 11588.9697
2020-12-01 14:00 | 44166.5833 | 11415.0909
2020-12-01 15:00 | 44166.625 | 11408.8485
2020-12-01 16:00 | 44166.6667 | 11611.1818
2020-12-01 17:00 | 44166.7083 | 12203.0606
2020-12-01 18:00 | 44166.75 | 12137.9091
2020-12-01 19:00 | 44166.7917 | 11697.303
2020-12-01 20:00 | 44166.8333 | 11161.5758
2020-12-01 21:00 | 44166.875 | 10721.303
2020-12-01 22:00 | 44166.9167 | 10845
2020-12-01 23:00 | 44166.9583 | 10741.8182
2020-12-02 | 44167 | 10004
2020-12-02 01:00 | 44167.0417 | 9493.9697
2020-12-02 02:00 | 44167.0833 | 9136.1818
2020-12-02 03:00 | 44167.125 | 9012.6364
2020-12-02 04:00 | 44167.1667 | 9092.3636
2020-12-02 05:00 | 44167.2083 | 9480.6364
2020-12-02 06:00 | 44167.25 | 10340.9394
2020-12-02 07:00 | 44167.2917 | 11098.0909
2020-12-02 08:00 | 44167.3333 | 11501.1818
2020-12-02 09:00 | 44167.375 | 11595.0606
2020-12-02 10:00 | 44167.4167 | 11644.2424
2020-12-02 11:00 | 44167.4583 | 11772.697
2020-12-02 12:00 | 44167.5 | 11637.9091
2020-12-02 13:00 | 44167.5417 | 11558.7879
2020-12-02 14:00 | 44167.5833 | 11384.7879
2020-12-02 15:00 | 44167.625 | 11378.4242
2020-12-02 16:00 | 44167.6667 | 11581
2020-12-02 17:00 | 44167.7083 | 12173.3939
2020-12-02 18:00 | 44167.75 | 12108.1818
2020-12-02 19:00 | 44167.7917 | 11667.2424
2020-12-02 20:00 | 44167.8333 | 11131.2121
2020-12-02 21:00 | 44167.875 | 10690.4242
2020-12-02 22:00 | 44167.9167 | 10814.1212
2020-12-02 23:00 | 44167.9583 | 10710.8788
2020-12-03 | 44168 | 10093.8788
2020-12-03 01:00 | 44168.0417 | 9584.9091
2020-12-03 02:00 | 44168.0833 | 9227.9697
2020-12-03 03:00 | 44168.125 | 9104.7273
2020-12-03 04:00 | 44168.1667 | 9184.303
2020-12-03 05:00 | 44168.2083 | 9571.5455
2020-12-03 06:00 | 44168.25 | 10429.9697
2020-12-03 07:00 | 44168.2917 | 11185.6061
2020-12-03 08:00 | 44168.3333 | 11587.7879
2020-12-03 09:00 | 44168.375 | 11681.4848
2020-12-03 10:00 | 44168.4167 | 11730.6364
2020-12-03 11:00 | 44168.4583 | 11858.6364
2020-12-03 12:00 | 44168.5 | 11724.1515
2020-12-03 13:00 | 44168.5417 | 11645.2121
2020-12-03 14:00 | 44168.5833 | 11471.6667
2020-12-03 15:00 | 44168.625 | 11465.2121
2020-12-03 16:00 | 44168.6667 | 11667.3333
2020-12-03 17:00 | 44168.7083 | 12258.5152
2020-12-03 18:00 | 44168.75 | 12193.303
2020-12-03 19:00 | 44168.7917 | 11753.4242
2020-12-03 20:00 | 44168.8333 | 11218.4242
2020-12-03 21:00 | 44168.875 | 10778.7273
2020-12-03 22:00 | 44168.9167 | 10902.2121
2020-12-03 23:00 | 44168.9583 | 10799.2727
2020-12-04 | 44169 | 10140.5455
2020-12-04 01:00 | 44169.0417 | 9632.1515
2020-12-04 02:00 | 44169.0833 | 9275.7273
2020-12-04 03:00 | 44169.125 | 9152.5758
2020-12-04 04:00 | 44169.1667 | 9232
2020-12-04 05:00 | 44169.2083 | 9618.9394
2020-12-04 06:00 | 44169.25 | 10476.1515
2020-12-04 07:00 | 44169.2917 | 11230.8182
2020-12-04 08:00 | 44169.3333 | 11632.6061
2020-12-04 09:00 | 44169.375 | 11726.0303
2020-12-04 10:00 | 44169.4167 | 11775
2020-12-04 11:00 | 44169.4583 | 11903.0303
2020-12-04 12:00 | 44169.5 | 11768.6667
2020-12-04 13:00 | 44169.5417 | 11689.7576
2020-12-04 14:00 | 44169.5833 | 11516.3939
2020-12-04 15:00 | 44169.625 | 11510.1515
2020-12-04 16:00 | 44169.6667 | 11711.9697
2020-12-04 17:00 | 44169.7083 | 12302.3636
2020-12-04 18:00 | 44169.75 | 12237.2424
2020-12-04 19:00 | 44169.7917 | 11797.8485
2020-12-04 20:00 | 44169.8333 | 11263.6667
2020-12-04 21:00 | 44169.875 | 10824.5455
2020-12-04 22:00 | 44169.9167 | 10947.8182
2020-12-04 23:00 | 44169.9583 | 10844.9091
2020-12-05 | 44170 | 9859.7576
2020-12-05 01:00 | 44170.0417 | 9337.697
2020-12-05 02:00 | 44170.0833 | 8968.3636
2020-12-05 03:00 | 44170.125 | 8754.0606
2020-12-05 04:00 | 44170.1667 | 8700.1515
2020-12-05 05:00 | 44170.2083 | 8776.0909
2020-12-05 06:00 | 44170.25 | 9074.0303
2020-12-05 07:00 | 44170.2917 | 9361.9091
2020-12-05 08:00 | 44170.3333 | 9883.5152
2020-12-05 09:00 | 44170.375 | 10212.7879
2020-12-05 10:00 | 44170.4167 | 10440.4242
2020-12-05 11:00 | 44170.4583 | 10646.2424
2020-12-05 12:00 | 44170.5 | 10632.0909
2020-12-05 13:00 | 44170.5417 | 10518.0909
2020-12-05 14:00 | 44170.5833 | 10305.7273
2020-12-05 15:00 | 44170.625 | 10238.0606
2020-12-05 16:00 | 44170.6667 | 10430.3333
2020-12-05 17:00 | 44170.7083 | 11002.0909
2020-12-05 18:00 | 44170.75 | 11040.6364
2020-12-05 19:00 | 44170.7917 | 10730.0606
2020-12-05 20:00 | 44170.8333 | 10290.2727
2020-12-05 21:00 | 44170.875 | 9920.1818
2020-12-05 22:00 | 44170.9167 | 10007.0909
2020-12-05 23:00 | 44170.9583 | 10004.6667
2020-12-06 | 44171 | 9352.1212
2020-12-06 01:00 | 44171.0417 | 8843.6667
2020-12-06 02:00 | 44171.0833 | 8485.0606
2020-12-06 03:00 | 44171.125 | 8321.6061
2020-12-06 04:00 | 44171.1667 | 8260.0909
2020-12-06 05:00 | 44171.2083 | 8346.8485
2020-12-06 06:00 | 44171.25 | 8534.3939
2020-12-06 07:00 | 44171.2917 | 8714.4848
2020-12-06 08:00 | 44171.3333 | 9112.2121
2020-12-06 09:00 | 44171.375 | 9505.5758
2020-12-06 10:00 | 44171.4167 | 9921.6061
2020-12-06 11:00 | 44171.4583 | 10239.4545
2020-12-06 12:00 | 44171.5 | 10323.0909
2020-12-06 13:00 | 44171.5417 | 10046.697
2020-12-06 14:00 | 44171.5833 | 9824.6364
2020-12-06 15:00 | 44171.625 | 9718.1818
2020-12-06 16:00 | 44171.6667 | 9942.5455
2020-12-06 17:00 | 44171.7083 | 10524.2121
2020-12-06 18:00 | 44171.75 | 10650.4242
2020-12-06 19:00 | 44171.7917 | 10542.7879
2020-12-06 20:00 | 44171.8333 | 10229.7879
2020-12-06 21:00 | 44171.875 | 9832.9697
2020-12-06 22:00 | 44171.9167 | 9898.9697
2020-12-06 23:00 | 44171.9583 | 9804.5152
2020-12-07 | 44172 | 9755.9091
2020-12-07 01:00 | 44172.0417 | 9126.7273
2020-12-07 02:00 | 44172.0833 | 8685.5758
2020-12-07 03:00 | 44172.125 | 8532.9697
2020-12-07 04:00 | 44172.1667 | 8631.4242
2020-12-07 05:00 | 44172.2083 | 9110.3333
2020-12-07 06:00 | 44172.25 | 10171.5152
2020-12-07 07:00 | 44172.2917 | 11105.697
2020-12-07 08:00 | 44172.3333 | 11602.8182
2020-12-07 09:00 | 44172.375 | 11718.5152
2020-12-07 10:00 | 44172.4167 | 11779.2424
2020-12-07 11:00 | 44172.4583 | 11937.5152
2020-12-07 12:00 | 44172.5 | 11771.2424
2020-12-07 13:00 | 44172.5417 | 11673.5758
2020-12-07 14:00 | 44172.5833 | 11459.1818
2020-12-07 15:00 | 44172.625 | 11451.303
2020-12-07 16:00 | 44172.6667 | 11701.1515
2020-12-07 17:00 | 44172.7083 | 12431.8485
2020-12-07 18:00 | 44172.75 | 12351.4242
2020-12-07 19:00 | 44172.7917 | 11807.5152
2020-12-07 20:00 | 44172.8333 | 11146.0606
2020-12-07 21:00 | 44172.875 | 10602.697
2020-12-07 22:00 | 44172.9167 | 10755.2424
2020-12-07 23:00 | 44172.9583 | 10627.8182
2020-12-08 | 44173 | 10237.1818
2020-12-08 01:00 | 44173.0417 | 9730.4242
2020-12-08 02:00 | 44173.0833 | 9375.0606
2020-12-08 03:00 | 44173.125 | 9252.3636
2020-12-08 04:00 | 44173.1667 | 9331.5152
2020-12-08 05:00 | 44173.2083 | 9717.1818
2020-12-08 06:00 | 44173.25 | 10571.9091
2020-12-08 07:00 | 44173.2917 | 11324.2121
2020-12-08 08:00 | 44173.3333 | 11724.6061
2020-12-08 09:00 | 44173.375 | 11817.7576
2020-12-08 10:00 | 44173.4167 | 11866.697
2020-12-08 11:00 | 44173.4583 | 11994.1818
2020-12-08 12:00 | 44173.5 | 11860.3636
2020-12-08 13:00 | 44173.5417 | 11781.6364
2020-12-08 14:00 | 44173.5833 | 11608.8788
2020-12-08 15:00 | 44173.625 | 11602.4848
2020-12-08 16:00 | 44173.6667 | 11803.7879
2020-12-08 17:00 | 44173.7083 | 12392.2121
2020-12-08 18:00 | 44173.75 | 12327.5455
2020-12-08 19:00 | 44173.7917 | 11889.4545
2020-12-08 20:00 | 44173.8333 | 11356.9091
2020-12-08 21:00 | 44173.875 | 10919.0606
2020-12-08 22:00 | 44173.9167 | 11042.1212
2020-12-08 23:00 | 44173.9583 | 10939.4545
2020-12-09 | 44174 | 10207.4242
2020-12-09 01:00 | 44174.0417 | 9700.2424
2020-12-09 02:00 | 44174.0833 | 9344.3939
2020-12-09 03:00 | 44174.125 | 9221.6667
2020-12-09 04:00 | 44174.1667 | 9300.9697
2020-12-09 05:00 | 44174.2083 | 9686.9394
2020-12-09 06:00 | 44174.25 | 10542.4848
2020-12-09 07:00 | 44174.2917 | 11295.6364
2020-12-09 08:00 | 44174.3333 | 11696.2121
2020-12-09 09:00 | 44174.375 | 11789.5152
2020-12-09 10:00 | 44174.4167 | 11838.5758
2020-12-09 11:00 | 44174.4583 | 11966.1818
2020-12-09 12:00 | 44174.5 | 11832.1818
2020-12-09 13:00 | 44174.5417 | 11753.4545
2020-12-09 14:00 | 44174.5833 | 11580.5758
2020-12-09 15:00 | 44174.625 | 11574.1818
2020-12-09 16:00 | 44174.6667 | 11775.6667
2020-12-09 17:00 | 44174.7083 | 12364.697
2020-12-09 18:00 | 44174.75 | 12299.8788
2020-12-09 19:00 | 44174.7917 | 11861.4545
2020-12-09 20:00 | 44174.8333 | 11328.2727
2020-12-09 21:00 | 44174.875 | 10890.0606
2020-12-09 22:00 | 44174.9167 | 11013.1818
2020-12-09 23:00 | 44174.9583 | 10910.3333
2020-12-10 | 44175 | 10233.6364
2020-12-10 01:00 | 44175.0417 | 9727
2020-12-10 02:00 | 44175.0833 | 9371.5152
2020-12-10 03:00 | 44175.125 | 9248.8788
2020-12-10 04:00 | 44175.1667 | 9328.1515
2020-12-10 05:00 | 44175.2083 | 9713.697
2020-12-10 06:00 | 44175.25 | 10568.3333
2020-12-10 07:00 | 44175.2917 | 11320.4242
2020-12-10 08:00 | 44175.3333 | 11720.7879
2020-12-10 09:00 | 44175.375 | 11813.9697
2020-12-10 10:00 | 44175.4167 | 11862.8485
2020-12-10 11:00 | 44175.4583 | 11990.303
2020-12-10 12:00 | 44175.5 | 11856.4545
2020-12-10 13:00 | 44175.5417 | 11777.8485
2020-12-10 14:00 | 44175.5833 | 11605.0606
2020-12-10 15:00 | 44175.625 | 11598.697
2020-12-10 16:00 | 44175.6667 | 11800
2020-12-10 17:00 | 44175.7083 | 12388.303
2020-12-10 18:00 | 44175.75 | 12323.6364
2020-12-10 19:00 | 44175.7917 | 11885.6364
2020-12-10 20:00 | 44175.8333 | 11353.1515
2020-12-10 21:00 | 44175.875 | 10915.3333
2020-12-10 22:00 | 44175.9167 | 11038.303
2020-12-10 23:00 | 44175.9583 | 10935.6667
2020-12-11 | 44176 | 10232.3636
2020-12-11 01:00 | 44176.0417 | 9725.7576
2020-12-11 02:00 | 44176.0833 | 9370.2727
2020-12-11 03:00 | 44176.125 | 9247.4545
2020-12-11 04:00 | 44176.1667 | 9326.6667
2020-12-11 05:00 | 44176.2083 | 9712.4242
2020-12-11 06:00 | 44176.25 | 10567.1515
2020-12-11 07:00 | 44176.2917 | 11319.4848
2020-12-11 08:00 | 44176.3333 | 11719.9697
2020-12-11 09:00 | 44176.375 | 11813.2121
2020-12-11 10:00 | 44176.4167 | 11862.0606
2020-12-11 11:00 | 44176.4583 | 11989.5758
2020-12-11 12:00 | 44176.5 | 11855.6667
2020-12-11 13:00 | 44176.5417 | 11777.0606
2020-12-11 14:00 | 44176.5833 | 11604.1818
2020-12-11 15:00 | 44176.625 | 11597.8182
2020-12-11 16:00 | 44176.6667 | 11799.0909
2020-12-11 17:00 | 44176.7083 | 12387.7576
2020-12-11 18:00 | 44176.75 | 12322.8485
2020-12-11 19:00 | 44176.7917 | 11884.8788
2020-12-11 20:00 | 44176.8333 | 11352.2424
2020-12-11 21:00 | 44176.875 | 10914.3636
2020-12-11 22:00 | 44176.9167 | 11037.3636
2020-12-11 23:00 | 44176.9583 | 10934.6061
2020-12-12 | 44177 | 9925.9394
2020-12-12 01:00 | 44177.0417 | 9403.2727
2020-12-12 02:00 | 44177.0833 | 9033.5758
2020-12-12 03:00 | 44177.125 | 8818.9394
2020-12-12 04:00 | 44177.1667 | 8764.8788
2020-12-12 05:00 | 44177.2083 | 8841.1212
2020-12-12 06:00 | 44177.25 | 9139.3636
2020-12-12 07:00 | 44177.2917 | 9427.5152
2020-12-12 08:00 | 44177.3333 | 9949.6667
2020-12-12 09:00 | 44177.375 | 10279.303
2020-12-12 10:00 | 44177.4167 | 10507.1818
2020-12-12 11:00 | 44177.4583 | 10713.0909
2020-12-12 12:00 | 44177.5 | 10698.9697
2020-12-12 13:00 | 44177.5417 | 10584.9394
2020-12-12 14:00 | 44177.5833 | 10372.3939
2020-12-12 15:00 | 44177.625 | 10304.6667
2020-12-12 16:00 | 44177.6667 | 10496.9697
2020-12-12 17:00 | 44177.7083 | 11069.4545
2020-12-12 18:00 | 44177.75 | 11108.0303
2020-12-12 19:00 | 44177.7917 | 10797.1212
2020-12-12 20:00 | 44177.8333 | 10356.9091
2020-12-12 21:00 | 44177.875 | 9986.3636
2020-12-12 22:00 | 44177.9167 | 10073.4848
2020-12-12 23:00 | 44177.9583 | 10070.8182
2020-12-13 | 44178 | 9353.0303
2020-12-13 01:00 | 44178.0417 | 8844.7273
2020-12-13 02:00 | 44178.0833 | 8486.1212
2020-12-13 03:00 | 44178.125 | 8322.3333
2020-12-13 04:00 | 44178.1667 | 8261.0606
2020-12-13 05:00 | 44178.2083 | 8347.8788
2020-12-13 06:00 | 44178.25 | 8535.2727
2020-12-13 07:00 | 44178.2917 | 8715.4848
2020-12-13 08:00 | 44178.3333 | 9113.1515
2020-12-13 09:00 | 44178.375 | 9506.5758
2020-12-13 10:00 | 44178.4167 | 9922.4848
2020-12-13 11:00 | 44178.4583 | 10240.4848
2020-12-13 12:00 | 44178.5 | 10323.9091
2020-12-13 13:00 | 44178.5417 | 10047.6061
2020-12-13 14:00 | 44178.5833 | 9825.5455
2020-12-13 15:00 | 44178.625 | 9719.1515
2020-12-13 16:00 | 44178.6667 | 9943.6061
2020-12-13 17:00 | 44178.7083 | 10525.4848
2020-12-13 18:00 | 44178.75 | 10651.2424
2020-12-13 19:00 | 44178.7917 | 10543.7576
2020-12-13 20:00 | 44178.8333 | 10230.7879
2020-12-13 21:00 | 44178.875 | 9833.9394
2020-12-13 22:00 | 44178.9167 | 9900
2020-12-13 23:00 | 44178.9583 | 9805.5758
2020-12-14 | 44179 | 9730.4242
2020-12-14 01:00 | 44179.0417 | 9103.9091
2020-12-14 02:00 | 44179.0833 | 8664.5152
2020-12-14 03:00 | 44179.125 | 8512.6667
2020-12-14 04:00 | 44179.1667 | 8610.5758
2020-12-14 05:00 | 44179.2083 | 9087.5152
2020-12-14 06:00 | 44179.25 | 10144.2727
2020-12-14 07:00 | 44179.2917 | 11074.3333
2020-12-14 08:00 | 44179.3333 | 11569.4545
2020-12-14 09:00 | 44179.375 | 11684.7273
2020-12-14 10:00 | 44179.4167 | 11745.0303
2020-12-14 11:00 | 44179.4583 | 11902.9394
2020-12-14 12:00 | 44179.5 | 11737.1818
2020-12-14 13:00 | 44179.5417 | 11640.0303
2020-12-14 14:00 | 44179.5833 | 11426.3333
2020-12-14 15:00 | 44179.625 | 11418.4848
2020-12-14 16:00 | 44179.6667 | 11667.3636
2020-12-14 17:00 | 44179.7083 | 12395.0606
2020-12-14 18:00 | 44179.75 | 12314.8485
2020-12-14 19:00 | 44179.7917 | 11773.3636
2020-12-14 20:00 | 44179.8333 | 11114.6364
2020-12-14 21:00 | 44179.875 | 10573.4242
2020-12-14 22:00 | 44179.9167 | 10725.5758
2020-12-14 23:00 | 44179.9583 | 10598.5455
2020-12-15 | 44180 | 10176.7273
2020-12-15 01:00 | 44180.0417 | 9669.4545
2020-12-15 02:00 | 44180.0833 | 9313.5758
2020-12-15 03:00 | 44180.125 | 9190.5455
2020-12-15 04:00 | 44180.1667 | 9270
2020-12-15 05:00 | 44180.2083 | 9656.1212
2020-12-15 06:00 | 44180.25 | 10511.7879
2020-12-15 07:00 | 44180.2917 | 11265.1212
2020-12-15 08:00 | 44180.3333 | 11666.0606
2020-12-15 09:00 | 44180.375 | 11759.3636
2020-12-15 10:00 | 44180.4167 | 11808.2424
2020-12-15 11:00 | 44180.4583 | 11936
2020-12-15 12:00 | 44180.5 | 11802.0909
2020-12-15 13:00 | 44180.5417 | 11723.2727
2020-12-15 14:00 | 44180.5833 | 11550.303
2020-12-15 15:00 | 44180.625 | 11543.7879
2020-12-15 16:00 | 44180.6667 | 11745.3333
2020-12-15 17:00 | 44180.7083 | 12334.6364
2020-12-15 18:00 | 44180.75 | 12269.697
2020-12-15 19:00 | 44180.7917 | 11831.0909
2020-12-15 20:00 | 44180.8333 | 11297.8182
2020-12-15 21:00 | 44180.875 | 10859.6061
2020-12-15 22:00 | 44180.9167 | 10982.6061
2020-12-15 23:00 | 44180.9583 | 10879.9394
2020-12-16 | 44181 | 10142.7576
2020-12-16 01:00 | 44181.0417 | 9634.9091
2020-12-16 02:00 | 44181.0833 | 9278.7273
2020-12-16 03:00 | 44181.125 | 9155.7273
2020-12-16 04:00 | 44181.1667 | 9235.1515
2020-12-16 05:00 | 44181.2083 | 9621.6667
2020-12-16 06:00 | 44181.25 | 10478.1212
2020-12-16 07:00 | 44181.2917 | 11232.1818
2020-12-16 08:00 | 44181.3333 | 11633.4545
2020-12-16 09:00 | 44181.375 | 11726.9394
2020-12-16 10:00 | 44181.4167 | 11775.7576
2020-12-16 11:00 | 44181.4583 | 11903.6364
2020-12-16 12:00 | 44181.5 | 11769.5152
2020-12-16 13:00 | 44181.5417 | 11690.7273
2020-12-16 14:00 | 44181.5833 | 11517.5758
2020-12-16 15:00 | 44181.625 | 11511.2121
2020-12-16 16:00 | 44181.6667 | 11712.8485
2020-12-16 17:00 | 44181.7083 | 12302.6667
2020-12-16 18:00 | 44181.75 | 12237.6667
2020-12-16 19:00 | 44181.7917 | 11798.6667
2020-12-16 20:00 | 44181.8333 | 11264.9394
2020-12-16 21:00 | 44181.875 | 10826.1818
2020-12-16 22:00 | 44181.9167 | 10949.4242
2020-12-16 23:00 | 44181.9583 | 10846.6061
2020-12-17 | 44182 | 10219.6667
2020-12-17 01:00 | 44182.0417 | 9712.7576
2020-12-17 02:00 | 44182.0833 | 9357.1515
2020-12-17 03:00 | 44182.125 | 9234.303
2020-12-17 04:00 | 44182.1667 | 9313.697
2020-12-17 05:00 | 44182.2083 | 9699.5758
2020-12-17 06:00 | 44182.25 | 10554.4545
2020-12-17 07:00 | 44182.2917 | 11307.1212
2020-12-17 08:00 | 44182.3333 | 11707.6667
2020-12-17 09:00 | 44182.375 | 11801.0303
2020-12-17 10:00 | 44182.4167 | 11849.7576
2020-12-17 11:00 | 44182.4583 | 11977.3939
2020-12-17 12:00 | 44182.5 | 11843.4848
2020-12-17 13:00 | 44182.5417 | 11764.8485
2020-12-17 14:00 | 44182.5833 | 11592
2020-12-17 15:00 | 44182.625 | 11585.6667
2020-12-17 16:00 | 44182.6667 | 11787
2020-12-17 17:00 | 44182.7083 | 12375.8485
2020-12-17 18:00 | 44182.75 | 12310.8182
2020-12-17 19:00 | 44182.7917 | 11872.6061
2020-12-17 20:00 | 44182.8333 | 11339.7879
2020-12-17 21:00 | 44182.875 | 10902
2020-12-17 22:00 | 44182.9167 | 11024.8182
2020-12-17 23:00 | 44182.9583 | 10922.1818
2020-12-18 | 44183 | 10196.5758
2020-12-18 01:00 | 44183.0417 | 9689.303
2020-12-18 02:00 | 44183.0833 | 9333.3333
2020-12-18 03:00 | 44183.125 | 9210.4848
2020-12-18 04:00 | 44183.1667 | 9289.9091
2020-12-18 05:00 | 44183.2083 | 9675.9697
2020-12-18 06:00 | 44183.25 | 10531.6667
2020-12-18 07:00 | 44183.2917 | 11284.9697
2020-12-18 08:00 | 44183.3333 | 11686.1818
2020-12-18 09:00 | 44183.375 | 11779.4242
2020-12-18 10:00 | 44183.4167 | 11828.2727
2020-12-18 11:00 | 44183.4583 | 11956.0606
2020-12-18 12:00 | 44183.5 | 11821.9697
2020-12-18 13:00 | 44183.5417 | 11743.2424
2020-12-18 14:00 | 44183.5833 | 11570.1818
2020-12-18 15:00 | 44183.625 | 11563.8485
2020-12-18 16:00 | 44183.6667 | 11765.4242
2020-12-18 17:00 | 44183.7083 | 12354.697
2020-12-18 18:00 | 44183.75 | 12289.7576
2020-12-18 19:00 | 44183.7917 | 11851.0303
2020-12-18 20:00 | 44183.8333 | 11317.8182
2020-12-18 21:00 | 44183.875 | 10879.4848
2020-12-18 22:00 | 44183.9167 | 11002.5152
2020-12-18 23:00 | 44183.9583 | 10899.9394
2020-12-19 | 44184 | 9814.5152
2020-12-19 01:00 | 44184.0417 | 9292.2727
2020-12-19 02:00 | 44184.0833 | 8922.8788
2020-12-19 03:00 | 44184.125 | 8708.697
2020-12-19 04:00 | 44184.1667 | 8654.6667
2020-12-19 05:00 | 44184.2083 | 8730.7576
2020-12-19 06:00 | 44184.25 | 9028.6364
2020-12-19 07:00 | 44184.2917 | 9316.3939
2020-12-19 08:00 | 44184.3333 | 9838.1818
2020-12-19 09:00 | 44184.375 | 10167.4848
2020-12-19 10:00 | 44184.4167 | 10395.1818
2020-12-19 11:00 | 44184.4583 | 10600.8788
2020-12-19 12:00 | 44184.5 | 10586.7273
2020-12-19 13:00 | 44184.5417 | 10472.8788
2020-12-19 14:00 | 44184.5833 | 10260.4242
2020-12-19 15:00 | 44184.625 | 10192.7576
2020-12-19 16:00 | 44184.6667 | 10384.9394
2020-12-19 17:00 | 44184.7083 | 10956.8182
2020-12-19 18:00 | 44184.75 | 10995.2121
2020-12-19 19:00 | 44184.7917 | 10684.8788
2020-12-19 20:00 | 44184.8333 | 10245.0303
2020-12-19 21:00 | 44184.875 | 9874.8182
2020-12-19 22:00 | 44184.9167 | 9961.7576
2020-12-19 23:00 | 44184.9583 | 9959.303
2020-12-20 | 44185 | 9309
2020-12-20 01:00 | 44185.0417 | 8802.0606
2020-12-20 02:00 | 44185.0833 | 8444.4545
2020-12-20 03:00 | 44185.125 | 8281.5455
2020-12-20 04:00 | 44185.1667 | 8220.0606
2020-12-20 05:00 | 44185.2083 | 8306.6061
2020-12-20 06:00 | 44185.25 | 8493.5758
2020-12-20 07:00 | 44185.2917 | 8673.2424
2020-12-20 08:00 | 44185.3333 | 9069.9394
2020-12-20 09:00 | 44185.375 | 9462.1212
2020-12-20 10:00 | 44185.4167 | 9877.0909
2020-12-20 11:00 | 44185.4583 | 10194.0303
2020-12-20 12:00 | 44185.5 | 10277.2121
2020-12-20 13:00 | 44185.5417 | 10001.6061
2020-12-20 14:00 | 44185.5833 | 9780.1515
2020-12-20 15:00 | 44185.625 | 9674.1212
2020-12-20 16:00 | 44185.6667 | 9898
2020-12-20 17:00 | 44185.7083 | 10477.9394
2020-12-20 18:00 | 44185.75 | 10603.7576
2020-12-20 19:00 | 44185.7917 | 10496.4242
2020-12-20 20:00 | 44185.8333 | 10184.303
2020-12-20 21:00 | 44185.875 | 9788.5152
2020-12-20 22:00 | 44185.9167 | 9854.2121
2020-12-20 23:00 | 44185.9583 | 9760.2424
2020-12-21 | 44186 | 9677.1818
2020-12-21 01:00 | 44186.0417 | 8387.8788
2020-12-21 02:00 | 44186.0833 | 7924.4848
2020-12-21 03:00 | 44186.125 | 7786.9697
2020-12-21 04:00 | 44186.1667 | 7778.6061
2020-12-21 05:00 | 44186.2083 | 8044.5758
2020-12-21 06:00 | 44186.25 | 8642.4848
2020-12-21 07:00 | 44186.2917 | 9093.5758
2020-12-21 08:00 | 44186.3333 | 9346.4545
2020-12-21 09:00 | 44186.375 | 9677.0606
2020-12-21 10:00 | 44186.4167 | 9948.3333
2020-12-21 11:00 | 44186.4583 | 10101.1212
2020-12-21 12:00 | 44186.5 | 10096.9091
2020-12-21 13:00 | 44186.5417 | 9887.7576
2020-12-21 14:00 | 44186.5833 | 9629
2020-12-21 15:00 | 44186.625 | 9583.0909
2020-12-21 16:00 | 44186.6667 | 9846.3939
2020-12-21 17:00 | 44186.7083 | 10532.697
2020-12-21 18:00 | 44186.75 | 10524.1212
2020-12-21 19:00 | 44186.7917 | 10161.6364
2020-12-21 20:00 | 44186.8333 | 9569.303
2020-12-21 21:00 | 44186.875 | 9221.1212
2020-12-21 22:00 | 44186.9167 | 9411.8182
2020-12-21 23:00 | 44186.9583 | 9352.303
2020-12-22 | 44187 | 9677.1818
2020-12-22 01:00 | 44187.0417 | 8387.8788
2020-12-22 02:00 | 44187.0833 | 7924.4848
2020-12-22 03:00 | 44187.125 | 7786.9697
2020-12-22 04:00 | 44187.1667 | 7778.6061
2020-12-22 05:00 | 44187.2083 | 8044.5758
2020-12-22 06:00 | 44187.25 | 8642.4848
2020-12-22 07:00 | 44187.2917 | 9093.5758
2020-12-22 08:00 | 44187.3333 | 9346.4545
2020-12-22 09:00 | 44187.375 | 9677.0606
2020-12-22 10:00 | 44187.4167 | 9948.3333
2020-12-22 11:00 | 44187.4583 | 10101.1212
2020-12-22 12:00 | 44187.5 | 10096.9091
2020-12-22 13:00 | 44187.5417 | 9887.7576
2020-12-22 14:00 | 44187.5833 | 9629
2020-12-22 15:00 | 44187.625 | 9583.0909
2020-12-22 16:00 | 44187.6667 | 9846.3939
2020-12-22 17:00 | 44187.7083 | 10532.697
2020-12-22 18:00 | 44187.75 | 10524.1212
2020-12-22 19:00 | 44187.7917 | 10161.6364
2020-12-22 20:00 | 44187.8333 | 9569.303
2020-12-22 21:00 | 44187.875 | 9221.1212
2020-12-22 22:00 | 44187.9167 | 9411.8182
2020-12-22 23:00 | 44187.9583 | 9352.303
2020-12-23 | 44188 | 8982.3333
2020-12-23 01:00 | 44188.0417 | 8080.9394
2020-12-23 02:00 | 44188.0833 | 7702.2121
2020-12-23 03:00 | 44188.125 | 7666.2424
2020-12-23 04:00 | 44188.1667 | 7826.6061
2020-12-23 05:00 | 44188.2083 | 8163.5455
2020-12-23 06:00 | 44188.25 | 8697.3636
2020-12-23 07:00 | 44188.2917 | 9015.7576
2020-12-23 08:00 | 44188.3333 | 9553.8485
2020-12-23 09:00 | 44188.375 | 9870.2727
2020-12-23 10:00 | 44188.4167 | 10083.697
2020-12-23 11:00 | 44188.4583 | 10259.5758
2020-12-23 12:00 | 44188.5 | 10302.6667
2020-12-23 13:00 | 44188.5417 | 10151.0303
2020-12-23 14:00 | 44188.5833 | 9924.5152
2020-12-23 15:00 | 44188.625 | 9901.303
2020-12-23 16:00 | 44188.6667 | 10098.3333
2020-12-23 17:00 | 44188.7083 | 10732.2727
2020-12-23 18:00 | 44188.75 | 10734.2424
2020-12-23 19:00 | 44188.7917 | 10370.8788
2020-12-23 20:00 | 44188.8333 | 9902
2020-12-23 21:00 | 44188.875 | 9567.2727
2020-12-23 22:00 | 44188.9167 | 9833.697
2020-12-23 23:00 | 44188.9583 | 9845.4242
2020-12-24 | 44189 | 9245.697
2020-12-24 01:00 | 44189.0417 | 8580.2121
2020-12-24 02:00 | 44189.0833 | 8202.5152
2020-12-24 03:00 | 44189.125 | 8045.5758
2020-12-24 04:00 | 44189.1667 | 8106.1818
2020-12-24 05:00 | 44189.2083 | 8368.4545
2020-12-24 06:00 | 44189.25 | 8817.6061
2020-12-24 07:00 | 44189.2917 | 9098.9394
2020-12-24 08:00 | 44189.3333 | 9632.1515
2020-12-24 09:00 | 44189.375 | 9944.1212
2020-12-24 10:00 | 44189.4167 | 10154.7576
2020-12-24 11:00 | 44189.4583 | 10329.7879
2020-12-24 12:00 | 44189.5 | 10369.7879
2020-12-24 13:00 | 44189.5417 | 10219.9697
2020-12-24 14:00 | 44189.5833 | 9994.8788
2020-12-24 15:00 | 44189.625 | 9971.8182
2020-12-24 16:00 | 44189.6667 | 10168.5455
2020-12-24 17:00 | 44189.7083 | 10800.2424
2020-12-24 18:00 | 44189.75 | 10801.2121
2020-12-24 19:00 | 44189.7917 | 10437.5758
2020-12-24 20:00 | 44189.8333 | 9969.697
2020-12-24 21:00 | 44189.875 | 9633.7576
2020-12-24 22:00 | 44189.9167 | 9897
2020-12-24 23:00 | 44189.9583 | 9906.9697
2020-12-25 | 44190 | 9220.4545
2020-12-25 01:00 | 44190.0417 | 8735.8182
2020-12-25 02:00 | 44190.0833 | 8315.4848
2020-12-25 03:00 | 44190.125 | 8001.5455
2020-12-25 04:00 | 44190.1667 | 7842.3939
2020-12-25 05:00 | 44190.2083 | 7853.7576
2020-12-25 06:00 | 44190.25 | 7944.5758
2020-12-25 07:00 | 44190.2917 | 7956.0303
2020-12-25 08:00 | 44190.3333 | 8220.0909
2020-12-25 09:00 | 44190.375 | 8596.5758
2020-12-25 10:00 | 44190.4167 | 9031.5152
2020-12-25 11:00 | 44190.4583 | 9286.7879
2020-12-25 12:00 | 44190.5 | 9368.5152
2020-12-25 13:00 | 44190.5417 | 9203.8182
2020-12-25 14:00 | 44190.5833 | 9012.6364
2020-12-25 15:00 | 44190.625 | 8939.3939
2020-12-25 16:00 | 44190.6667 | 9065.1515
2020-12-25 17:00 | 44190.7083 | 9529.3939
2020-12-25 18:00 | 44190.75 | 9653.3939
2020-12-25 19:00 | 44190.7917 | 9487.5152
2020-12-25 20:00 | 44190.8333 | 9262.4242
2020-12-25 21:00 | 44190.875 | 9060.8485
2020-12-25 22:00 | 44190.9167 | 9302.2727
2020-12-25 23:00 | 44190.9583 | 9397.0303
2020-12-26 | 44191 | 8832.0303
2020-12-26 01:00 | 44191.0417 | 8509.8182
2020-12-26 02:00 | 44191.0833 | 8284.6667
2020-12-26 03:00 | 44191.125 | 8049.2121
2020-12-26 04:00 | 44191.1667 | 8052.5758
2020-12-26 05:00 | 44191.2083 | 8135.7879
2020-12-26 06:00 | 44191.25 | 8389.3939
2020-12-26 07:00 | 44191.2917 | 8570.697
2020-12-26 08:00 | 44191.3333 | 9016.2727
2020-12-26 09:00 | 44191.375 | 9321.0303
2020-12-26 10:00 | 44191.4167 | 9650.7576
2020-12-26 11:00 | 44191.4583 | 9900.5455
2020-12-26 12:00 | 44191.5 | 9900.8485
2020-12-26 13:00 | 44191.5417 | 9832.8788
2020-12-26 14:00 | 44191.5833 | 9669.0606
2020-12-26 15:00 | 44191.625 | 9601.8182
2020-12-26 16:00 | 44191.6667 | 9748.9697
2020-12-26 17:00 | 44191.7083 | 10341.7879
2020-12-26 18:00 | 44191.75 | 10396.4545
2020-12-26 19:00 | 44191.7917 | 10155.303
2020-12-26 20:00 | 44191.8333 | 9780.5758
2020-12-26 21:00 | 44191.875 | 9383.0606
2020-12-26 22:00 | 44191.9167 | 9470.7273
2020-12-26 23:00 | 44191.9583 | 9449.1515
2020-12-27 | 44192 | 8734.3939
2020-12-27 01:00 | 44192.0417 | 8312.9394
2020-12-27 02:00 | 44192.0833 | 7964.5758
2020-12-27 03:00 | 44192.125 | 7778.2424
2020-12-27 04:00 | 44192.1667 | 7720.7273
2020-12-27 05:00 | 44192.2083 | 7792.2424
2020-12-27 06:00 | 44192.25 | 7966.3636
2020-12-27 07:00 | 44192.2917 | 8098.3939
2020-12-27 08:00 | 44192.3333 | 8463.2121
2020-12-27 09:00 | 44192.375 | 8816.1212
2020-12-27 10:00 | 44192.4167 | 9246.5152
2020-12-27 11:00 | 44192.4583 | 9569.5455
2020-12-27 12:00 | 44192.5 | 9669.7576
2020-12-27 13:00 | 44192.5417 | 9430.4545
2020-12-27 14:00 | 44192.5833 | 9278.2424
2020-12-27 15:00 | 44192.625 | 9161.5152
2020-12-27 16:00 | 44192.6667 | 9362.3333
2020-12-27 17:00 | 44192.7083 | 9912.7879
2020-12-27 18:00 | 44192.75 | 10019.7879
2020-12-27 19:00 | 44192.7917 | 9898.6364
2020-12-27 20:00 | 44192.8333 | 9564.6364
2020-12-27 21:00 | 44192.875 | 9240.5455
2020-12-27 22:00 | 44192.9167 | 9368.8182
2020-12-27 23:00 | 44192.9583 | 9300.5152
2020-12-28 | 44193 | 9201.1212
2020-12-28 01:00 | 44193.0417 | 8698.3939
2020-12-28 02:00 | 44193.0833 | 8216.9394
2020-12-28 03:00 | 44193.125 | 8074.2121
2020-12-28 04:00 | 44193.1667 | 8065.7273
2020-12-28 05:00 | 44193.2083 | 8342.9697
2020-12-28 06:00 | 44193.25 | 8965.4848
2020-12-28 07:00 | 44193.2917 | 9435.5758
2020-12-28 08:00 | 44193.3333 | 9697.3939
2020-12-28 09:00 | 44193.375 | 10040.5455
2020-12-28 10:00 | 44193.4167 | 10322.0909
2020-12-28 11:00 | 44193.4583 | 10480.8788
2020-12-28 12:00 | 44193.5 | 10476.4545
2020-12-28 13:00 | 44193.5417 | 10259.2727
2020-12-28 14:00 | 44193.5833 | 9990.3636
2020-12-28 15:00 | 44193.625 | 9942.6364
2020-12-28 16:00 | 44193.6667 | 10216.3333
2020-12-28 17:00 | 44193.7083 | 10930.0303
2020-12-28 18:00 | 44193.75 | 10920.9394
2020-12-28 19:00 | 44193.7917 | 10543.7576
2020-12-28 20:00 | 44193.8333 | 9927.9394
2020-12-28 21:00 | 44193.875 | 9565.7273
2020-12-28 22:00 | 44193.9167 | 9763.8182
2020-12-28 23:00 | 44193.9583 | 9701.8788
2020-12-29 | 44194 | 9201.1212
2020-12-29 01:00 | 44194.0417 | 8698.3939
2020-12-29 02:00 | 44194.0833 | 8216.9394
2020-12-29 03:00 | 44194.125 | 8074.2121
2020-12-29 04:00 | 44194.1667 | 8065.7273
2020-12-29 05:00 | 44194.2083 | 8342.9697
2020-12-29 06:00 | 44194.25 | 8965.4848
2020-12-29 07:00 | 44194.2917 | 9435.5758
2020-12-29 08:00 | 44194.3333 | 9697.3939
2020-12-29 09:00 | 44194.375 | 10040.5455
2020-12-29 10:00 | 44194.4167 | 10322.0909
2020-12-29 11:00 | 44194.4583 | 10480.8788
2020-12-29 12:00 | 44194.5 | 10476.4545
2020-12-29 13:00 | 44194.5417 | 10259.2727
2020-12-29 14:00 | 44194.5833 | 9990.3636
2020-12-29 15:00 | 44194.625 | 9942.6364
2020-12-29 16:00 | 44194.6667 | 10216.3333
2020-12-29 17:00 | 44194.7083 | 10930.0303
2020-12-29 18:00 | 44194.75 | 10920.9394
2020-12-29 19:00 | 44194.7917 | 10543.7576
2020-12-29 20:00 | 44194.8333 | 9927.9394
2020-12-29 21:00 | 44194.875 | 9565.7273
2020-12-29 22:00 | 44194.9167 | 9763.8182
2020-12-29 23:00 | 44194.9583 | 9701.8788
2020-12-30 | 44195 | 9201.1212
2020-12-30 01:00 | 44195.0417 | 8698.3939
2020-12-30 02:00 | 44195.0833 | 8216.9394
2020-12-30 03:00 | 44195.125 | 8074.2121
2020-12-30 04:00 | 44195.1667 | 8065.7273
2020-12-30 05:00 | 44195.2083 | 8342.9697
2020-12-30 06:00 | 44195.25 | 8965.4848
2020-12-30 07:00 | 44195.2917 | 9435.5758
2020-12-30 08:00 | 44195.3333 | 9697.3939
2020-12-30 09:00 | 44195.375 | 10040.5455
2020-12-30 10:00 | 44195.4167 | 10322.0909
2020-12-30 11:00 | 44195.4583 | 10480.8788
2020-12-30 12:00 | 44195.5 | 10476.4545
2020-12-30 13:00 | 44195.5417 | 10259.2727
2020-12-30 14:00 | 44195.5833 | 9990.3636
2020-12-30 15:00 | 44195.625 | 9942.6364
2020-12-30 16:00 | 44195.6667 | 10216.3333
2020-12-30 17:00 | 44195.7083 | 10930.0303
2020-12-30 18:00 | 44195.75 | 10920.9394
2020-12-30 19:00 | 44195.7917 | 10543.7576
2020-12-30 20:00 | 44195.8333 | 9927.9394
2020-12-30 21:00 | 44195.875 | 9565.7273
2020-12-30 22:00 | 44195.9167 | 9763.8182
2020-12-30 23:00 | 44195.9583 | 9701.8788
2020-12-31 | 44196 | 9201.1212
2020-12-31 01:00 | 44196.0417 | 8698.3939
2020-12-31 02:00 | 44196.0833 | 8216.9394
2020-12-31 03:00 | 44196.125 | 8074.2121
2020-12-31 04:00 | 44196.1667 | 8065.7273
2020-12-31 05:00 | 44196.2083 | 8342.9697
2020-12-31 06:00 | 44196.25 | 8965.4848
2020-12-31 07:00 | 44196.2917 | 9435.5758
2020-12-31 08:00 | 44196.3333 | 9697.3939
2020-12-31 09:00 | 44196.375 | 10040.5455
2020-12-31 10:00 | 44196.4167 | 10322.0909
2020-12-31 11:00 | 44196.4583 | 10480.8788
2020-12-31 12:00 | 44196.5 | 10476.4545
2020-12-31 13:00 | 44196.5417 | 10259.2727
2020-12-31 14:00 | 44196.5833 | 9990.3636
2020-12-31 15:00 | 44196.625 | 9942.6364
2020-12-31 16:00 | 44196.6667 | 10216.3333
2020-12-31 17:00 | 44196.7083 | 10930.0303
2020-12-31 18:00 | 44196.75 | 10920.9394
2020-12-31 19:00 | 44196.7917 | 10543.7576
2020-12-31 20:00 | 44196.8333 | 9927.9394
2020-12-31 21:00 | 44196.875 | 9565.7273
2020-12-31 22:00 | 44196.9167 | 9763.8182
2020-12-31 23:00 | 44196.9583 | 9701.8788
2021-01-01 | 44197 | 9573.4545
2021-01-01 01:00 | 44197.0417 | 8912.4242
2021-01-01 02:00 | 44197.0833 | 8501.4545
2021-01-01 03:00 | 44197.125 | 8143.6667
2021-01-01 04:00 | 44197.1667 | 7918.1818
2021-01-01 05:00 | 44197.2083 | 7891.4545
2021-01-01 06:00 | 44197.25 | 7937.0606
2021-01-01 07:00 | 44197.2917 | 7804.1515
2021-01-01 08:00 | 44197.3333 | 7885.2424
2021-01-01 09:00 | 44197.375 | 8125.8788
2021-01-01 10:00 | 44197.4167 | 8506.303
2021-01-01 11:00 | 44197.4583 | 8853.5152
2021-01-01 12:00 | 44197.5 | 9068.7879
2021-01-01 13:00 | 44197.5417 | 9070.5758
2021-01-01 14:00 | 44197.5833 | 8948.6364
2021-01-01 15:00 | 44197.625 | 8940.4545
2021-01-01 16:00 | 44197.6667 | 9118.0303
2021-01-01 17:00 | 44197.7083 | 9570.1212
2021-01-01 18:00 | 44197.75 | 9621.5152
2021-01-01 19:00 | 44197.7917 | 9448.7273
2021-01-01 20:00 | 44197.8333 | 9222.1212
2021-01-01 21:00 | 44197.875 | 9073.6667
2021-01-01 22:00 | 44197.9167 | 9399.9091
2021-01-01 23:00 | 44197.9583 | 9527.6667
2021-01-02 | 44198 | 10105.2121
2021-01-02 01:00 | 44198.0417 | 9163.4242
2021-01-02 02:00 | 44198.0833 | 8797.1515
2021-01-02 03:00 | 44198.125 | 8500.6061
2021-01-02 04:00 | 44198.1667 | 8453.7576
2021-01-02 05:00 | 44198.2083 | 8389.6667
2021-01-02 06:00 | 44198.25 | 8639.1515
2021-01-02 07:00 | 44198.2917 | 8722.2727
2021-01-02 08:00 | 44198.3333 | 9255.0909
2021-01-02 09:00 | 44198.375 | 9728.6061
2021-01-02 10:00 | 44198.4167 | 10234.1515
2021-01-02 11:00 | 44198.4583 | 10610.0606
2021-01-02 12:00 | 44198.5 | 10631.2424
2021-01-02 13:00 | 44198.5417 | 10500.5455
2021-01-02 14:00 | 44198.5833 | 10274.9394
2021-01-02 15:00 | 44198.625 | 10173.1212
2021-01-02 16:00 | 44198.6667 | 10162.1515
2021-01-02 17:00 | 44198.7083 | 10792.1515
2021-01-02 18:00 | 44198.75 | 11136.6364
2021-01-02 19:00 | 44198.7917 | 10788.5152
2021-01-02 20:00 | 44198.8333 | 10390.8182
2021-01-02 21:00 | 44198.875 | 10028.6061
2021-01-02 22:00 | 44198.9167 | 10117.7576
2021-01-02 23:00 | 44198.9583 | 10260.1818
2021-01-03 | 44199 | 9708.9091
2021-01-03 01:00 | 44199.0417 | 8978.7576
2021-01-03 02:00 | 44199.0833 | 8533.7576
2021-01-03 03:00 | 44199.125 | 8183.4545
2021-01-03 04:00 | 44199.1667 | 8076.0606
2021-01-03 05:00 | 44199.2083 | 8006.0606
2021-01-03 06:00 | 44199.25 | 8149.7576
2021-01-03 07:00 | 44199.2917 | 8253.4545
2021-01-03 08:00 | 44199.3333 | 8502.303
2021-01-03 09:00 | 44199.375 | 8975.1212
2021-01-03 10:00 | 44199.4167 | 9426.9091
2021-01-03 11:00 | 44199.4583 | 9804.5455
2021-01-03 12:00 | 44199.5 | 10067.2121
2021-01-03 13:00 | 44199.5417 | 9878.2727
2021-01-03 14:00 | 44199.5833 | 9536.7273
2021-01-03 15:00 | 44199.625 | 9464.9394
2021-01-03 16:00 | 44199.6667 | 9364.8182
2021-01-03 17:00 | 44199.7083 | 10179.8182
2021-01-03 18:00 | 44199.75 | 10805.6667
2021-01-03 19:00 | 44199.7917 | 10788.9394
2021-01-03 20:00 | 44199.8333 | 10396
2021-01-03 21:00 | 44199.875 | 10014.8182
2021-01-03 22:00 | 44199.9167 | 10220.3333
2021-01-03 23:00 | 44199.9583 | 10203.9091
2021-01-04 | 44200 | 9911.7879
2021-01-04 01:00 | 44200.0417 | 9342.9394
2021-01-04 02:00 | 44200.0833 | 8885.3939
2021-01-04 03:00 | 44200.125 | 8601.2424
2021-01-04 04:00 | 44200.1667 | 8593.2424
2021-01-04 05:00 | 44200.2083 | 9064.9091
2021-01-04 06:00 | 44200.25 | 10337.1515
2021-01-04 07:00 | 44200.2917 | 11429.7879
2021-01-04 08:00 | 44200.3333 | 11871.1515
2021-01-04 09:00 | 44200.375 | 11993.8485
2021-01-04 10:00 | 44200.4167 | 12043.4242
2021-01-04 11:00 | 44200.4583 | 12192.3939
2021-01-04 12:00 | 44200.5 | 11959.7576
2021-01-04 13:00 | 44200.5417 | 11949.2121
2021-01-04 14:00 | 44200.5833 | 11780.7576
2021-01-04 15:00 | 44200.625 | 11687.9091
2021-01-04 16:00 | 44200.6667 | 11693.7576
2021-01-04 17:00 | 44200.7083 | 12421.5455
2021-01-04 18:00 | 44200.75 | 12634.8788
2021-01-04 19:00 | 44200.7917 | 12034.8485
2021-01-04 20:00 | 44200.8333 | 11313.1212
2021-01-04 21:00 | 44200.875 | 10616.8788
2021-01-04 22:00 | 44200.9167 | 10892.8182
2021-01-04 23:00 | 44200.9583 | 10859.8788
2021-01-05 | 44201 | 10493.1212
2021-01-05 01:00 | 44201.0417 | 10045.6667
2021-01-05 02:00 | 44201.0833 | 9686.0909
2021-01-05 03:00 | 44201.125 | 9462.7576
2021-01-05 04:00 | 44201.1667 | 9456.3939
2021-01-05 05:00 | 44201.2083 | 9827.303
2021-01-05 06:00 | 44201.25 | 10827.4545
2021-01-05 07:00 | 44201.2917 | 11686.6667
2021-01-05 08:00 | 44201.3333 | 12033.9091
2021-01-05 09:00 | 44201.375 | 12130.0606
2021-01-05 10:00 | 44201.4167 | 12169.0909
2021-01-05 11:00 | 44201.4583 | 12286.1818
2021-01-05 12:00 | 44201.5 | 12103.2727
2021-01-05 13:00 | 44201.5417 | 12095.0909
2021-01-05 14:00 | 44201.5833 | 11962.5455
2021-01-05 15:00 | 44201.625 | 11889.4848
2021-01-05 16:00 | 44201.6667 | 11894.2121
2021-01-05 17:00 | 44201.7083 | 12466.3939
2021-01-05 18:00 | 44201.75 | 12634.1515
2021-01-05 19:00 | 44201.7917 | 12162.3636
2021-01-05 20:00 | 44201.8333 | 11594.9091
2021-01-05 21:00 | 44201.875 | 11047.4848
2021-01-05 22:00 | 44201.9167 | 11264.4242
2021-01-05 23:00 | 44201.9583 | 11238.6364
2021-01-06 | 44202 | 10528.2727
2021-01-06 01:00 | 44202.0417 | 10080.5152
2021-01-06 02:00 | 44202.0833 | 9720.1818
2021-01-06 03:00 | 44202.125 | 9496.6061
2021-01-06 04:00 | 44202.1667 | 9490.2424
2021-01-06 05:00 | 44202.2083 | 9861.5152
2021-01-06 06:00 | 44202.25 | 10863.2727
2021-01-06 07:00 | 44202.2917 | 11723.4242
2021-01-06 08:00 | 44202.3333 | 12070.9394
2021-01-06 09:00 | 44202.375 | 12167.4545
2021-01-06 10:00 | 44202.4167 | 12206.4848
2021-01-06 11:00 | 44202.4583 | 12323.8182
2021-01-06 12:00 | 44202.5 | 12140.5758
2021-01-06 13:00 | 44202.5417 | 12132.3939
2021-01-06 14:00 | 44202.5833 | 11999.7273
2021-01-06 15:00 | 44202.625 | 11926.4848
2021-01-06 16:00 | 44202.6667 | 11931.1515
2021-01-06 17:00 | 44202.7083 | 12504.1212
2021-01-06 18:00 | 44202.75 | 12672.1212
2021-01-06 19:00 | 44202.7917 | 12199.7576
2021-01-06 20:00 | 44202.8333 | 11631.5758
2021-01-06 21:00 | 44202.875 | 11083.3636
2021-01-06 22:00 | 44202.9167 | 11300.6061
2021-01-06 23:00 | 44202.9583 | 11274.6667
2021-01-07 | 44203 | 10561.9697
2021-01-07 01:00 | 44203.0417 | 10113.2424
2021-01-07 02:00 | 44203.0833 | 9752.3939
2021-01-07 03:00 | 44203.125 | 9528.2727
2021-01-07 04:00 | 44203.1667 | 9522.0303
2021-01-07 05:00 | 44203.2083 | 9893.9091
2021-01-07 06:00 | 44203.25 | 10897.4242
2021-01-07 07:00 | 44203.2917 | 11759.2424
2021-01-07 08:00 | 44203.3333 | 12107.3939
2021-01-07 09:00 | 44203.375 | 12204.0303
2021-01-07 10:00 | 44203.4167 | 12243.1515
2021-01-07 11:00 | 44203.4583 | 12360.5758
2021-01-07 12:00 | 44203.5 | 12177.0606
2021-01-07 13:00 | 44203.5417 | 12168.8788
2021-01-07 14:00 | 44203.5833 | 12036
2021-01-07 15:00 | 44203.625 | 11962.5758
2021-01-07 16:00 | 44203.6667 | 11967.3636
2021-01-07 17:00 | 44203.7083 | 12541.3939
2021-01-07 18:00 | 44203.75 | 12709.6364
2021-01-07 19:00 | 44203.7917 | 12236.303
2021-01-07 20:00 | 44203.8333 | 11667.1818
2021-01-07 21:00 | 44203.875 | 11118
2021-01-07 22:00 | 44203.9167 | 11335.5152
2021-01-07 23:00 | 44203.9583 | 11309.697
2021-01-08 | 44204 | 10604.697
2021-01-08 01:00 | 44204.0417 | 10155.3333
2021-01-08 02:00 | 44204.0833 | 9793.9091
2021-01-08 03:00 | 44204.125 | 9569.5758
2021-01-08 04:00 | 44204.1667 | 9563.1818
2021-01-08 05:00 | 44204.2083 | 9935.6364
2021-01-08 06:00 | 44204.25 | 10940.8182
2021-01-08 07:00 | 44204.2917 | 11803.9394
2021-01-08 08:00 | 44204.3333 | 12152.697
2021-01-08 09:00 | 44204.375 | 12249.4242
2021-01-08 10:00 | 44204.4167 | 12288.5152
2021-01-08 11:00 | 44204.4583 | 12406.0909
2021-01-08 12:00 | 44204.5 | 12222.4545
2021-01-08 13:00 | 44204.5417 | 12214.2424
2021-01-08 14:00 | 44204.5833 | 12081.0606
2021-01-08 15:00 | 44204.625 | 12007.7273
2021-01-08 16:00 | 44204.6667 | 12012.303
2021-01-08 17:00 | 44204.7083 | 12587.2727
2021-01-08 18:00 | 44204.75 | 12755.7879
2021-01-08 19:00 | 44204.7917 | 12281.8485
2021-01-08 20:00 | 44204.8333 | 11711.7879
2021-01-08 21:00 | 44204.875 | 11161.6667
2021-01-08 22:00 | 44204.9167 | 11379.5152
2021-01-08 23:00 | 44204.9583 | 11353.7273
2021-01-09 | 44205 | 10384.8788
2021-01-09 01:00 | 44205.0417 | 9832.1818
2021-01-09 02:00 | 44205.0833 | 9415.0909
2021-01-09 03:00 | 44205.125 | 9155.2121
2021-01-09 04:00 | 44205.1667 | 8999.2121
2021-01-09 05:00 | 44205.2083 | 8999.7576
2021-01-09 06:00 | 44205.25 | 9219.0606
2021-01-09 07:00 | 44205.2917 | 9472.3939
2021-01-09 08:00 | 44205.3333 | 10034.7576
2021-01-09 09:00 | 44205.375 | 10526.4242
2021-01-09 10:00 | 44205.4167 | 10856.9697
2021-01-09 11:00 | 44205.4583 | 11071.7879
2021-01-09 12:00 | 44205.5 | 11076
2021-01-09 13:00 | 44205.5417 | 10854.4545
2021-01-09 14:00 | 44205.5833 | 10587.3636
2021-01-09 15:00 | 44205.625 | 10471.8788
2021-01-09 16:00 | 44205.6667 | 10500.4848
2021-01-09 17:00 | 44205.7083 | 11070.6061
2021-01-09 18:00 | 44205.75 | 11373.5152
2021-01-09 19:00 | 44205.7917 | 11013.3939
2021-01-09 20:00 | 44205.8333 | 10554.1818
2021-01-09 21:00 | 44205.875 | 10126.8788
2021-01-09 22:00 | 44205.9167 | 10315.4545
2021-01-09 23:00 | 44205.9583 | 10442.3939
2021-01-10 | 44206 | 9794.4848
2021-01-10 01:00 | 44206.0417 | 9325.8788
2021-01-10 02:00 | 44206.0833 | 8963.697
2021-01-10 03:00 | 44206.125 | 8695.697
2021-01-10 04:00 | 44206.1667 | 8577.2424
2021-01-10 05:00 | 44206.2083 | 8502.0303
2021-01-10 06:00 | 44206.25 | 8628.9091
2021-01-10 07:00 | 44206.2917 | 8711.8788
2021-01-10 08:00 | 44206.3333 | 9084.9091
2021-01-10 09:00 | 44206.375 | 9616.3636
2021-01-10 10:00 | 44206.4167 | 9982.3939
2021-01-10 11:00 | 44206.4583 | 10288.7576
2021-01-10 12:00 | 44206.5 | 10455.9091
2021-01-10 13:00 | 44206.5417 | 10170.0606
2021-01-10 14:00 | 44206.5833 | 9852.2424
2021-01-10 15:00 | 44206.625 | 9729.1818
2021-01-10 16:00 | 44206.6667 | 9771.3333
2021-01-10 17:00 | 44206.7083 | 10504.2121
2021-01-10 18:00 | 44206.75 | 10956.303
2021-01-10 19:00 | 44206.7917 | 10859.3636
2021-01-10 20:00 | 44206.8333 | 10514.0606
2021-01-10 21:00 | 44206.875 | 10080.6364
2021-01-10 22:00 | 44206.9167 | 10199.1212
2021-01-10 23:00 | 44206.9583 | 10209.1515
2021-01-11 | 44207 | 10071.3636
2021-01-11 01:00 | 44207.0417 | 9502.8182
2021-01-11 02:00 | 44207.0833 | 9045.6667
2021-01-11 03:00 | 44207.125 | 8761.9091
2021-01-11 04:00 | 44207.1667 | 8753.8788
2021-01-11 05:00 | 44207.2083 | 9225.0909
2021-01-11 06:00 | 44207.25 | 10496.4545
2021-01-11 07:00 | 44207.2917 | 11588.1515
2021-01-11 08:00 | 44207.3333 | 12029.3636
2021-01-11 09:00 | 44207.375 | 12151.7879
2021-01-11 10:00 | 44207.4167 | 12201.3939
2021-01-11 11:00 | 44207.4583 | 12350.1212
2021-01-11 12:00 | 44207.5 | 12117.7576
2021-01-11 13:00 | 44207.5417 | 12107.1515
2021-01-11 14:00 | 44207.5833 | 11938.8788
2021-01-11 15:00 | 44207.625 | 11845.9697
2021-01-11 16:00 | 44207.6667 | 11851.8485
2021-01-11 17:00 | 44207.7083 | 12579.0606
2021-01-11 18:00 | 44207.75 | 12792.2424
2021-01-11 19:00 | 44207.7917 | 12192.697
2021-01-11 20:00 | 44207.8333 | 11471.6364
2021-01-11 21:00 | 44207.875 | 10775.8788
2021-01-11 22:00 | 44207.9167 | 11051.5455
2021-01-11 23:00 | 44207.9583 | 11018.8485
2021-01-12 | 44208 | 10608.1515
2021-01-12 01:00 | 44208.0417 | 10155.7879
2021-01-12 02:00 | 44208.0833 | 9792.0909
2021-01-12 03:00 | 44208.125 | 9566.2121
2021-01-12 04:00 | 44208.1667 | 9559.9394
2021-01-12 05:00 | 44208.2083 | 9934.8182
2021-01-12 06:00 | 44208.25 | 10946.3636
2021-01-12 07:00 | 44208.2917 | 11814.8485
2021-01-12 08:00 | 44208.3333 | 12165.9091
2021-01-12 09:00 | 44208.375 | 12263.3333
2021-01-12 10:00 | 44208.4167 | 12302.7879
2021-01-12 11:00 | 44208.4583 | 12421.1212
2021-01-12 12:00 | 44208.5 | 12236.1818
2021-01-12 13:00 | 44208.5417 | 12227.8485
2021-01-12 14:00 | 44208.5833 | 12093.9697
2021-01-12 15:00 | 44208.625 | 12019.9394
2021-01-12 16:00 | 44208.6667 | 12024.7273
2021-01-12 17:00 | 44208.7083 | 12603.2424
2021-01-12 18:00 | 44208.75 | 12772.8485
2021-01-12 19:00 | 44208.7917 | 12295.8788
2021-01-12 20:00 | 44208.8333 | 11722.1212
2021-01-12 21:00 | 44208.875 | 11168.6061
2021-01-12 22:00 | 44208.9167 | 11388
2021-01-12 23:00 | 44208.9583 | 11361.8788
2021-01-13 | 44209 | 10568.5455
2021-01-13 01:00 | 44209.0417 | 10114.6667
2021-01-13 02:00 | 44209.0833 | 9749.7879
2021-01-13 03:00 | 44209.125 | 9523.1212
2021-01-13 04:00 | 44209.1667 | 9516.8182
2021-01-13 05:00 | 44209.2083 | 9892.9394
2021-01-13 06:00 | 44209.25 | 10907.7576
2021-01-13 07:00 | 44209.2917 | 11779.2727
2021-01-13 08:00 | 44209.3333 | 12131.4242
2021-01-13 09:00 | 44209.375 | 12229.2121
2021-01-13 10:00 | 44209.4167 | 12268.7273
2021-01-13 11:00 | 44209.4583 | 12387.4242
2021-01-13 12:00 | 44209.5 | 12202.0303
2021-01-13 13:00 | 44209.5417 | 12193.6667
2021-01-13 14:00 | 44209.5833 | 12059.1818
2021-01-13 15:00 | 44209.625 | 11984.9697
2021-01-13 16:00 | 44209.6667 | 11989.7576
2021-01-13 17:00 | 44209.7083 | 12570.4545
2021-01-13 18:00 | 44209.75 | 12740.4545
2021-01-13 19:00 | 44209.7917 | 12261.8485
2021-01-13 20:00 | 44209.8333 | 11686.2121
2021-01-13 21:00 | 44209.875 | 11130.9394
2021-01-13 22:00 | 44209.9167 | 11350.9697
2021-01-13 23:00 | 44209.9583 | 11324.7273
2021-01-14 | 44210 | 10592.8182
2021-01-14 01:00 | 44210.0417 | 10138.4545
2021-01-14 02:00 | 44210.0833 | 9773.0909
2021-01-14 03:00 | 44210.125 | 9546.0909
2021-01-14 04:00 | 44210.1667 | 9539.7576
2021-01-14 05:00 | 44210.2083 | 9916.303
2021-01-14 06:00 | 44210.25 | 10932.6061
2021-01-14 07:00 | 44210.2917 | 11805.0606
2021-01-14 08:00 | 44210.3333 | 12157.6061
2021-01-14 09:00 | 44210.375 | 12255.6061
2021-01-14 10:00 | 44210.4167 | 12295.3636
2021-01-14 11:00 | 44210.4583 | 12414.2424
2021-01-14 12:00 | 44210.5 | 12228.4848
2021-01-14 13:00 | 44210.5417 | 12220.0303
2021-01-14 14:00 | 44210.5833 | 12085.4242
2021-01-14 15:00 | 44210.625 | 12011.2727
2021-01-14 16:00 | 44210.6667 | 12015.8485
2021-01-14 17:00 | 44210.7083 | 12597.1515
2021-01-14 18:00 | 44210.75 | 12767.5152
2021-01-14 19:00 | 44210.7917 | 12288.4545
2021-01-14 20:00 | 44210.8333 | 11711.9697
2021-01-14 21:00 | 44210.875 | 11155.9394
2021-01-14 22:00 | 44210.9167 | 11376.303
2021-01-14 23:00 | 44210.9583 | 11349.9091
2021-01-15 | 44211 | 10492.8485
2021-01-15 01:00 | 44211.0417 | 10036.9697
2021-01-15 02:00 | 44211.0833 | 9670.6364
2021-01-15 03:00 | 44211.125 | 9443.1212
2021-01-15 04:00 | 44211.1667 | 9436.697
2021-01-15 05:00 | 44211.2083 | 9814.303
2021-01-15 06:00 | 44211.25 | 10833.5455
2021-01-15 07:00 | 44211.2917 | 11708.7273
2021-01-15 08:00 | 44211.3333 | 12062.5758
2021-01-15 09:00 | 44211.375 | 12160.5758
2021-01-15 10:00 | 44211.4167 | 12200.3636
2021-01-15 11:00 | 44211.4583 | 12319.6667
2021-01-15 12:00 | 44211.5 | 12133.2424
2021-01-15 13:00 | 44211.5417 | 12124.9091
2021-01-15 14:00 | 44211.5833 | 11989.8788
2021-01-15 15:00 | 44211.625 | 11915.4242
2021-01-15 16:00 | 44211.6667 | 11920.0606
2021-01-15 17:00 | 44211.7083 | 12503.1515
2021-01-15 18:00 | 44211.75 | 12673.9394
2021-01-15 19:00 | 44211.7917 | 12193.3636
2021-01-15 20:00 | 44211.8333 | 11615.303
2021-01-15 21:00 | 44211.875 | 11057.6667
2021-01-15 22:00 | 44211.9167 | 11278.5758
2021-01-15 23:00 | 44211.9583 | 11252.303
2021-01-16 | 44212 | 10381.5152
2021-01-16 01:00 | 44212.0417 | 9821.6364
2021-01-16 02:00 | 44212.0833 | 9398.9091
2021-01-16 03:00 | 44212.125 | 9135.6061
2021-01-16 04:00 | 44212.1667 | 8977.4545
2021-01-16 05:00 | 44212.2083 | 8978.0606
2021-01-16 06:00 | 44212.25 | 9200.2727
2021-01-16 07:00 | 44212.2917 | 9456.9394
2021-01-16 08:00 | 44212.3333 | 10026.7273
2021-01-16 09:00 | 44212.375 | 10525.1212
2021-01-16 10:00 | 44212.4167 | 10860.0303
2021-01-16 11:00 | 44212.4583 | 11077.6061
2021-01-16 12:00 | 44212.5 | 11081.8788
2021-01-16 13:00 | 44212.5417 | 10857.5455
2021-01-16 14:00 | 44212.5833 | 10586.9091
2021-01-16 15:00 | 44212.625 | 10469.8182
2021-01-16 16:00 | 44212.6667 | 10498.8485
2021-01-16 17:00 | 44212.7083 | 11076.4848
2021-01-16 18:00 | 44212.75 | 11383.697
2021-01-16 19:00 | 44212.7917 | 11018.4242
2021-01-16 20:00 | 44212.8333 | 10553.3333
2021-01-16 21:00 | 44212.875 | 10120.2424
2021-01-16 22:00 | 44212.9167 | 10311.2424
2021-01-16 23:00 | 44212.9583 | 10439.8788
2021-01-17 | 44213 | 9819.1515
2021-01-17 01:00 | 44213.0417 | 9349.1515
2021-01-17 02:00 | 44213.0833 | 8985.5455
2021-01-17 03:00 | 44213.125 | 8716.5758
2021-01-17 04:00 | 44213.1667 | 8597.697
2021-01-17 05:00 | 44213.2083 | 8522.1818
2021-01-17 06:00 | 44213.25 | 8649.6364
2021-01-17 07:00 | 44213.2917 | 8733.1818
2021-01-17 08:00 | 44213.3333 | 9107.3939
2021-01-17 09:00 | 44213.375 | 9640.5455
2021-01-17 10:00 | 44213.4167 | 10007.7273
2021-01-17 11:00 | 44213.4583 | 10315.2121
2021-01-17 12:00 | 44213.5 | 10483.1212
2021-01-17 13:00 | 44213.5417 | 10196.1212
2021-01-17 14:00 | 44213.5833 | 9877.3636
2021-01-17 15:00 | 44213.625 | 9753.7879
2021-01-17 16:00 | 44213.6667 | 9796.0303
2021-01-17 17:00 | 44213.7083 | 10531.3636
2021-01-17 18:00 | 44213.75 | 10985.1515
2021-01-17 19:00 | 44213.7917 | 10887.7879
2021-01-17 20:00 | 44213.8333 | 10541.303
2021-01-17 21:00 | 44213.875 | 10106.7576
2021-01-17 22:00 | 44213.9167 | 10225.4545
2021-01-17 23:00 | 44213.9583 | 10235.4242
2021-01-18 | 44214 | 10035.2424
2021-01-18 01:00 | 44214.0417 | 9476.3636
2021-01-18 02:00 | 44214.0833 | 9027.0303
2021-01-18 03:00 | 44214.125 | 8748
2021-01-18 04:00 | 44214.1667 | 8740.0909
2021-01-18 05:00 | 44214.2083 | 9203.2727
2021-01-18 06:00 | 44214.25 | 10453.1212
2021-01-18 07:00 | 44214.2917 | 11526.3939
2021-01-18 08:00 | 44214.3333 | 11960
2021-01-18 09:00 | 44214.375 | 12080.3939
2021-01-18 10:00 | 44214.4167 | 12129.1515
2021-01-18 11:00 | 44214.4583 | 12275.4545
2021-01-18 12:00 | 44214.5 | 12046.8788
2021-01-18 13:00 | 44214.5417 | 12036.6667
2021-01-18 14:00 | 44214.5833 | 11871.0909
2021-01-18 15:00 | 44214.625 | 11779.8182
2021-01-18 16:00 | 44214.6667 | 11785.5152
2021-01-18 17:00 | 44214.7083 | 12500.4848
2021-01-18 18:00 | 44214.75 | 12710.1818
2021-01-18 19:00 | 44214.7917 | 12120.7273
2021-01-18 20:00 | 44214.8333 | 11411.7879
2021-01-18 21:00 | 44214.875 | 10728
2021-01-18 22:00 | 44214.9167 | 10998.8788
2021-01-18 23:00 | 44214.9583 | 10966.6667
2021-01-19 | 44215 | 10632.3636
2021-01-19 01:00 | 44215.0417 | 10177.4848
2021-01-19 02:00 | 44215.0833 | 9811.6667
2021-01-19 03:00 | 44215.125 | 9584.6061
2021-01-19 04:00 | 44215.1667 | 9578.0303
2021-01-19 05:00 | 44215.2083 | 9955.2121
2021-01-19 06:00 | 44215.25 | 10972.5152
2021-01-19 07:00 | 44215.2917 | 11846.1212
2021-01-19 08:00 | 44215.3333 | 12199
2021-01-19 09:00 | 44215.375 | 12297.0909
2021-01-19 10:00 | 44215.4167 | 12336.6364
2021-01-19 11:00 | 44215.4583 | 12455.8485
2021-01-19 12:00 | 44215.5 | 12269.8485
2021-01-19 13:00 | 44215.5417 | 12261.3333
2021-01-19 14:00 | 44215.5833 | 12126.697
2021-01-19 15:00 | 44215.625 | 12052.3636
2021-01-19 16:00 | 44215.6667 | 12057
2021-01-19 17:00 | 44215.7083 | 12638.9091
2021-01-19 18:00 | 44215.75 | 12809.4848
2021-01-19 19:00 | 44215.7917 | 12329.6667
2021-01-19 20:00 | 44215.8333 | 11752.7576
2021-01-19 21:00 | 44215.875 | 11196.1212
2021-01-19 22:00 | 44215.9167 | 11416.7273
2021-01-19 23:00 | 44215.9583 | 11390.4848
2021-01-20 | 44216 | 10708.9091
2021-01-20 01:00 | 44216.0417 | 10255.1818
2021-01-20 02:00 | 44216.0833 | 9890.3939
2021-01-20 03:00 | 44216.125 | 9663.8182
2021-01-20 04:00 | 44216.1667 | 9657.3333
2021-01-20 05:00 | 44216.2083 | 10033.3333
2021-01-20 06:00 | 44216.25 | 11048.2727
2021-01-20 07:00 | 44216.2917 | 11919.6061
2021-01-20 08:00 | 44216.3333 | 12271.7273
2021-01-20 09:00 | 44216.375 | 12369.5758
2021-01-20 10:00 | 44216.4167 | 12409.0909
2021-01-20 11:00 | 44216.4583 | 12527.8182
2021-01-20 12:00 | 44216.5 | 12342.2727
2021-01-20 13:00 | 44216.5417 | 12333.9091
2021-01-20 14:00 | 44216.5833 | 12199.5152
2021-01-20 15:00 | 44216.625 | 12125.3636
2021-01-20 16:00 | 44216.6667 | 12130.1212
2021-01-20 17:00 | 44216.7083 | 12710.5152
2021-01-20 18:00 | 44216.75 | 12880.697
2021-01-20 19:00 | 44216.7917 | 12402.2121
2021-01-20 20:00 | 44216.8333 | 11826.4848
2021-01-20 21:00 | 44216.875 | 11271.2121
2021-01-20 22:00 | 44216.9167 | 11491.2424
2021-01-20 23:00 | 44216.9583 | 11465.0303
2021-01-21 | 44217 | 10723.9697
2021-01-21 01:00 | 44217.0417 | 10270.8485
2021-01-21 02:00 | 44217.0833 | 9906.303
2021-01-21 03:00 | 44217.125 | 9680.0303
2021-01-21 04:00 | 44217.1667 | 9673.7879
2021-01-21 05:00 | 44217.2083 | 10049.4242
2021-01-21 06:00 | 44217.25 | 11063
2021-01-21 07:00 | 44217.2917 | 11933.3333
2021-01-21 08:00 | 44217.3333 | 12285.0606
2021-01-21 09:00 | 44217.375 | 12382.7576
2021-01-21 10:00 | 44217.4167 | 12422.1818
2021-01-21 11:00 | 44217.4583 | 12540.8182
2021-01-21 12:00 | 44217.5 | 12355.6061
2021-01-21 13:00 | 44217.5417 | 12347.1515
2021-01-21 14:00 | 44217.5833 | 12213
2021-01-21 15:00 | 44217.625 | 12138.8182
2021-01-21 16:00 | 44217.6667 | 12143.6061
2021-01-21 17:00 | 44217.7083 | 12723.303
2021-01-21 18:00 | 44217.75 | 12893.1818
2021-01-21 19:00 | 44217.7917 | 12415.3939
2021-01-21 20:00 | 44217.8333 | 11840.3939
2021-01-21 21:00 | 44217.875 | 11285.7879
2021-01-21 22:00 | 44217.9167 | 11505.6364
2021-01-21 23:00 | 44217.9583 | 11479.4545
2021-01-22 | 44218 | 10710.2424
2021-01-22 01:00 | 44218.0417 | 10257.1818
2021-01-22 02:00 | 44218.0833 | 9892.7879
2021-01-22 03:00 | 44218.125 | 9666.6061
2021-01-22 04:00 | 44218.1667 | 9660.1818
2021-01-22 05:00 | 44218.2083 | 10035.7273
2021-01-22 06:00 | 44218.25 | 11049.0303
2021-01-22 07:00 | 44218.2917 | 11919.3636
2021-01-22 08:00 | 44218.3333 | 12270.8788
2021-01-22 09:00 | 44218.375 | 12368.6667
2021-01-22 10:00 | 44218.4167 | 12408.0606
2021-01-22 11:00 | 44218.4583 | 12526.8182
2021-01-22 12:00 | 44218.5 | 12341.3939
2021-01-22 13:00 | 44218.5417 | 12333.1818
2021-01-22 14:00 | 44218.5833 | 12198.8788
2021-01-22 15:00 | 44218.625 | 12124.9394
2021-01-22 16:00 | 44218.6667 | 12129.4848
2021-01-22 17:00 | 44218.7083 | 12709.1818
2021-01-22 18:00 | 44218.75 | 12879.1515
2021-01-22 19:00 | 44218.7917 | 12401.2424
2021-01-22 20:00 | 44218.8333 | 11826.3939
2021-01-22 21:00 | 44218.875 | 11271.8182
2021-01-22 22:00 | 44218.9167 | 11491.6364
2021-01-22 23:00 | 44218.9583 | 11465.4848
2021-01-23 | 44219 | 10555.0606
2021-01-23 01:00 | 44219.0417 | 9995.303
2021-01-23 02:00 | 44219.0833 | 9572.9394
2021-01-23 03:00 | 44219.125 | 9309.5152
2021-01-23 04:00 | 44219.1667 | 9151.5152
2021-01-23 05:00 | 44219.2083 | 9152.0909
2021-01-23 06:00 | 44219.25 | 9374.1818
2021-01-23 07:00 | 44219.2917 | 9630.7879
2021-01-23 08:00 | 44219.3333 | 10200.3333
2021-01-23 09:00 | 44219.375 | 10698.5758
2021-01-23 10:00 | 44219.4167 | 11033.3636
2021-01-23 11:00 | 44219.4583 | 11250.9697
2021-01-23 12:00 | 44219.5 | 11255.1212
2021-01-23 13:00 | 44219.5417 | 11030.9394
2021-01-23 14:00 | 44219.5833 | 10760.3636
2021-01-23 15:00 | 44219.625 | 10643.303
2021-01-23 16:00 | 44219.6667 | 10672.2121
2021-01-23 17:00 | 44219.7083 | 11249.9091
2021-01-23 18:00 | 44219.75 | 11556.697
2021-01-23 19:00 | 44219.7917 | 11191.697
2021-01-23 20:00 | 44219.8333 | 10726.7879
2021-01-23 21:00 | 44219.875 | 10293.8182
2021-01-23 22:00 | 44219.9167 | 10484.7879
2021-01-23 23:00 | 44219.9583 | 10613.3939
2021-01-24 | 44220 | 9839.2727
2021-01-24 01:00 | 44220.0417 | 9369.0606
2021-01-24 02:00 | 44220.0833 | 9005.7273
2021-01-24 03:00 | 44220.125 | 8736.7576
2021-01-24 04:00 | 44220.1667 | 8617.7879
2021-01-24 05:00 | 44220.2083 | 8542.3636
2021-01-24 06:00 | 44220.25 | 8669.8485
2021-01-24 07:00 | 44220.2917 | 8753.0303
2021-01-24 08:00 | 44220.3333 | 9127.4545
2021-01-24 09:00 | 44220.375 | 9660.4545
2021-01-24 10:00 | 44220.4167 | 10027.697
2021-01-24 11:00 | 44220.4583 | 10335.1818
2021-01-24 12:00 | 44220.5 | 10502.9697
2021-01-24 13:00 | 44220.5417 | 10216.2121
2021-01-24 14:00 | 44220.5833 | 9897.2424
2021-01-24 15:00 | 44220.625 | 9773.8788
2021-01-24 16:00 | 44220.6667 | 9816
2021-01-24 17:00 | 44220.7083 | 10551.2424
2021-01-24 18:00 | 44220.75 | 11005.0303
2021-01-24 19:00 | 44220.7917 | 10907.6364
2021-01-24 20:00 | 44220.8333 | 10561.2424
2021-01-24 21:00 | 44220.875 | 10126.5758
2021-01-24 22:00 | 44220.9167 | 10245.3333
2021-01-24 23:00 | 44220.9583 | 10255.5455
2021-01-25 | 44221 | 10053.8182
2021-01-25 01:00 | 44221.0417 | 9492.5152
2021-01-25 02:00 | 44221.0833 | 9041.0303
2021-01-25 03:00 | 44221.125 | 8760.7273
2021-01-25 04:00 | 44221.1667 | 8752.8788
2021-01-25 05:00 | 44221.2083 | 9218
2021-01-25 06:00 | 44221.25 | 10473.3939
2021-01-25 07:00 | 44221.2917 | 11551.7273
2021-01-25 08:00 | 44221.3333 | 11987.2727
2021-01-25 09:00 | 44221.375 | 12108.2424
2021-01-25 10:00 | 44221.4167 | 12157.1212
2021-01-25 11:00 | 44221.4583 | 12304.1515
2021-01-25 12:00 | 44221.5 | 12074.4242
2021-01-25 13:00 | 44221.5417 | 12064.2121
2021-01-25 14:00 | 44221.5833 | 11898.0303
2021-01-25 15:00 | 44221.625 | 11806.1515
2021-01-25 16:00 | 44221.6667 | 11812.0303
2021-01-25 17:00 | 44221.7083 | 12530.1515
2021-01-25 18:00 | 44221.75 | 12740.4848
2021-01-25 19:00 | 44221.7917 | 12148.6667
2021-01-25 20:00 | 44221.8333 | 11436.5455
2021-01-25 21:00 | 44221.875 | 10749.6061
2021-01-25 22:00 | 44221.9167 | 11021.7879
2021-01-25 23:00 | 44221.9583 | 10989.2727
2021-01-26 | 44222 | 10642.2727
2021-01-26 01:00 | 44222.0417 | 10190
2021-01-26 02:00 | 44222.0833 | 9826.4848
2021-01-26 03:00 | 44222.125 | 9600.6364
2021-01-26 04:00 | 44222.1667 | 9594.3333
2021-01-26 05:00 | 44222.2083 | 9968.9394
2021-01-26 06:00 | 44222.25 | 10980.1515
2021-01-26 07:00 | 44222.2917 | 11848.4242
2021-01-26 08:00 | 44222.3333 | 12199.303
2021-01-26 09:00 | 44222.375 | 12296.5758
2021-01-26 10:00 | 44222.4167 | 12336.0909
2021-01-26 11:00 | 44222.4583 | 12454.4242
2021-01-26 12:00 | 44222.5 | 12269.5152
2021-01-26 13:00 | 44222.5417 | 12261.1818
2021-01-26 14:00 | 44222.5833 | 12127.303
2021-01-26 15:00 | 44222.625 | 12053.4848
2021-01-26 16:00 | 44222.6667 | 12058.0303
2021-01-26 17:00 | 44222.7083 | 12636.5455
2021-01-26 18:00 | 44222.75 | 12806
2021-01-26 19:00 | 44222.7917 | 12329.1212
2021-01-26 20:00 | 44222.8333 | 11755.6364
2021-01-26 21:00 | 44222.875 | 11202.4242
2021-01-26 22:00 | 44222.9167 | 11421.8182
2021-01-26 23:00 | 44222.9583 | 11395.4545
2021-01-27 | 44223 | 10663.1818
2021-01-27 01:00 | 44223.0417 | 10212.0909
2021-01-27 02:00 | 44223.0833 | 9849.0303
2021-01-27 03:00 | 44223.125 | 9623.8485
2021-01-27 04:00 | 44223.1667 | 9617.6667
2021-01-27 05:00 | 44223.2083 | 9991.4848
2021-01-27 06:00 | 44223.25 | 11000.6061
2021-01-27 07:00 | 44223.2917 | 11867.0909
2021-01-27 08:00 | 44223.3333 | 12217.1515
2021-01-27 09:00 | 44223.375 | 12314.4242
2021-01-27 10:00 | 44223.4167 | 12353.7273
2021-01-27 11:00 | 44223.4583 | 12471.8485
2021-01-27 12:00 | 44223.5 | 12287.4242
2021-01-27 13:00 | 44223.5417 | 12279.1212
2021-01-27 14:00 | 44223.5833 | 12145.5758
2021-01-27 15:00 | 44223.625 | 12071.8182
2021-01-27 16:00 | 44223.6667 | 12076.303
2021-01-27 17:00 | 44223.7083 | 12653.5455
2021-01-27 18:00 | 44223.75 | 12822.8182
2021-01-27 19:00 | 44223.7917 | 12346.8182
2021-01-27 20:00 | 44223.8333 | 11774.4848
2021-01-27 21:00 | 44223.875 | 11222.3939
2021-01-27 22:00 | 44223.9167 | 11441.0606
2021-01-27 23:00 | 44223.9583 | 11415.1212
2021-01-28 | 44224 | 10699.9394
2021-01-28 01:00 | 44224.0417 | 10227.3636
2021-01-28 02:00 | 44224.0833 | 9836.9697
2021-01-28 03:00 | 44224.125 | 9614.4848
2021-01-28 04:00 | 44224.1667 | 9628.3636
2021-01-28 05:00 | 44224.2083 | 10052.6364
2021-01-28 06:00 | 44224.25 | 11209.3636
2021-01-28 07:00 | 44224.2917 | 12086.1212
2021-01-28 08:00 | 44224.3333 | 12293.9394
2021-01-28 09:00 | 44224.375 | 12530.5455
2021-01-28 10:00 | 44224.4167 | 12586
2021-01-28 11:00 | 44224.4583 | 12686.697
2021-01-28 12:00 | 44224.5 | 12384.7879
2021-01-28 13:00 | 44224.5417 | 12331.5152
2021-01-28 14:00 | 44224.5833 | 12188.6667
2021-01-28 15:00 | 44224.625 | 12099.8788
2021-01-28 16:00 | 44224.6667 | 11972.8788
2021-01-28 17:00 | 44224.7083 | 12205.4848
2021-01-28 18:00 | 44224.75 | 12811.5455
2021-01-28 19:00 | 44224.7917 | 12550.9091
2021-01-28 20:00 | 44224.8333 | 11929.4545
2021-01-28 21:00 | 44224.875 | 11307.1818
2021-01-28 22:00 | 44224.9167 | 11541.6667
2021-01-28 23:00 | 44224.9583 | 11492.7576
2021-01-29 | 44225 | 10643
2021-01-29 01:00 | 44225.0417 | 10170.0303
2021-01-29 02:00 | 44225.0833 | 9779.6364
2021-01-29 03:00 | 44225.125 | 9556.7879
2021-01-29 04:00 | 44225.1667 | 9570.7576
2021-01-29 05:00 | 44225.2083 | 9995.5152
2021-01-29 06:00 | 44225.25 | 11152.6364
2021-01-29 07:00 | 44225.2917 | 12029.7879
2021-01-29 08:00 | 44225.3333 | 12237.7879
2021-01-29 09:00 | 44225.375 | 12474.7576
2021-01-29 10:00 | 44225.4167 | 12530
2021-01-29 11:00 | 44225.4583 | 12630.9091
2021-01-29 12:00 | 44225.5 | 12328.8182
2021-01-29 13:00 | 44225.5417 | 12275.5455
2021-01-29 14:00 | 44225.5833 | 12132.4545
2021-01-29 15:00 | 44225.625 | 12043.5455
2021-01-29 16:00 | 44225.6667 | 11916.6667
2021-01-29 17:00 | 44225.7083 | 12149.2121
2021-01-29 18:00 | 44225.75 | 12755.8485
2021-01-29 19:00 | 44225.7917 | 12494.9394
2021-01-29 20:00 | 44225.8333 | 11873.0909
2021-01-29 21:00 | 44225.875 | 11250.5455
2021-01-29 22:00 | 44225.9167 | 11485.1818
2021-01-29 23:00 | 44225.9583 | 11436.0606
2021-01-30 | 44226 | 10630.1515
2021-01-30 01:00 | 44226.0417 | 10029.8788
2021-01-30 02:00 | 44226.0833 | 9490.2121
2021-01-30 03:00 | 44226.125 | 9178.6667
2021-01-30 04:00 | 44226.1667 | 8994
2021-01-30 05:00 | 44226.2083 | 8977.2121
2021-01-30 06:00 | 44226.25 | 9308.0606
2021-01-30 07:00 | 44226.2917 | 9492.2121
2021-01-30 08:00 | 44226.3333 | 10011.0909
2021-01-30 09:00 | 44226.375 | 10623.0303
2021-01-30 10:00 | 44226.4167 | 10912.9697
2021-01-30 11:00 | 44226.4583 | 10999.5758
2021-01-30 12:00 | 44226.5 | 10912.9697
2021-01-30 13:00 | 44226.5417 | 10654.0303
2021-01-30 14:00 | 44226.5833 | 10405.5152
2021-01-30 15:00 | 44226.625 | 10342.0606
2021-01-30 16:00 | 44226.6667 | 10335
2021-01-30 17:00 | 44226.7083 | 10648.2424
2021-01-30 18:00 | 44226.75 | 11364.4242
2021-01-30 19:00 | 44226.7917 | 11202.303
2021-01-30 20:00 | 44226.8333 | 10652.5758
2021-01-30 21:00 | 44226.875 | 10106.6061
2021-01-30 22:00 | 44226.9167 | 10302.5758
2021-01-30 23:00 | 44226.9583 | 10426.303
2021-01-31 | 44227 | 9746.8182
2021-01-31 01:00 | 44227.0417 | 9269.6667
2021-01-31 02:00 | 44227.0833 | 8825.1515
2021-01-31 03:00 | 44227.125 | 8517.303
2021-01-31 04:00 | 44227.1667 | 8394.0909
2021-01-31 05:00 | 44227.2083 | 8393.6667
2021-01-31 06:00 | 44227.25 | 8528.5758
2021-01-31 07:00 | 44227.2917 | 8570.6061
2021-01-31 08:00 | 44227.3333 | 8896.2121
2021-01-31 09:00 | 44227.375 | 9520.9697
2021-01-31 10:00 | 44227.4167 | 9973.9091
2021-01-31 11:00 | 44227.4583 | 10325.1515
2021-01-31 12:00 | 44227.5 | 10377.6364
2021-01-31 13:00 | 44227.5417 | 9949.5758
2021-01-31 14:00 | 44227.5833 | 9622.8182
2021-01-31 15:00 | 44227.625 | 9420.2121
2021-01-31 16:00 | 44227.6667 | 9310.8788
2021-01-31 17:00 | 44227.7083 | 9737.5758
2021-01-31 18:00 | 44227.75 | 10731.2727
2021-01-31 19:00 | 44227.7917 | 10824.4545
2021-01-31 20:00 | 44227.8333 | 10450.1818
2021-01-31 21:00 | 44227.875 | 9991.2727
2021-01-31 22:00 | 44227.9167 | 10149.5758
2021-01-31 23:00 | 44227.9583 | 10138.5455
2021-02-01 | 44228 | 9856
2021-02-01 01:00 | 44228.0417 | 9272.7879
2021-02-01 02:00 | 44228.0833 | 8791.4242
2021-02-01 03:00 | 44228.125 | 8516.697
2021-02-01 04:00 | 44228.1667 | 8534.0303
2021-02-01 05:00 | 44228.2083 | 9057.5152
2021-02-01 06:00 | 44228.25 | 10484.2424
2021-02-01 07:00 | 44228.2917 | 11565.6061
2021-02-01 08:00 | 44228.3333 | 11822.1818
2021-02-01 09:00 | 44228.375 | 12114.1212
2021-02-01 10:00 | 44228.4167 | 12182.2121
2021-02-01 11:00 | 44228.4583 | 12306.697
2021-02-01 12:00 | 44228.5 | 11934.3333
2021-02-01 13:00 | 44228.5417 | 11868.697
2021-02-01 14:00 | 44228.5833 | 11692.2121
2021-02-01 15:00 | 44228.625 | 11582.7576
2021-02-01 16:00 | 44228.6667 | 11426.0909
2021-02-01 17:00 | 44228.7083 | 11712.9394
2021-02-01 18:00 | 44228.75 | 12460.697
2021-02-01 19:00 | 44228.7917 | 12139.0303
2021-02-01 20:00 | 44228.8333 | 11372.3636
2021-02-01 21:00 | 44228.875 | 10604.9394
2021-02-01 22:00 | 44228.9167 | 10894.1515
2021-02-01 23:00 | 44228.9583 | 10833.5455
2021-02-02 | 44229 | 10315.2424
2021-02-02 01:00 | 44229.0417 | 9842.697
2021-02-02 02:00 | 44229.0833 | 9452.6061
2021-02-02 03:00 | 44229.125 | 9229.9091
2021-02-02 04:00 | 44229.1667 | 9243.8485
2021-02-02 05:00 | 44229.2083 | 9668.2424
2021-02-02 06:00 | 44229.25 | 10824.5758
2021-02-02 07:00 | 44229.2917 | 11701.1818
2021-02-02 08:00 | 44229.3333 | 11908.8788
2021-02-02 09:00 | 44229.375 | 12145.6061
2021-02-02 10:00 | 44229.4167 | 12200.8485
2021-02-02 11:00 | 44229.4583 | 12301.6667
2021-02-02 12:00 | 44229.5 | 11999.7879
2021-02-02 13:00 | 44229.5417 | 11946.6061
2021-02-02 14:00 | 44229.5833 | 11803.6364
2021-02-02 15:00 | 44229.625 | 11715.0303
2021-02-02 16:00 | 44229.6667 | 11587.9394
2021-02-02 17:00 | 44229.7083 | 11820.3939
2021-02-02 18:00 | 44229.75 | 12426.4848
2021-02-02 19:00 | 44229.7917 | 12165.7576
2021-02-02 20:00 | 44229.8333 | 11544.4848
2021-02-02 21:00 | 44229.875 | 10922.3636
2021-02-02 22:00 | 44229.9167 | 11156.8485
2021-02-02 23:00 | 44229.9583 | 11107.697
2021-02-03 | 44230 | 10433.4242
2021-02-03 01:00 | 44230.0417 | 9963.7576
2021-02-03 02:00 | 44230.0833 | 9576.0303
2021-02-03 03:00 | 44230.125 | 9354.7879
2021-02-03 04:00 | 44230.1667 | 9368.7273
2021-02-03 05:00 | 44230.2083 | 9790.3333
2021-02-03 06:00 | 44230.25 | 10939.6061
2021-02-03 07:00 | 44230.2917 | 11810.697
2021-02-03 08:00 | 44230.3333 | 12017.1212
2021-02-03 09:00 | 44230.375 | 12252.3333
2021-02-03 10:00 | 44230.4167 | 12307.2121
2021-02-03 11:00 | 44230.4583 | 12407.5152
2021-02-03 12:00 | 44230.5 | 12107.5758
2021-02-03 13:00 | 44230.5417 | 12054.7273
2021-02-03 14:00 | 44230.5833 | 11912.5152
2021-02-03 15:00 | 44230.625 | 11824.4242
2021-02-03 16:00 | 44230.6667 | 11698.1818
2021-02-03 17:00 | 44230.7083 | 11929.2424
2021-02-03 18:00 | 44230.75 | 12531.6061
2021-02-03 19:00 | 44230.7917 | 12272.4545
2021-02-03 20:00 | 44230.8333 | 11654.9091
2021-02-03 21:00 | 44230.875 | 11036.8182
2021-02-03 22:00 | 44230.9167 | 11269.6667
2021-02-03 23:00 | 44230.9583 | 11221.0303
2021-02-04 | 44231 | 10430.2424
2021-02-04 01:00 | 44231.0417 | 9961.5758
2021-02-04 02:00 | 44231.0833 | 9574.5455
2021-02-04 03:00 | 44231.125 | 9353.8485
2021-02-04 04:00 | 44231.1667 | 9367.697
2021-02-04 05:00 | 44231.2083 | 9788.4848
2021-02-04 06:00 | 44231.25 | 10935.303
2021-02-04 07:00 | 44231.2917 | 11804.5455
2021-02-04 08:00 | 44231.3333 | 12010.5758
2021-02-04 09:00 | 44231.375 | 12245.2727
2021-02-04 10:00 | 44231.4167 | 12300.1212
2021-02-04 11:00 | 44231.4583 | 12400.0909
2021-02-04 12:00 | 44231.5 | 12100.7576
2021-02-04 13:00 | 44231.5417 | 12048
2021-02-04 14:00 | 44231.5833 | 11906.1818
2021-02-04 15:00 | 44231.625 | 11818.1515
2021-02-04 16:00 | 44231.6667 | 11692.1818
2021-02-04 17:00 | 44231.7083 | 11922.7879
2021-02-04 18:00 | 44231.75 | 12523.8485
2021-02-04 19:00 | 44231.7917 | 12265.3939
2021-02-04 20:00 | 44231.8333 | 11649.1515
2021-02-04 21:00 | 44231.875 | 11032.3333
2021-02-04 22:00 | 44231.9167 | 11264.6364
2021-02-04 23:00 | 44231.9583 | 11216.1818
2021-02-05 | 44232 | 10494.8182
2021-02-05 01:00 | 44232.0417 | 10028.8788
2021-02-05 02:00 | 44232.0833 | 9643.9091
2021-02-05 03:00 | 44232.125 | 9424.4545
2021-02-05 04:00 | 44232.1667 | 9438.2121
2021-02-05 05:00 | 44232.2083 | 9856.5758
2021-02-05 06:00 | 44232.25 | 10996.9394
2021-02-05 07:00 | 44232.2917 | 11861.5152
2021-02-05 08:00 | 44232.3333 | 12066.3939
2021-02-05 09:00 | 44232.375 | 12299.7879
2021-02-05 10:00 | 44232.4167 | 12354.303
2021-02-05 11:00 | 44232.4583 | 12453.8182
2021-02-05 12:00 | 44232.5 | 12156
2021-02-05 13:00 | 44232.5417 | 12103.6364
2021-02-05 14:00 | 44232.5833 | 11962.6667
2021-02-05 15:00 | 44232.625 | 11875.0606
2021-02-05 16:00 | 44232.6667 | 11749.9091
2021-02-05 17:00 | 44232.7083 | 11979.2121
2021-02-05 18:00 | 44232.75 | 12576.9091
2021-02-05 19:00 | 44232.7917 | 12319.7879
2021-02-05 20:00 | 44232.8333 | 11706.9697
2021-02-05 21:00 | 44232.875 | 11093.4848
2021-02-05 22:00 | 44232.9167 | 11324.6061
2021-02-05 23:00 | 44232.9583 | 11276.303
2021-02-06 | 44233 | 10519.7273
2021-02-06 01:00 | 44233.0417 | 9930.1515
2021-02-06 02:00 | 44233.0833 | 9400.0606
2021-02-06 03:00 | 44233.125 | 9094
2021-02-06 04:00 | 44233.1667 | 8912.6061
2021-02-06 05:00 | 44233.2083 | 8896.0303
2021-02-06 06:00 | 44233.25 | 9221.1818
2021-02-06 07:00 | 44233.2917 | 9402
2021-02-06 08:00 | 44233.3333 | 9911.6667
2021-02-06 09:00 | 44233.375 | 10512.8788
2021-02-06 10:00 | 44233.4167 | 10797.5455
2021-02-06 11:00 | 44233.4583 | 10882.5758
2021-02-06 12:00 | 44233.5 | 10797.5455
2021-02-06 13:00 | 44233.5417 | 10543.1212
2021-02-06 14:00 | 44233.5833 | 10299.0606
2021-02-06 15:00 | 44233.625 | 10236.8182
2021-02-06 16:00 | 44233.6667 | 10229.9091
2021-02-06 17:00 | 44233.7083 | 10537.6061
2021-02-06 18:00 | 44233.75 | 11241.1212
2021-02-06 19:00 | 44233.7917 | 11081.8182
2021-02-06 20:00 | 44233.8333 | 10541.8485
2021-02-06 21:00 | 44233.875 | 10005.5152
2021-02-06 22:00 | 44233.9167 | 10198.0909
2021-02-06 23:00 | 44233.9583 | 10319.5455
2021-02-07 | 44234 | 9580.3333
2021-02-07 01:00 | 44234.0417 | 9111.1515
2021-02-07 02:00 | 44234.0833 | 8673.6364
2021-02-07 03:00 | 44234.125 | 8371.1818
2021-02-07 04:00 | 44234.1667 | 8249.7273
2021-02-07 05:00 | 44234.2083 | 8249.303
2021-02-07 06:00 | 44234.25 | 8382.0909
2021-02-07 07:00 | 44234.2917 | 8423.5152
2021-02-07 08:00 | 44234.3333 | 8743.8788
2021-02-07 09:00 | 44234.375 | 9358
2021-02-07 10:00 | 44234.4167 | 9803.7273
2021-02-07 11:00 | 44234.4583 | 10149.2424
2021-02-07 12:00 | 44234.5 | 10200.9394
2021-02-07 13:00 | 44234.5417 | 9779.8182
2021-02-07 14:00 | 44234.5833 | 9458.2424
2021-02-07 15:00 | 44234.625 | 9259.1515
2021-02-07 16:00 | 44234.6667 | 9151.697
2021-02-07 17:00 | 44234.7083 | 9571.303
2021-02-07 18:00 | 44234.75 | 10548.697
2021-02-07 19:00 | 44234.7917 | 10640.697
2021-02-07 20:00 | 44234.8333 | 10272.2121
2021-02-07 21:00 | 44234.875 | 9821.0909
2021-02-07 22:00 | 44234.9167 | 9976.5455
2021-02-07 23:00 | 44234.9583 | 9965.6667
2021-02-08 | 44235 | 9793.1818
2021-02-08 01:00 | 44235.0417 | 9207.8788
2021-02-08 02:00 | 44235.0833 | 8724.6061
2021-02-08 03:00 | 44235.125 | 8448.9394
2021-02-08 04:00 | 44235.1667 | 8466.1212
2021-02-08 05:00 | 44235.2083 | 8991.7273
2021-02-08 06:00 | 44235.25 | 10424.0606
2021-02-08 07:00 | 44235.2917 | 11509.7879
2021-02-08 08:00 | 44235.3333 | 11767.2727
2021-02-08 09:00 | 44235.375 | 12060.3636
2021-02-08 10:00 | 44235.4167 | 12128.8182
2021-02-08 11:00 | 44235.4583 | 12253.8485
2021-02-08 12:00 | 44235.5 | 11879.8182
2021-02-08 13:00 | 44235.5417 | 11813.8485
2021-02-08 14:00 | 44235.5833 | 11636.9091
2021-02-08 15:00 | 44235.625 | 11527.0606
2021-02-08 16:00 | 44235.6667 | 11369.5455
2021-02-08 17:00 | 44235.7083 | 11657.5758
2021-02-08 18:00 | 44235.75 | 12408.3636
2021-02-08 19:00 | 44235.7917 | 12085.4848
2021-02-08 20:00 | 44235.8333 | 11315.7576
2021-02-08 21:00 | 44235.875 | 10545.3333
2021-02-08 22:00 | 44235.9167 | 10835.5152
2021-02-08 23:00 | 44235.9583 | 10774.8485
2021-02-09 | 44236 | 10455.0909
2021-02-09 01:00 | 44236.0417 | 9993.0606
2021-02-09 02:00 | 44236.0833 | 9611.6061
2021-02-09 03:00 | 44236.125 | 9393.8788
2021-02-09 04:00 | 44236.1667 | 9407.6061
2021-02-09 05:00 | 44236.2083 | 9822.4545
2021-02-09 06:00 | 44236.25 | 10953.0909
2021-02-09 07:00 | 44236.2917 | 11809.9394
2021-02-09 08:00 | 44236.3333 | 12013.1212
2021-02-09 09:00 | 44236.375 | 12244.5152
2021-02-09 10:00 | 44236.4167 | 12298.6667
2021-02-09 11:00 | 44236.4583 | 12397.1515
2021-02-09 12:00 | 44236.5 | 12102
2021-02-09 13:00 | 44236.5417 | 12050.0606
2021-02-09 14:00 | 44236.5833 | 11910.2424
2021-02-09 15:00 | 44236.625 | 11823.5152
2021-02-09 16:00 | 44236.6667 | 11699.3636
2021-02-09 17:00 | 44236.7083 | 11926.6667
2021-02-09 18:00 | 44236.75 | 12519.2121
2021-02-09 19:00 | 44236.7917 | 12264.303
2021-02-09 20:00 | 44236.8333 | 11656.8182
2021-02-09 21:00 | 44236.875 | 11048.6364
2021-02-09 22:00 | 44236.9167 | 11277.7576
2021-02-09 23:00 | 44236.9583 | 11229.9091
2021-02-10 | 44237 | 10480.3333
2021-02-10 01:00 | 44237.0417 | 10018.303
2021-02-10 02:00 | 44237.0833 | 9636.8788
2021-02-10 03:00 | 44237.125 | 9419.0909
2021-02-10 04:00 | 44237.1667 | 9432.9394
2021-02-10 05:00 | 44237.2083 | 9847.6364
2021-02-10 06:00 | 44237.25 | 10978.0909
2021-02-10 07:00 | 44237.2917 | 11834.9394
2021-02-10 08:00 | 44237.3333 | 12038.2121
2021-02-10 09:00 | 44237.375 | 12269.5455
2021-02-10 10:00 | 44237.4167 | 12323.6061
2021-02-10 11:00 | 44237.4583 | 12422.1515
2021-02-10 12:00 | 44237.5 | 12127.0909
2021-02-10 13:00 | 44237.5417 | 12075.0606
2021-02-10 14:00 | 44237.5833 | 11935.3636
2021-02-10 15:00 | 44237.625 | 11848.5152
2021-02-10 16:00 | 44237.6667 | 11724.3939
2021-02-10 17:00 | 44237.7083 | 11951.7879
2021-02-10 18:00 | 44237.75 | 12544.2424
2021-02-10 19:00 | 44237.7917 | 12289.3333
2021-02-10 20:00 | 44237.8333 | 11681.7879
2021-02-10 21:00 | 44237.875 | 11073.697
2021-02-10 22:00 | 44237.9167 | 11302.9697
2021-02-10 23:00 | 44237.9583 | 11254.9697
2021-02-11 | 44238 | 10399.1212
2021-02-11 01:00 | 44238.0417 | 9935.9697
2021-02-11 02:00 | 44238.0833 | 9553.6667
2021-02-11 03:00 | 44238.125 | 9335.697
2021-02-11 04:00 | 44238.1667 | 9349.303
2021-02-11 05:00 | 44238.2083 | 9765.0303
2021-02-11 06:00 | 44238.25 | 10898
2021-02-11 07:00 | 44238.2917 | 11756.8788
2021-02-11 08:00 | 44238.3333 | 11960.4242
2021-02-11 09:00 | 44238.375 | 12192.3636
2021-02-11 10:00 | 44238.4167 | 12246.5455
2021-02-11 11:00 | 44238.4583 | 12345.1515
2021-02-11 12:00 | 44238.5 | 12049.5758
2021-02-11 13:00 | 44238.5417 | 11997.4242
2021-02-11 14:00 | 44238.5833 | 11857.303
2021-02-11 15:00 | 44238.625 | 11770.2727
2021-02-11 16:00 | 44238.6667 | 11645.9091
2021-02-11 17:00 | 44238.7083 | 11873.8182
2021-02-11 18:00 | 44238.75 | 12467.5455
2021-02-11 19:00 | 44238.7917 | 12212.1212
2021-02-11 20:00 | 44238.8333 | 11603.3636
2021-02-11 21:00 | 44238.875 | 10993.7879
2021-02-11 22:00 | 44238.9167 | 11223.6061
2021-02-11 23:00 | 44238.9583 | 11175.4242
2021-02-12 | 44239 | 10417.4545
2021-02-12 01:00 | 44239.0417 | 9954.2424
2021-02-12 02:00 | 44239.0833 | 9571.9697
2021-02-12 03:00 | 44239.125 | 9353.8485
2021-02-12 04:00 | 44239.1667 | 9367.4848
2021-02-12 05:00 | 44239.2083 | 9783.2424
2021-02-12 06:00 | 44239.25 | 10916.4242
2021-02-12 07:00 | 44239.2917 | 11775.2727
2021-02-12 08:00 | 44239.3333 | 11978.8788
2021-02-12 09:00 | 44239.375 | 12210.8485
2021-02-12 10:00 | 44239.4167 | 12265.0303
2021-02-12 11:00 | 44239.4583 | 12363.7273
2021-02-12 12:00 | 44239.5 | 12068.0303
2021-02-12 13:00 | 44239.5417 | 12015.9091
2021-02-12 14:00 | 44239.5833 | 11875.7576
2021-02-12 15:00 | 44239.625 | 11788.7879
2021-02-12 16:00 | 44239.6667 | 11664.4545
2021-02-12 17:00 | 44239.7083 | 11892.2727
2021-02-12 18:00 | 44239.75 | 12486.1212
2021-02-12 19:00 | 44239.7917 | 12230.6667
2021-02-12 20:00 | 44239.8333 | 11621.7576
2021-02-12 21:00 | 44239.875 | 11012.1818
2021-02-12 22:00 | 44239.9167 | 11241.9697
2021-02-12 23:00 | 44239.9583 | 11193.9091
2021-02-13 | 44240 | 10511.3333
2021-02-13 01:00 | 44240.0417 | 9921.7576
2021-02-13 02:00 | 44240.0833 | 9391.3939
2021-02-13 03:00 | 44240.125 | 9085.3939
2021-02-13 04:00 | 44240.1667 | 8903.9394
2021-02-13 05:00 | 44240.2083 | 8887.5152
2021-02-13 06:00 | 44240.25 | 9212.6667
2021-02-13 07:00 | 44240.2917 | 9393.303
2021-02-13 08:00 | 44240.3333 | 9903.1818
2021-02-13 09:00 | 44240.375 | 10504.5152
2021-02-13 10:00 | 44240.4167 | 10789.303
2021-02-13 11:00 | 44240.4583 | 10874.3333
2021-02-13 12:00 | 44240.5 | 10789.303
2021-02-13 13:00 | 44240.5417 | 10534.8485
2021-02-13 14:00 | 44240.5833 | 10290.7273
2021-02-13 15:00 | 44240.625 | 10228.4848
2021-02-13 16:00 | 44240.6667 | 10221.5758
2021-02-13 17:00 | 44240.7083 | 10529.2424
2021-02-13 18:00 | 44240.75 | 11232.9091
2021-02-13 19:00 | 44240.7917 | 11073.6364
2021-02-13 20:00 | 44240.8333 | 10533.4242
2021-02-13 21:00 | 44240.875 | 9997.0606
2021-02-13 22:00 | 44240.9167 | 10189.697
2021-02-13 23:00 | 44240.9583 | 10311.2121
2021-02-14 | 44241 | 9672.7576
2021-02-14 01:00 | 44241.0417 | 9201.7576
2021-02-14 02:00 | 44241.0833 | 8762.8788
2021-02-14 03:00 | 44241.125 | 8459.0909
2021-02-14 04:00 | 44241.1667 | 8337.6061
2021-02-14 05:00 | 44241.2083 | 8336.9394
2021-02-14 06:00 | 44241.25 | 8470.303
2021-02-14 07:00 | 44241.2917 | 8511.7879
2021-02-14 08:00 | 44241.3333 | 8833.2121
2021-02-14 09:00 | 44241.375 | 9449.8788
2021-02-14 10:00 | 44241.4167 | 9897.1212
2021-02-14 11:00 | 44241.4583 | 10244
2021-02-14 12:00 | 44241.5 | 10295.6667
2021-02-14 13:00 | 44241.5417 | 9872.9091
2021-02-14 14:00 | 44241.5833 | 9550.2121
2021-02-14 15:00 | 44241.625 | 9350.5758
2021-02-14 16:00 | 44241.6667 | 9242.697
2021-02-14 17:00 | 44241.7083 | 9663.6667
2021-02-14 18:00 | 44241.75 | 10644.7273
2021-02-14 19:00 | 44241.7917 | 10736.8182
2021-02-14 20:00 | 44241.8333 | 10367.0909
2021-02-14 21:00 | 44241.875 | 9914.1818
2021-02-14 22:00 | 44241.9167 | 10070.5455
2021-02-14 23:00 | 44241.9583 | 10059.5455
2021-02-15 | 44242 | 9863.8788
2021-02-15 01:00 | 44242.0417 | 9285.7576
2021-02-15 02:00 | 44242.0833 | 8808.4242
2021-02-15 03:00 | 44242.125 | 8536.2121
2021-02-15 04:00 | 44242.1667 | 8553.1818
2021-02-15 05:00 | 44242.2083 | 9072.2424
2021-02-15 06:00 | 44242.25 | 10486.9091
2021-02-15 07:00 | 44242.2917 | 11559.2727
2021-02-15 08:00 | 44242.3333 | 11813.4848
2021-02-15 09:00 | 44242.375 | 12102.8788
2021-02-15 10:00 | 44242.4167 | 12170.6061
2021-02-15 11:00 | 44242.4583 | 12293.8788
2021-02-15 12:00 | 44242.5 | 11924.5758
2021-02-15 13:00 | 44242.5417 | 11859.5758
2021-02-15 14:00 | 44242.5833 | 11684.6667
2021-02-15 15:00 | 44242.625 | 11576.2121
2021-02-15 16:00 | 44242.6667 | 11420.7879
2021-02-15 17:00 | 44242.7083 | 11705.2727
2021-02-15 18:00 | 44242.75 | 12446.6364
2021-02-15 19:00 | 44242.7917 | 12127.6364
2021-02-15 20:00 | 44242.8333 | 11367.6061
2021-02-15 21:00 | 44242.875 | 10606.6061
2021-02-15 22:00 | 44242.9167 | 10893.1818
2021-02-15 23:00 | 44242.9583 | 10833.3636
2021-02-16 | 44243 | 10361.4848
2021-02-16 01:00 | 44243.0417 | 9898.2121
2021-02-16 02:00 | 44243.0833 | 9515.6364
2021-02-16 03:00 | 44243.125 | 9297.4848
2021-02-16 04:00 | 44243.1667 | 9311.2121
2021-02-16 05:00 | 44243.2083 | 9727.0909
2021-02-16 06:00 | 44243.25 | 10860.7576
2021-02-16 07:00 | 44243.2917 | 11720.2424
2021-02-16 08:00 | 44243.3333 | 11923.9091
2021-02-16 09:00 | 44243.375 | 12156.1212
2021-02-16 10:00 | 44243.4167 | 12210.2121
2021-02-16 11:00 | 44243.4583 | 12309.1212
2021-02-16 12:00 | 44243.5 | 12013
2021-02-16 13:00 | 44243.5417 | 11960.9394
2021-02-16 14:00 | 44243.5833 | 11820.8485
2021-02-16 15:00 | 44243.625 | 11733.7879
2021-02-16 16:00 | 44243.6667 | 11609.3939
2021-02-16 17:00 | 44243.7083 | 11837.1212
2021-02-16 18:00 | 44243.75 | 12431.3939
2021-02-16 19:00 | 44243.7917 | 12175.8485
2021-02-16 20:00 | 44243.8333 | 11566.6061
2021-02-16 21:00 | 44243.875 | 10956.7576
2021-02-16 22:00 | 44243.9167 | 11186.4848
2021-02-16 23:00 | 44243.9583 | 11138.5758
2021-02-17 | 44244 | 10376.3636
2021-02-17 01:00 | 44244.0417 | 9913.0606
2021-02-17 02:00 | 44244.0833 | 9530.4848
2021-02-17 03:00 | 44244.125 | 9312.303
2021-02-17 04:00 | 44244.1667 | 9326.0606
2021-02-17 05:00 | 44244.2083 | 9742
2021-02-17 06:00 | 44244.25 | 10875.5455
2021-02-17 07:00 | 44244.2917 | 11735.0606
2021-02-17 08:00 | 44244.3333 | 11938.697
2021-02-17 09:00 | 44244.375 | 12170.697
2021-02-17 10:00 | 44244.4167 | 12224.8485
2021-02-17 11:00 | 44244.4583 | 12323.7273
2021-02-17 12:00 | 44244.5 | 12027.7576
2021-02-17 13:00 | 44244.5417 | 11975.6667
2021-02-17 14:00 | 44244.5833 | 11835.5152
2021-02-17 15:00 | 44244.625 | 11748.3939
2021-02-17 16:00 | 44244.6667 | 11624.1212
2021-02-17 17:00 | 44244.7083 | 11851.8485
2021-02-17 18:00 | 44244.75 | 12446.1515
2021-02-17 19:00 | 44244.7917 | 12190.5758
2021-02-17 20:00 | 44244.8333 | 11581.4242
2021-02-17 21:00 | 44244.875 | 10971.5152
2021-02-17 22:00 | 44244.9167 | 11201.2424
2021-02-17 23:00 | 44244.9583 | 11153.3333
2021-02-18 | 44245 | 10344.2424
2021-02-18 01:00 | 44245.0417 | 9880.4242
2021-02-18 02:00 | 44245.0833 | 9497.3636
2021-02-18 03:00 | 44245.125 | 9278.7879
2021-02-18 04:00 | 44245.1667 | 9292.4848
2021-02-18 05:00 | 44245.2083 | 9709
2021-02-18 06:00 | 44245.25 | 10844.2424
2021-02-18 07:00 | 44245.2917 | 11704.6667
2021-02-18 08:00 | 44245.3333 | 11908.6061
2021-02-18 09:00 | 44245.375 | 12140.9394
2021-02-18 10:00 | 44245.4167 | 12195.2121
2021-02-18 11:00 | 44245.4583 | 12294.1515
2021-02-18 12:00 | 44245.5 | 11997.8485
2021-02-18 13:00 | 44245.5417 | 11945.7273
2021-02-18 14:00 | 44245.5833 | 11805.303
2021-02-18 15:00 | 44245.625 | 11718.2121
2021-02-18 16:00 | 44245.6667 | 11593.5455
2021-02-18 17:00 | 44245.7083 | 11821.9091
2021-02-18 18:00 | 44245.75 | 12416.697
2021-02-18 19:00 | 44245.7917 | 12160.8485
2021-02-18 20:00 | 44245.8333 | 11550.8788
2021-02-18 21:00 | 44245.875 | 10940.2121
2021-02-18 22:00 | 44245.9167 | 11170.3636
2021-02-18 23:00 | 44245.9583 | 11122.3939
2021-02-19 | 44246 | 10284.0303
2021-02-19 01:00 | 44246.0417 | 9819.3333
2021-02-19 02:00 | 44246.0833 | 9435.7879
2021-02-19 03:00 | 44246.125 | 9216.8485
2021-02-19 04:00 | 44246.1667 | 9230.6061
2021-02-19 05:00 | 44246.2083 | 9647.7273
2021-02-19 06:00 | 44246.25 | 10784.7879
2021-02-19 07:00 | 44246.2917 | 11646.7273
2021-02-19 08:00 | 44246.3333 | 11850.9394
2021-02-19 09:00 | 44246.375 | 12083.7879
2021-02-19 10:00 | 44246.4167 | 12138.0909
2021-02-19 11:00 | 44246.4583 | 12237.2424
2021-02-19 12:00 | 44246.5 | 11940.4848
2021-02-19 13:00 | 44246.5417 | 11888.0909
2021-02-19 14:00 | 44246.5833 | 11747.5152
2021-02-19 15:00 | 44246.625 | 11660.2424
2021-02-19 16:00 | 44246.6667 | 11535.4848
2021-02-19 17:00 | 44246.7083 | 11764.0909
2021-02-19 18:00 | 44246.75 | 12359.9697
2021-02-19 19:00 | 44246.7917 | 12103.6667
2021-02-19 20:00 | 44246.8333 | 11492.6667
2021-02-19 21:00 | 44246.875 | 10881.0909
2021-02-19 22:00 | 44246.9167 | 11111.5758
2021-02-19 23:00 | 44246.9583 | 11063.2727
2021-02-20 | 44247 | 10275.0909
2021-02-20 01:00 | 44247.0417 | 9688
2021-02-20 02:00 | 44247.0833 | 9159.8788
2021-02-20 03:00 | 44247.125 | 8855
2021-02-20 04:00 | 44247.1667 | 8674.3939
2021-02-20 05:00 | 44247.2083 | 8658
2021-02-20 06:00 | 44247.25 | 8981.7576
2021-02-20 07:00 | 44247.2917 | 9161.7576
2021-02-20 08:00 | 44247.3333 | 9669.4848
2021-02-20 09:00 | 44247.375 | 10268.2727
2021-02-20 10:00 | 44247.4167 | 10551.8485
2021-02-20 11:00 | 44247.4583 | 10636.5152
2021-02-20 12:00 | 44247.5 | 10551.8485
2021-02-20 13:00 | 44247.5417 | 10298.3636
2021-02-20 14:00 | 44247.5833 | 10055.4545
2021-02-20 15:00 | 44247.625 | 9993.4242
2021-02-20 16:00 | 44247.6667 | 9986.4848
2021-02-20 17:00 | 44247.7083 | 10292.9697
2021-02-20 18:00 | 44247.75 | 10993.7273
2021-02-20 19:00 | 44247.7917 | 10835.0909
2021-02-20 20:00 | 44247.8333 | 10297.0606
2021-02-20 21:00 | 44247.875 | 9763
2021-02-20 22:00 | 44247.9167 | 9954.8182
2021-02-20 23:00 | 44247.9583 | 10075.8182
2021-02-21 | 44248 | 9516.7576
2021-02-21 01:00 | 44248.0417 | 9049.7576
2021-02-21 02:00 | 44248.0833 | 8614.3636
2021-02-21 03:00 | 44248.125 | 8313.1818
2021-02-21 04:00 | 44248.1667 | 8192.3939
2021-02-21 05:00 | 44248.2083 | 8191.8485
2021-02-21 06:00 | 44248.25 | 8324.1515
2021-02-21 07:00 | 44248.2917 | 8365.3333
2021-02-21 08:00 | 44248.3333 | 8684.0606
2021-02-21 09:00 | 44248.375 | 9295.4848
2021-02-21 10:00 | 44248.4167 | 9738.9394
2021-02-21 11:00 | 44248.4583 | 10083.1212
2021-02-21 12:00 | 44248.5 | 10134.3939
2021-02-21 13:00 | 44248.5417 | 9715.1818
2021-02-21 14:00 | 44248.5833 | 9395.2121
2021-02-21 15:00 | 44248.625 | 9197.1515
2021-02-21 16:00 | 44248.6667 | 9090.0606
2021-02-21 17:00 | 44248.7083 | 9507.7879
2021-02-21 18:00 | 44248.75 | 10480.4848
2021-02-21 19:00 | 44248.7917 | 10571.9394
2021-02-21 20:00 | 44248.8333 | 10205.3636
2021-02-21 21:00 | 44248.875 | 9756.1515
2021-02-21 22:00 | 44248.9167 | 9911.0303
2021-02-21 23:00 | 44248.9583 | 9900.0606
2021-02-22 | 44249 | 9665.9697
2021-02-22 01:00 | 44249.0417 | 9096.3636
2021-02-22 02:00 | 44249.0833 | 8626
2021-02-22 03:00 | 44249.125 | 8357.6364
2021-02-22 04:00 | 44249.1667 | 8374.5152
2021-02-22 05:00 | 44249.2083 | 8886.1212
2021-02-22 06:00 | 44249.25 | 10279.9091
2021-02-22 07:00 | 44249.2917 | 11336.5758
2021-02-22 08:00 | 44249.3333 | 11587.1212
2021-02-22 09:00 | 44249.375 | 11872.3939
2021-02-22 10:00 | 44249.4167 | 11939.0303
2021-02-22 11:00 | 44249.4583 | 12060.4848
2021-02-22 12:00 | 44249.5 | 11696.6364
2021-02-22 13:00 | 44249.5417 | 11632.6364
2021-02-22 14:00 | 44249.5833 | 11460.2424
2021-02-22 15:00 | 44249.625 | 11353.303
2021-02-22 16:00 | 44249.6667 | 11200.2424
2021-02-22 17:00 | 44249.7083 | 11480.5758
2021-02-22 18:00 | 44249.75 | 12211.1818
2021-02-22 19:00 | 44249.7917 | 11896.8182
2021-02-22 20:00 | 44249.8333 | 11147.7879
2021-02-22 21:00 | 44249.875 | 10397.8485
2021-02-22 22:00 | 44249.9167 | 10680.4545
2021-02-22 23:00 | 44249.9583 | 10621.3636
2021-02-23 | 44250 | 10144.3333
2021-02-23 01:00 | 44250.0417 | 9677.8182
2021-02-23 02:00 | 44250.0833 | 9292.6667
2021-02-23 03:00 | 44250.125 | 9072.8485
2021-02-23 04:00 | 44250.1667 | 9086.6364
2021-02-23 05:00 | 44250.2083 | 9505.4545
2021-02-23 06:00 | 44250.25 | 10647.2727
2021-02-23 07:00 | 44250.2917 | 11512.7576
2021-02-23 08:00 | 44250.3333 | 11717.7576
2021-02-23 09:00 | 44250.375 | 11951.4848
2021-02-23 10:00 | 44250.4167 | 12006
2021-02-23 11:00 | 44250.4583 | 12105.6364
2021-02-23 12:00 | 44250.5 | 11807.6364
2021-02-23 13:00 | 44250.5417 | 11755.0606
2021-02-23 14:00 | 44250.5833 | 11613.7879
2021-02-23 15:00 | 44250.625 | 11526.1515
2021-02-23 16:00 | 44250.6667 | 11400.8182
2021-02-23 17:00 | 44250.7083 | 11630.4848
2021-02-23 18:00 | 44250.75 | 12228.8182
2021-02-23 19:00 | 44250.7917 | 11971.3636
2021-02-23 20:00 | 44250.8333 | 11357.9394
2021-02-23 21:00 | 44250.875 | 10743.7879
2021-02-23 22:00 | 44250.9167 | 10975.2121
2021-02-23 23:00 | 44250.9583 | 10926.7273
2021-02-24 | 44251 | 10093.0303
2021-02-24 01:00 | 44251.0417 | 9625.9697
2021-02-24 02:00 | 44251.0833 | 9240.3333
2021-02-24 03:00 | 44251.125 | 9020.3333
2021-02-24 04:00 | 44251.1667 | 9034.1212
2021-02-24 05:00 | 44251.2083 | 9453.3939
2021-02-24 06:00 | 44251.25 | 10596.3333
2021-02-24 07:00 | 44251.2917 | 11462.7273
2021-02-24 08:00 | 44251.3333 | 11668.1818
2021-02-24 09:00 | 44251.375 | 11902.1212
2021-02-24 10:00 | 44251.4167 | 11956.6667
2021-02-24 11:00 | 44251.4583 | 12056.4242
2021-02-24 12:00 | 44251.5 | 11757.9697
2021-02-24 13:00 | 44251.5417 | 11705.4848
2021-02-24 14:00 | 44251.5833 | 11564.1212
2021-02-24 15:00 | 44251.625 | 11476.3636
2021-02-24 16:00 | 44251.6667 | 11350.8788
2021-02-24 17:00 | 44251.7083 | 11580.6061
2021-02-24 18:00 | 44251.75 | 12179.6667
2021-02-24 19:00 | 44251.7917 | 11921.9697
2021-02-24 20:00 | 44251.8333 | 11307.8485
2021-02-24 21:00 | 44251.875 | 10693.1515
2021-02-24 22:00 | 44251.9167 | 10924.697
2021-02-24 23:00 | 44251.9583 | 10876.2424
2021-02-25 | 44252 | 10122.8182
2021-02-25 01:00 | 44252.0417 | 9576.5152
2021-02-25 02:00 | 44252.0833 | 9204.6061
2021-02-25 03:00 | 44252.125 | 9033.8182
2021-02-25 04:00 | 44252.1667 | 9150.2727
2021-02-25 05:00 | 44252.2083 | 9703.1818
2021-02-25 06:00 | 44252.25 | 10922.5455
2021-02-25 07:00 | 44252.2917 | 11625.8788
2021-02-25 08:00 | 44252.3333 | 11866.6667
2021-02-25 09:00 | 44252.375 | 12089.7576
2021-02-25 10:00 | 44252.4167 | 12105.697
2021-02-25 11:00 | 44252.4583 | 12192.7273
2021-02-25 12:00 | 44252.5 | 11926.3939
2021-02-25 13:00 | 44252.5417 | 11903.2727
2021-02-25 14:00 | 44252.5833 | 11770.303
2021-02-25 15:00 | 44252.625 | 11674.0606
2021-02-25 16:00 | 44252.6667 | 11515.4545
2021-02-25 17:00 | 44252.7083 | 11626.6667
2021-02-25 18:00 | 44252.75 | 11873.7576
2021-02-25 19:00 | 44252.7917 | 12183.697
2021-02-25 20:00 | 44252.8333 | 11705.2424
2021-02-25 21:00 | 44252.875 | 11068.5758
2021-02-25 22:00 | 44252.9167 | 11169.0606
2021-02-25 23:00 | 44252.9583 | 11020.5758
2021-02-26 | 44253 | 10159.5152
2021-02-26 01:00 | 44253.0417 | 9613.7273
2021-02-26 02:00 | 44253.0833 | 9242.0303
2021-02-26 03:00 | 44253.125 | 9071.5152
2021-02-26 04:00 | 44253.1667 | 9187.8485
2021-02-26 05:00 | 44253.2083 | 9740.3333
2021-02-26 06:00 | 44253.25 | 10958.9697
2021-02-26 07:00 | 44253.2917 | 11661.9091
2021-02-26 08:00 | 44253.3333 | 11902.6667
2021-02-26 09:00 | 44253.375 | 12125.3636
2021-02-26 10:00 | 44253.4167 | 12141.3939
2021-02-26 11:00 | 44253.4583 | 12228.5758
2021-02-26 12:00 | 44253.5 | 11962.2727
2021-02-26 13:00 | 44253.5417 | 11939.1818
2021-02-26 14:00 | 44253.5833 | 11806.1515
2021-02-26 15:00 | 44253.625 | 11710.0303
2021-02-26 16:00 | 44253.6667 | 11551.6061
2021-02-26 17:00 | 44253.7083 | 11662.4848
2021-02-26 18:00 | 44253.75 | 11909.6061
2021-02-26 19:00 | 44253.7917 | 12219.5758
2021-02-26 20:00 | 44253.8333 | 11741.2121
2021-02-26 21:00 | 44253.875 | 11104.9394
2021-02-26 22:00 | 44253.9167 | 11205.4242
2021-02-26 23:00 | 44253.9583 | 11056.9697
2021-02-27 | 44254 | 10204.7576
2021-02-27 01:00 | 44254.0417 | 9518.7576
2021-02-27 02:00 | 44254.0833 | 9024.2727
2021-02-27 03:00 | 44254.125 | 8782.3939
2021-02-27 04:00 | 44254.1667 | 8660.7273
2021-02-27 05:00 | 44254.2083 | 8690.6667
2021-02-27 06:00 | 44254.25 | 8944.303
2021-02-27 07:00 | 44254.2917 | 9123.4848
2021-02-27 08:00 | 44254.3333 | 9780.303
2021-02-27 09:00 | 44254.375 | 10426.4242
2021-02-27 10:00 | 44254.4167 | 10700.5455
2021-02-27 11:00 | 44254.4583 | 10771.3333
2021-02-27 12:00 | 44254.5 | 10690.4848
2021-02-27 13:00 | 44254.5417 | 10489.3636
2021-02-27 14:00 | 44254.5833 | 10238.9091
2021-02-27 15:00 | 44254.625 | 10112.5758
2021-02-27 16:00 | 44254.6667 | 10029.8788
2021-02-27 17:00 | 44254.7083 | 10193.8485
2021-02-27 18:00 | 44254.75 | 10637
2021-02-27 19:00 | 44254.7917 | 11001.303
2021-02-27 20:00 | 44254.8333 | 10483.303
2021-02-27 21:00 | 44254.875 | 9985.1515
2021-02-27 22:00 | 44254.9167 | 10109.9091
2021-02-27 23:00 | 44254.9583 | 10135.4545
2021-02-28 | 44255 | 9451.697
2021-02-28 01:00 | 44255.0417 | 8929.5758
2021-02-28 02:00 | 44255.0833 | 8614
2021-02-28 03:00 | 44255.125 | 8298.0909
2021-02-28 04:00 | 44255.1667 | 8220.2121
2021-02-28 05:00 | 44255.2083 | 8233.0909
2021-02-28 06:00 | 44255.25 | 8412.697
2021-02-28 07:00 | 44255.2917 | 8349.697
2021-02-28 08:00 | 44255.3333 | 8809.9091
2021-02-28 09:00 | 44255.375 | 9424.4848
2021-02-28 10:00 | 44255.4167 | 9827
2021-02-28 11:00 | 44255.4583 | 10129.6061
2021-02-28 12:00 | 44255.5 | 10275.697
2021-02-28 13:00 | 44255.5417 | 9859.9091
2021-02-28 14:00 | 44255.5833 | 9565.303
2021-02-28 15:00 | 44255.625 | 9439.6061
2021-02-28 16:00 | 44255.6667 | 9254.697
2021-02-28 17:00 | 44255.7083 | 9465.1818
2021-02-28 18:00 | 44255.75 | 10063.1515
2021-02-28 19:00 | 44255.7917 | 10604.7273
2021-02-28 20:00 | 44255.8333 | 10439.4545
2021-02-28 21:00 | 44255.875 | 10002.4848
2021-02-28 22:00 | 44255.9167 | 9988.4545
2021-02-28 23:00 | 44255.9583 | 9878.6364
2021-03-01 | 44256 | 9682.0303
2021-03-01 01:00 | 44256.0417 | 9020.5758
2021-03-01 02:00 | 44256.0833 | 8570.1818
2021-03-01 03:00 | 44256.125 | 8363.3636
2021-03-01 04:00 | 44256.1667 | 8504.3939
2021-03-01 05:00 | 44256.2083 | 9174.2121
2021-03-01 06:00 | 44256.25 | 10650.9091
2021-03-01 07:00 | 44256.2917 | 11502.6061
2021-03-01 08:00 | 44256.3333 | 11794.3939
2021-03-01 09:00 | 44256.375 | 12064.5152
2021-03-01 10:00 | 44256.4167 | 12083.9091
2021-03-01 11:00 | 44256.4583 | 12189.303
2021-03-01 12:00 | 44256.5 | 11866.6364
2021-03-01 13:00 | 44256.5417 | 11838.7273
2021-03-01 14:00 | 44256.5833 | 11677.5455
2021-03-01 15:00 | 44256.625 | 11561.0606
2021-03-01 16:00 | 44256.6667 | 11368.9091
2021-03-01 17:00 | 44256.7083 | 11503.4545
2021-03-01 18:00 | 44256.75 | 11803.0606
2021-03-01 19:00 | 44256.7917 | 12178.4242
2021-03-01 20:00 | 44256.8333 | 11598.7273
2021-03-01 21:00 | 44256.875 | 10827.8182
2021-03-01 22:00 | 44256.9167 | 10949.3333
2021-03-01 23:00 | 44256.9583 | 10769.6061
2021-03-02 | 44257 | 10042.8485
2021-03-02 01:00 | 44257.0417 | 9495.4848
2021-03-02 02:00 | 44257.0833 | 9122.6364
2021-03-02 03:00 | 44257.125 | 8951.5758
2021-03-02 04:00 | 44257.1667 | 9068.1818
2021-03-02 05:00 | 44257.2083 | 9622.5152
2021-03-02 06:00 | 44257.25 | 10844.5455
2021-03-02 07:00 | 44257.2917 | 11549.6364
2021-03-02 08:00 | 44257.3333 | 11791
2021-03-02 09:00 | 44257.375 | 12014.4848
2021-03-02 10:00 | 44257.4167 | 12030.5758
2021-03-02 11:00 | 44257.4583 | 12117.7273
2021-03-02 12:00 | 44257.5 | 11850.7879
2021-03-02 13:00 | 44257.5417 | 11827.7273
2021-03-02 14:00 | 44257.5833 | 11694.3636
2021-03-02 15:00 | 44257.625 | 11597.8182
2021-03-02 16:00 | 44257.6667 | 11438.9394
2021-03-02 17:00 | 44257.7083 | 11550.3636
2021-03-02 18:00 | 44257.75 | 11798.1515
2021-03-02 19:00 | 44257.7917 | 12108.6667
2021-03-02 20:00 | 44257.8333 | 11629.1212
2021-03-02 21:00 | 44257.875 | 10991.1212
2021-03-02 22:00 | 44257.9167 | 11091.6667
2021-03-02 23:00 | 44257.9583 | 10942.9091
2021-03-03 | 44258 | 9979.7273
2021-03-03 01:00 | 44258.0417 | 9431.6667
2021-03-03 02:00 | 44258.0833 | 9058.4242
2021-03-03 03:00 | 44258.125 | 8887.1515
2021-03-03 04:00 | 44258.1667 | 9003.9091
2021-03-03 05:00 | 44258.2083 | 9558.7879
2021-03-03 06:00 | 44258.25 | 10782.4545
2021-03-03 07:00 | 44258.2917 | 11488.3333
2021-03-03 08:00 | 44258.3333 | 11730.0303
2021-03-03 09:00 | 44258.375 | 11953.8788
2021-03-03 10:00 | 44258.4167 | 11969.7576
2021-03-03 11:00 | 44258.4583 | 12057.2727
2021-03-03 12:00 | 44258.5 | 11789.9091
2021-03-03 13:00 | 44258.5417 | 11766.8182
2021-03-03 14:00 | 44258.5833 | 11633.2424
2021-03-03 15:00 | 44258.625 | 11536.5455
2021-03-03 16:00 | 44258.6667 | 11377.5455
2021-03-03 17:00 | 44258.7083 | 11489.0606
2021-03-03 18:00 | 44258.75 | 11737.0303
2021-03-03 19:00 | 44258.7917 | 12048.2121
2021-03-03 20:00 | 44258.8333 | 11568.0606
2021-03-03 21:00 | 44258.875 | 10929.0909
2021-03-03 22:00 | 44258.9167 | 11029.8485
2021-03-03 23:00 | 44258.9583 | 10880.7879
2021-03-04 | 44259 | 9966.5152
2021-03-04 01:00 | 44259.0417 | 9418.1818
2021-03-04 02:00 | 44259.0833 | 9044.7576
2021-03-04 03:00 | 44259.125 | 8873.3333
2021-03-04 04:00 | 44259.1667 | 8990.0909
2021-03-04 05:00 | 44259.2083 | 9545.3939
2021-03-04 06:00 | 44259.25 | 10769.6364
2021-03-04 07:00 | 44259.2917 | 11475.8182
2021-03-04 08:00 | 44259.3333 | 11717.6667
2021-03-04 09:00 | 44259.375 | 11941.5455
2021-03-04 10:00 | 44259.4167 | 11957.6364
2021-03-04 11:00 | 44259.4583 | 12045.0909
2021-03-04 12:00 | 44259.5 | 11777.697
2021-03-04 13:00 | 44259.5417 | 11754.4545
2021-03-04 14:00 | 44259.5833 | 11620.7273
2021-03-04 15:00 | 44259.625 | 11524.0606
2021-03-04 16:00 | 44259.6667 | 11365.0909
2021-03-04 17:00 | 44259.7083 | 11476.4848
2021-03-04 18:00 | 44259.75 | 11724.8182
2021-03-04 19:00 | 44259.7917 | 12036.1212
2021-03-04 20:00 | 44259.8333 | 11555.6061
2021-03-04 21:00 | 44259.875 | 10916.4242
2021-03-04 22:00 | 44259.9167 | 11017.2424
2021-03-04 23:00 | 44259.9583 | 10868.1212
2021-03-05 | 44260 | 9962.8788
2021-03-05 01:00 | 44260.0417 | 9414.4848
2021-03-05 02:00 | 44260.0833 | 9041
2021-03-05 03:00 | 44260.125 | 8869.6667
2021-03-05 04:00 | 44260.1667 | 8986.4848
2021-03-05 05:00 | 44260.2083 | 9541.7273
2021-03-05 06:00 | 44260.25 | 10766.0909
2021-03-05 07:00 | 44260.2917 | 11472.1818
2021-03-05 08:00 | 44260.3333 | 11714.1212
2021-03-05 09:00 | 44260.375 | 11937.8182
2021-03-05 10:00 | 44260.4167 | 11954
2021-03-05 11:00 | 44260.4583 | 12041.4545
2021-03-05 12:00 | 44260.5 | 11773.9697
2021-03-05 13:00 | 44260.5417 | 11750.7576
2021-03-05 14:00 | 44260.5833 | 11617.2121
2021-03-05 15:00 | 44260.625 | 11520.4242
2021-03-05 16:00 | 44260.6667 | 11361.3333
2021-03-05 17:00 | 44260.7083 | 11472.8182
2021-03-05 18:00 | 44260.75 | 11721.1515
2021-03-05 19:00 | 44260.7917 | 12032.3939
2021-03-05 20:00 | 44260.8333 | 11551.9091
2021-03-05 21:00 | 44260.875 | 10912.6364
2021-03-05 22:00 | 44260.9167 | 11013.5455
2021-03-05 23:00 | 44260.9583 | 10864.4242
2021-03-06 | 44261 | 9949.1515
2021-03-06 01:00 | 44261.0417 | 9263.8788
2021-03-06 02:00 | 44261.0833 | 8769.9697
2021-03-06 03:00 | 44261.125 | 8528.4242
2021-03-06 04:00 | 44261.1667 | 8406.7576
2021-03-06 05:00 | 44261.2083 | 8437
2021-03-06 06:00 | 44261.25 | 8690.2121
2021-03-06 07:00 | 44261.2917 | 8869.2424
2021-03-06 08:00 | 44261.3333 | 9525.303
2021-03-06 09:00 | 44261.375 | 10170.6667
2021-03-06 10:00 | 44261.4167 | 10444.6364
2021-03-06 11:00 | 44261.4583 | 10515.1818
2021-03-06 12:00 | 44261.5 | 10434.6061
2021-03-06 13:00 | 44261.5417 | 10233.4848
2021-03-06 14:00 | 44261.5833 | 9983.303
2021-03-06 15:00 | 44261.625 | 9857.1212
2021-03-06 16:00 | 44261.6667 | 9774.6667
2021-03-06 17:00 | 44261.7083 | 9938.3636
2021-03-06 18:00 | 44261.75 | 10380.9394
2021-03-06 19:00 | 44261.7917 | 10744.9091
2021-03-06 20:00 | 44261.8333 | 10227.4545
2021-03-06 21:00 | 44261.875 | 9729.8182
2021-03-06 22:00 | 44261.9167 | 9854.6364
2021-03-06 23:00 | 44261.9583 | 9880.0606
2021-03-07 | 44262 | 9280.1818
2021-03-07 01:00 | 44262.0417 | 8762.9394
2021-03-07 02:00 | 44262.0833 | 8450.303
2021-03-07 03:00 | 44262.125 | 8137.3333
2021-03-07 04:00 | 44262.1667 | 8060.1515
2021-03-07 05:00 | 44262.2083 | 8072.8788
2021-03-07 06:00 | 44262.25 | 8251.1818
2021-03-07 07:00 | 44262.2917 | 8188.5758
2021-03-07 08:00 | 44262.3333 | 8644.3939
2021-03-07 09:00 | 44262.375 | 9253
2021-03-07 10:00 | 44262.4167 | 9651.9091
2021-03-07 11:00 | 44262.4583 | 9951.697
2021-03-07 12:00 | 44262.5 | 10096.3333
2021-03-07 13:00 | 44262.5417 | 9684.6061
2021-03-07 14:00 | 44262.5833 | 9392.5758
2021-03-07 15:00 | 44262.625 | 9268.3333
2021-03-07 16:00 | 44262.6667 | 9085.1212
2021-03-07 17:00 | 44262.7083 | 9293.4848
2021-03-07 18:00 | 44262.75 | 9885.8182
2021-03-07 19:00 | 44262.7917 | 10422.3939
2021-03-07 20:00 | 44262.8333 | 10258.8485
2021-03-07 21:00 | 44262.875 | 9825.7273
2021-03-07 22:00 | 44262.9167 | 9811.9091
2021-03-07 23:00 | 44262.9583 | 9703.0606
2021-03-08 | 44263 | 9553.1818
2021-03-08 01:00 | 44263.0417 | 8888.1212
2021-03-08 02:00 | 44263.0833 | 8435.303
2021-03-08 03:00 | 44263.125 | 8227.4545
2021-03-08 04:00 | 44263.1667 | 8369.2121
2021-03-08 05:00 | 44263.2083 | 9042.5152
2021-03-08 06:00 | 44263.25 | 10527.0303
2021-03-08 07:00 | 44263.2917 | 11383.2121
2021-03-08 08:00 | 44263.3333 | 11676.5455
2021-03-08 09:00 | 44263.375 | 11948
2021-03-08 10:00 | 44263.4167 | 11967.3939
2021-03-08 11:00 | 44263.4583 | 12073.4848
2021-03-08 12:00 | 44263.5 | 11749.1818
2021-03-08 13:00 | 44263.5417 | 11721.1818
2021-03-08 14:00 | 44263.5833 | 11559.0303
2021-03-08 15:00 | 44263.625 | 11441.8182
2021-03-08 16:00 | 44263.6667 | 11248.9394
2021-03-08 17:00 | 44263.7083 | 11384.2121
2021-03-08 18:00 | 44263.75 | 11685.0909
2021-03-08 19:00 | 44263.7917 | 12062.5758
2021-03-08 20:00 | 44263.8333 | 11479.9091
2021-03-08 21:00 | 44263.875 | 10704.8485
2021-03-08 22:00 | 44263.9167 | 10827.0909
2021-03-08 23:00 | 44263.9583 | 10646.303
2021-03-09 | 44264 | 9992.8182
2021-03-09 01:00 | 44264.0417 | 9445.1212
2021-03-09 02:00 | 44264.0833 | 9072.1212
2021-03-09 03:00 | 44264.125 | 8900.8485
2021-03-09 04:00 | 44264.1667 | 9017.7576
2021-03-09 05:00 | 44264.2083 | 9572.1818
2021-03-09 06:00 | 44264.25 | 10795.0606
2021-03-09 07:00 | 44264.2917 | 11500.4545
2021-03-09 08:00 | 44264.3333 | 11742.1212
2021-03-09 09:00 | 44264.375 | 11965.5152
2021-03-09 10:00 | 44264.4167 | 11981.6667
2021-03-09 11:00 | 44264.4583 | 12069.0606
2021-03-09 12:00 | 44264.5 | 11801.9394
2021-03-09 13:00 | 44264.5417 | 11778.697
2021-03-09 14:00 | 44264.5833 | 11645.2121
2021-03-09 15:00 | 44264.625 | 11548.7576
2021-03-09 16:00 | 44264.6667 | 11389.8485
2021-03-09 17:00 | 44264.7083 | 11501.2727
2021-03-09 18:00 | 44264.75 | 11749.0909
2021-03-09 19:00 | 44264.7917 | 12060.0606
2021-03-09 20:00 | 44264.8333 | 11580.1818
2021-03-09 21:00 | 44264.875 | 10941.6667
2021-03-09 22:00 | 44264.9167 | 11042.2121
2021-03-09 23:00 | 44264.9583 | 10893.3636
2021-03-10 | 44265 | 9942.8485
2021-03-10 01:00 | 44265.0417 | 9394.0909
2021-03-10 02:00 | 44265.0833 | 9020.303
2021-03-10 03:00 | 44265.125 | 8848.8788
2021-03-10 04:00 | 44265.1667 | 8965.8182
2021-03-10 05:00 | 44265.2083 | 9521.3939
2021-03-10 06:00 | 44265.25 | 10746.3939
2021-03-10 07:00 | 44265.2917 | 11452.8485
2021-03-10 08:00 | 44265.3333 | 11695.1212
2021-03-10 09:00 | 44265.375 | 11919
2021-03-10 10:00 | 44265.4167 | 11935.0909
2021-03-10 11:00 | 44265.4583 | 12022.6364
2021-03-10 12:00 | 44265.5 | 11754.7879
2021-03-10 13:00 | 44265.5417 | 11731.7576
2021-03-10 14:00 | 44265.5833 | 11598
2021-03-10 15:00 | 44265.625 | 11501.303
2021-03-10 16:00 | 44265.6667 | 11342.0909
2021-03-10 17:00 | 44265.7083 | 11453.7576
2021-03-10 18:00 | 44265.75 | 11702.0909
2021-03-10 19:00 | 44265.7917 | 12013.4545
2021-03-10 20:00 | 44265.8333 | 11532.7576
2021-03-10 21:00 | 44265.875 | 10893.1515
2021-03-10 22:00 | 44265.9167 | 10994.0606
2021-03-10 23:00 | 44265.9583 | 10844.7576
2021-03-11 | 44266 | 9835.5152
2021-03-11 01:00 | 44266.0417 | 9285.3939
2021-03-11 02:00 | 44266.0833 | 8910.7879
2021-03-11 03:00 | 44266.125 | 8738.8788
2021-03-11 04:00 | 44266.1667 | 8856.1212
2021-03-11 05:00 | 44266.2083 | 9413.0606
2021-03-11 06:00 | 44266.25 | 10641.2121
2021-03-11 07:00 | 44266.2917 | 11349.6364
2021-03-11 08:00 | 44266.3333 | 11592.0606
2021-03-11 09:00 | 44266.375 | 11816.7576
2021-03-11 10:00 | 44266.4167 | 11832.9091
2021-03-11 11:00 | 44266.4583 | 11920.697
2021-03-11 12:00 | 44266.5 | 11652.2121
2021-03-11 13:00 | 44266.5417 | 11629.0606
2021-03-11 14:00 | 44266.5833 | 11495
2021-03-11 15:00 | 44266.625 | 11398
2021-03-11 16:00 | 44266.6667 | 11238.5152
2021-03-11 17:00 | 44266.7083 | 11350.3333
2021-03-11 18:00 | 44266.75 | 11599.303
2021-03-11 19:00 | 44266.7917 | 11911.5455
2021-03-11 20:00 | 44266.8333 | 11429.4848
2021-03-11 21:00 | 44266.875 | 10788.4242
2021-03-11 22:00 | 44266.9167 | 10889.3939
2021-03-11 23:00 | 44266.9583 | 10739.7879
2021-03-12 | 44267 | 9780.3939
2021-03-12 01:00 | 44267.0417 | 9229.7879
2021-03-12 02:00 | 44267.0833 | 8854.8182
2021-03-12 03:00 | 44267.125 | 8682.6364
2021-03-12 04:00 | 44267.1667 | 8800.0606
2021-03-12 05:00 | 44267.2083 | 9357.5455
2021-03-12 06:00 | 44267.25 | 10586.7273
2021-03-12 07:00 | 44267.2917 | 11295.9394
2021-03-12 08:00 | 44267.3333 | 11538.6667
2021-03-12 09:00 | 44267.375 | 11763.4848
2021-03-12 10:00 | 44267.4167 | 11779.6364
2021-03-12 11:00 | 44267.4583 | 11867.4545
2021-03-12 12:00 | 44267.5 | 11598.8485
2021-03-12 13:00 | 44267.5417 | 11575.6061
2021-03-12 14:00 | 44267.5833 | 11441.3939
2021-03-12 15:00 | 44267.625 | 11344.3939
2021-03-12 16:00 | 44267.6667 | 11184.6667
2021-03-12 17:00 | 44267.7083 | 11296.4848
2021-03-12 18:00 | 44267.75 | 11545.697
2021-03-12 19:00 | 44267.7917 | 11858.2424
2021-03-12 20:00 | 44267.8333 | 11375.8788
2021-03-12 21:00 | 44267.875 | 10734.0606
2021-03-12 22:00 | 44267.9167 | 10835.2727
2021-03-12 23:00 | 44267.9583 | 10685.5758
2021-03-13 | 44268 | 9772.9394
2021-03-13 01:00 | 44268.0417 | 9090.2121
2021-03-13 02:00 | 44268.0833 | 8598.0606
2021-03-13 03:00 | 44268.125 | 8357.3636
2021-03-13 04:00 | 44268.1667 | 8236.303
2021-03-13 05:00 | 44268.2083 | 8266.2424
2021-03-13 06:00 | 44268.25 | 8518.6364
2021-03-13 07:00 | 44268.2917 | 8696.9394
2021-03-13 08:00 | 44268.3333 | 9350.6364
2021-03-13 09:00 | 44268.375 | 9993.697
2021-03-13 10:00 | 44268.4167 | 10266.6364
2021-03-13 11:00 | 44268.4583 | 10337
2021-03-13 12:00 | 44268.5 | 10256.5758
2021-03-13 13:00 | 44268.5417 | 10056.2424
2021-03-13 14:00 | 44268.5833 | 9807.0303
2021-03-13 15:00 | 44268.625 | 9681.2727
2021-03-13 16:00 | 44268.6667 | 9599.1212
2021-03-13 17:00 | 44268.7083 | 9762.1818
2021-03-13 18:00 | 44268.75 | 10203.1818
2021-03-13 19:00 | 44268.7917 | 10565.9394
2021-03-13 20:00 | 44268.8333 | 10050.303
2021-03-13 21:00 | 44268.875 | 9554.4545
2021-03-13 22:00 | 44268.9167 | 9678.6667
2021-03-13 23:00 | 44268.9583 | 9704.1212
2021-03-14 | 44269 | 9177.3636
2021-03-14 01:00 | 44269.0417 | 8663.1818
2021-03-14 02:00 | 44269.0833 | 8352.3333
2021-03-14 03:00 | 44269.125 | 8041.303
2021-03-14 04:00 | 44269.1667 | 7964.6061
2021-03-14 05:00 | 44269.2083 | 7977.1515
2021-03-14 06:00 | 44269.25 | 8154.303
2021-03-14 07:00 | 44269.2917 | 8092.2121
2021-03-14 08:00 | 44269.3333 | 8545.303
2021-03-14 09:00 | 44269.375 | 9150.5758
2021-03-14 10:00 | 44269.4167 | 9547
2021-03-14 11:00 | 44269.4583 | 9845.0303
2021-03-14 12:00 | 44269.5 | 9988.8485
2021-03-14 13:00 | 44269.5417 | 9579.6061
2021-03-14 14:00 | 44269.5833 | 9289.303
2021-03-14 15:00 | 44269.625 | 9165.5152
2021-03-14 16:00 | 44269.6667 | 8983.4545
2021-03-14 17:00 | 44269.7083 | 9190.8182
2021-03-14 18:00 | 44269.75 | 9779.5152
2021-03-14 19:00 | 44269.7917 | 10313.0303
2021-03-14 20:00 | 44269.8333 | 10150.3636
2021-03-14 21:00 | 44269.875 | 9719.9091
2021-03-14 22:00 | 44269.9167 | 9706.1818
2021-03-14 23:00 | 44269.9583 | 9597.9394
2021-03-15 | 44270 | 9477.4242
2021-03-15 01:00 | 44270.0417 | 8818.7576
2021-03-15 02:00 | 44270.0833 | 8370.2727
2021-03-15 03:00 | 44270.125 | 8164.5455
2021-03-15 04:00 | 44270.1667 | 8304.8182
2021-03-15 05:00 | 44270.2083 | 8971.7273
2021-03-15 06:00 | 44270.25 | 10442.0606
2021-03-15 07:00 | 44270.2917 | 11290.2121
2021-03-15 08:00 | 44270.3333 | 11580.7273
2021-03-15 09:00 | 44270.375 | 11849.5455
2021-03-15 10:00 | 44270.4167 | 11868.9394
2021-03-15 11:00 | 44270.4583 | 11973.9697
2021-03-15 12:00 | 44270.5 | 11652.7879
2021-03-15 13:00 | 44270.5417 | 11624.9091
2021-03-15 14:00 | 44270.5833 | 11464.3939
2021-03-15 15:00 | 44270.625 | 11348.3333
2021-03-15 16:00 | 44270.6667 | 11157.1212
2021-03-15 17:00 | 44270.7083 | 11291.0303
2021-03-15 18:00 | 44270.75 | 11589.3333
2021-03-15 19:00 | 44270.7917 | 11963.0909
2021-03-15 20:00 | 44270.8333 | 11385.9394
2021-03-15 21:00 | 44270.875 | 10618.2121
2021-03-15 22:00 | 44270.9167 | 10739.3333
2021-03-15 23:00 | 44270.9583 | 10560.2121
2021-03-16 | 44271 | 9904.6364
2021-03-16 01:00 | 44271.0417 | 9355.5152
2021-03-16 02:00 | 44271.0833 | 8981.7879
2021-03-16 03:00 | 44271.125 | 8810.1212
2021-03-16 04:00 | 44271.1667 | 8927.1515
2021-03-16 05:00 | 44271.2083 | 9483.1212
2021-03-16 06:00 | 44271.25 | 10708.697
2021-03-16 07:00 | 44271.2917 | 11415.697
2021-03-16 08:00 | 44271.3333 | 11657.8485
2021-03-16 09:00 | 44271.375 | 11881.9697
2021-03-16 10:00 | 44271.4167 | 11897.9697
2021-03-16 11:00 | 44271.4583 | 11985.5455
2021-03-16 12:00 | 44271.5 | 11717.8182
2021-03-16 13:00 | 44271.5417 | 11694.6061
2021-03-16 14:00 | 44271.5833 | 11560.8182
2021-03-16 15:00 | 44271.625 | 11464.1515
2021-03-16 16:00 | 44271.6667 | 11304.697
2021-03-16 17:00 | 44271.7083 | 11416.3636
2021-03-16 18:00 | 44271.75 | 11664.9091
2021-03-16 19:00 | 44271.7917 | 11976.5152
2021-03-16 20:00 | 44271.8333 | 11495.3939
2021-03-16 21:00 | 44271.875 | 10855.6061
2021-03-16 22:00 | 44271.9167 | 10956.4242
2021-03-16 23:00 | 44271.9583 | 10807.3333
2021-03-17 | 44272 | 9893.3333
2021-03-17 01:00 | 44272.0417 | 9343.8485
2021-03-17 02:00 | 44272.0833 | 8969.6061
2021-03-17 03:00 | 44272.125 | 8797.7576
2021-03-17 04:00 | 44272.1667 | 8915
2021-03-17 05:00 | 44272.2083 | 9471.303
2021-03-17 06:00 | 44272.25 | 10698.1515
2021-03-17 07:00 | 44272.2917 | 11405.6364
2021-03-17 08:00 | 44272.3333 | 11648.2121
2021-03-17 09:00 | 44272.375 | 11872.3939
2021-03-17 10:00 | 44272.4167 | 11888.5758
2021-03-17 11:00 | 44272.4583 | 11976.1212
2021-03-17 12:00 | 44272.5 | 11708.0909
2021-03-17 13:00 | 44272.5417 | 11684.9394
2021-03-17 14:00 | 44272.5833 | 11551.0606
2021-03-17 15:00 | 44272.625 | 11454.2424
2021-03-17 16:00 | 44272.6667 | 11294.697
2021-03-17 17:00 | 44272.7083 | 11406.4545
2021-03-17 18:00 | 44272.75 | 11655.1818
2021-03-17 19:00 | 44272.7917 | 11967.1212
2021-03-17 20:00 | 44272.8333 | 11485.5758
2021-03-17 21:00 | 44272.875 | 10845.1515
2021-03-17 22:00 | 44272.9167 | 10946.1515
2021-03-17 23:00 | 44272.9583 | 10796.5758
2021-03-18 | 44273 | 9861.7576
2021-03-18 01:00 | 44273.0417 | 9311.8182
2021-03-18 02:00 | 44273.0833 | 8937.303
2021-03-18 03:00 | 44273.125 | 8765.3939
2021-03-18 04:00 | 44273.1667 | 8882.5455
2021-03-18 05:00 | 44273.2083 | 9439.5455
2021-03-18 06:00 | 44273.25 | 10667.3333
2021-03-18 07:00 | 44273.2917 | 11375.6061
2021-03-18 08:00 | 44273.3333 | 11618.1212
2021-03-18 09:00 | 44273.375 | 11842.6667
2021-03-18 10:00 | 44273.4167 | 11858.7273
2021-03-18 11:00 | 44273.4583 | 11946.5758
2021-03-18 12:00 | 44273.5 | 11678.2424
2021-03-18 13:00 | 44273.5417 | 11655.0303
2021-03-18 14:00 | 44273.5833 | 11521.1212
2021-03-18 15:00 | 44273.625 | 11424.1212
2021-03-18 16:00 | 44273.6667 | 11264.4545
2021-03-18 17:00 | 44273.7083 | 11376.3333
2021-03-18 18:00 | 44273.75 | 11625.1818
2021-03-18 19:00 | 44273.7917 | 11937.3939
2021-03-18 20:00 | 44273.8333 | 11455.5758
2021-03-18 21:00 | 44273.875 | 10814.4848
2021-03-18 22:00 | 44273.9167 | 10915.6364
2021-03-18 23:00 | 44273.9583 | 10766.0303
2021-03-19 | 44274 | 9816.1818
2021-03-19 01:00 | 44274.0417 | 9265.7273
2021-03-19 02:00 | 44274.0833 | 8890.9091
2021-03-19 03:00 | 44274.125 | 8718.8485
2021-03-19 04:00 | 44274.1667 | 8836.1515
2021-03-19 05:00 | 44274.2083 | 9393.5758
2021-03-19 06:00 | 44274.25 | 10622.3333
2021-03-19 07:00 | 44274.2917 | 11331.2121
2021-03-19 08:00 | 44274.3333 | 11573.9697
2021-03-19 09:00 | 44274.375 | 11798.6364
2021-03-19 10:00 | 44274.4167 | 11814.8485
2021-03-19 11:00 | 44274.4583 | 11902.6061
2021-03-19 12:00 | 44274.5 | 11634.1515
2021-03-19 13:00 | 44274.5417 | 11610.8182
2021-03-19 14:00 | 44274.5833 | 11476.7576
2021-03-19 15:00 | 44274.625 | 11379.7273
2021-03-19 16:00 | 44274.6667 | 11220.0606
2021-03-19 17:00 | 44274.7083 | 11331.8788
2021-03-19 18:00 | 44274.75 | 11581
2021-03-19 19:00 | 44274.7917 | 11893.5455
2021-03-19 20:00 | 44274.8333 | 11411.1818
2021-03-19 21:00 | 44274.875 | 10769.6061
2021-03-19 22:00 | 44274.9167 | 10870.8788
2021-03-19 23:00 | 44274.9583 | 10721.0303
2021-03-20 | 44275 | 9776.2424
2021-03-20 01:00 | 44275.0417 | 9093.4242
2021-03-20 02:00 | 44275.0833 | 8601.303
2021-03-20 03:00 | 44275.125 | 8360.6364
2021-03-20 04:00 | 44275.1667 | 8239.3939
2021-03-20 05:00 | 44275.2083 | 8269.4242
2021-03-20 06:00 | 44275.25 | 8521.8788
2021-03-20 07:00 | 44275.2917 | 8700.0606
2021-03-20 08:00 | 44275.3333 | 9353.7576
2021-03-20 09:00 | 44275.375 | 9996.9394
2021-03-20 10:00 | 44275.4167 | 10269.7879
2021-03-20 11:00 | 44275.4583 | 10340.0606
2021-03-20 12:00 | 44275.5 | 10259.8788
2021-03-20 13:00 | 44275.5417 | 10059.4242
2021-03-20 14:00 | 44275.5833 | 9810.1818
2021-03-20 15:00 | 44275.625 | 9684.5152
2021-03-20 16:00 | 44275.6667 | 9602.1515
2021-03-20 17:00 | 44275.7083 | 9765.3636
2021-03-20 18:00 | 44275.75 | 10206.3636
2021-03-20 19:00 | 44275.7917 | 10569.1515
2021-03-20 20:00 | 44275.8333 | 10053.4545
2021-03-20 21:00 | 44275.875 | 9557.5455
2021-03-20 22:00 | 44275.9167 | 9681.9697
2021-03-20 23:00 | 44275.9583 | 9707.3636
2021-03-21 | 44276 | 9174.7879
2021-03-21 01:00 | 44276.0417 | 8660.7273
2021-03-21 02:00 | 44276.0833 | 8350.1515
2021-03-21 03:00 | 44276.125 | 8039.1515
2021-03-21 04:00 | 44276.1667 | 7962.5152
2021-03-21 05:00 | 44276.2083 | 7975.1818
2021-03-21 06:00 | 44276.25 | 8152.2121
2021-03-21 07:00 | 44276.2917 | 8089.9697
2021-03-21 08:00 | 44276.3333 | 8543
2021-03-21 09:00 | 44276.375 | 9147.7879
2021-03-21 10:00 | 44276.4167 | 9544.1212
2021-03-21 11:00 | 44276.4583 | 9841.9091
2021-03-21 12:00 | 44276.5 | 9985.8788
2021-03-21 13:00 | 44276.5417 | 9576.697
2021-03-21 14:00 | 44276.5833 | 9286.6061
2021-03-21 15:00 | 44276.625 | 9162.8485
2021-03-21 16:00 | 44276.6667 | 8980.8788
2021-03-21 17:00 | 44276.7083 | 9188.0303
2021-03-21 18:00 | 44276.75 | 9776.5455
2021-03-21 19:00 | 44276.7917 | 10309.7273
2021-03-21 20:00 | 44276.8333 | 10147.1515
2021-03-21 21:00 | 44276.875 | 9716.9394
2021-03-21 22:00 | 44276.9167 | 9703.2424
2021-03-21 23:00 | 44276.9583 | 9595.0303
2021-03-22 | 44277 | 9410
2021-03-22 01:00 | 44277.0417 | 8752.7879
2021-03-22 02:00 | 44277.0833 | 8305.0909
2021-03-22 03:00 | 44277.125 | 8099.6061
2021-03-22 04:00 | 44277.1667 | 8239.7576
2021-03-22 05:00 | 44277.2083 | 8905.1818
2021-03-22 06:00 | 44277.25 | 10372.5758
2021-03-22 07:00 | 44277.2917 | 11219.1818
2021-03-22 08:00 | 44277.3333 | 11509.0909
2021-03-22 09:00 | 44277.375 | 11777.5152
2021-03-22 10:00 | 44277.4167 | 11796.6667
2021-03-22 11:00 | 44277.4583 | 11901.5455
2021-03-22 12:00 | 44277.5 | 11580.9697
2021-03-22 13:00 | 44277.5417 | 11553.1515
2021-03-22 14:00 | 44277.5833 | 11393.0303
2021-03-22 15:00 | 44277.625 | 11277.0606
2021-03-22 16:00 | 44277.6667 | 11086.3939
2021-03-22 17:00 | 44277.7083 | 11220.0303
2021-03-22 18:00 | 44277.75 | 11517.6061
2021-03-22 19:00 | 44277.7917 | 11890.6667
2021-03-22 20:00 | 44277.8333 | 11314.7576
2021-03-22 21:00 | 44277.875 | 10548.5152
2021-03-22 22:00 | 44277.9167 | 10669.3939
2021-03-22 23:00 | 44277.9583 | 10490.7879
2021-03-23 | 44278 | 9812.2727
2021-03-23 01:00 | 44278.0417 | 9262.0606
2021-03-23 02:00 | 44278.0833 | 8887.3636
2021-03-23 03:00 | 44278.125 | 8715.1818
2021-03-23 04:00 | 44278.1667 | 8832.6061
2021-03-23 05:00 | 44278.2083 | 9389.7576
2021-03-23 06:00 | 44278.25 | 10618.1515
2021-03-23 07:00 | 44278.2917 | 11326.6364
2021-03-23 08:00 | 44278.3333 | 11569.2727
2021-03-23 09:00 | 44278.375 | 11793.9394
2021-03-23 10:00 | 44278.4167 | 11809.9394
2021-03-23 11:00 | 44278.4583 | 11897.7576
2021-03-23 12:00 | 44278.5 | 11629.2121
2021-03-23 13:00 | 44278.5417 | 11606.1515
2021-03-23 14:00 | 44278.5833 | 11472.0909
2021-03-23 15:00 | 44278.625 | 11375.0909
2021-03-23 16:00 | 44278.6667 | 11215.4848
2021-03-23 17:00 | 44278.7083 | 11327.303
2021-03-23 18:00 | 44278.75 | 11576.3636
2021-03-23 19:00 | 44278.7917 | 11888.8182
2021-03-23 20:00 | 44278.8333 | 11406.6667
2021-03-23 21:00 | 44278.875 | 10765.2727
2021-03-23 22:00 | 44278.9167 | 10866.3939
2021-03-23 23:00 | 44278.9583 | 10716.7576
2021-03-24 | 44279 | 9824.0909
2021-03-24 01:00 | 44279.0417 | 9274.0303
2021-03-24 02:00 | 44279.0833 | 8899.4545
2021-03-24 03:00 | 44279.125 | 8727.5758
2021-03-24 04:00 | 44279.1667 | 8844.8182
2021-03-24 05:00 | 44279.2083 | 9401.7273
2021-03-24 06:00 | 44279.25 | 10629.8485
2021-03-24 07:00 | 44279.2917 | 11338.0909
2021-03-24 08:00 | 44279.3333 | 11580.7576
2021-03-24 09:00 | 44279.375 | 11805.2727
2021-03-24 10:00 | 44279.4167 | 11821.4848
2021-03-24 11:00 | 44279.4583 | 11909.0606
2021-03-24 12:00 | 44279.5 | 11640.8182
2021-03-24 13:00 | 44279.5417 | 11617.6667
2021-03-24 14:00 | 44279.5833 | 11483.6061
2021-03-24 15:00 | 44279.625 | 11386.5758
2021-03-24 16:00 | 44279.6667 | 11226.9091
2021-03-24 17:00 | 44279.7083 | 11338.7879
2021-03-24 18:00 | 44279.75 | 11587.8182
2021-03-24 19:00 | 44279.7917 | 11899.9394
2021-03-24 20:00 | 44279.8333 | 11418.0909
2021-03-24 21:00 | 44279.875 | 10776.9394
2021-03-24 22:00 | 44279.9167 | 10878
2021-03-24 23:00 | 44279.9583 | 10728.3939
2021-03-25 | 44280 | 9788.8485
2021-03-25 01:00 | 44280.0417 | 9238.5758
2021-03-25 02:00 | 44280.0833 | 8863.5455
2021-03-25 03:00 | 44280.125 | 8691.5758
2021-03-25 04:00 | 44280.1667 | 8808.8182
2021-03-25 05:00 | 44280.2083 | 9366.1818
2021-03-25 06:00 | 44280.25 | 10595.2424
2021-03-25 07:00 | 44280.2917 | 11304.1212
2021-03-25 08:00 | 44280.3333 | 11546.9697
2021-03-25 09:00 | 44280.375 | 11771.5455
2021-03-25 10:00 | 44280.4167 | 11787.8485
2021-03-25 11:00 | 44280.4583 | 11875.5758
2021-03-25 12:00 | 44280.5 | 11607.1212
2021-03-25 13:00 | 44280.5417 | 11583.7576
2021-03-25 14:00 | 44280.5833 | 11449.6667
2021-03-25 15:00 | 44280.625 | 11352.6667
2021-03-25 16:00 | 44280.6667 | 11192.8485
2021-03-25 17:00 | 44280.7083 | 11304.8788
2021-03-25 18:00 | 44280.75 | 11554.0303
2021-03-25 19:00 | 44280.7917 | 11866.5758
2021-03-25 20:00 | 44280.8333 | 11384.1515
2021-03-25 21:00 | 44280.875 | 10742.3636
2021-03-25 22:00 | 44280.9167 | 10843.7879
2021-03-25 23:00 | 44280.9583 | 10693.9394
2021-03-26 | 44281 | 9706.9697
2021-03-26 01:00 | 44281.0417 | 9155.697
2021-03-26 02:00 | 44281.0833 | 8780.1515
2021-03-26 03:00 | 44281.125 | 8607.7273
2021-03-26 04:00 | 44281.1667 | 8725.4242
2021-03-26 05:00 | 44281.2083 | 9283.5758
2021-03-26 06:00 | 44281.25 | 10514.5152
2021-03-26 07:00 | 44281.2917 | 11224.5455
2021-03-26 08:00 | 44281.3333 | 11467.5455
2021-03-26 09:00 | 44281.375 | 11692.7273
2021-03-26 10:00 | 44281.4167 | 11708.8485
2021-03-26 11:00 | 44281.4583 | 11796.7273
2021-03-26 12:00 | 44281.5 | 11527.8788
2021-03-26 13:00 | 44281.5417 | 11504.6061
2021-03-26 14:00 | 44281.5833 | 11370.3636
2021-03-26 15:00 | 44281.625 | 11273.1818
2021-03-26 16:00 | 44281.6667 | 11113.0303
2021-03-26 17:00 | 44281.7083 | 11225.2121
2021-03-26 18:00 | 44281.75 | 11474.7273
2021-03-26 19:00 | 44281.7917 | 11787.697
2021-03-26 20:00 | 44281.8333 | 11304.7576
2021-03-26 21:00 | 44281.875 | 10661.8182
2021-03-26 22:00 | 44281.9167 | 10763.3333
2021-03-26 23:00 | 44281.9583 | 10613.4242
2021-03-27 | 44282 | 9589.2727
2021-03-27 01:00 | 44282.0417 | 8910
2021-03-27 02:00 | 44282.0833 | 8420.4242
2021-03-27 03:00 | 44282.125 | 8181
2021-03-27 04:00 | 44282.1667 | 8060.3636
2021-03-27 05:00 | 44282.2083 | 8090.4545
2021-03-27 06:00 | 44282.25 | 8341.303
2021-03-27 07:00 | 44282.2917 | 8518.6667
2021-03-27 08:00 | 44282.3333 | 9169
2021-03-27 09:00 | 44282.375 | 9808.697
2021-03-27 10:00 | 44282.4167 | 10080.2727
2021-03-27 11:00 | 44282.4583 | 10150.1212
2021-03-27 12:00 | 44282.5 | 10070.3636
2021-03-27 13:00 | 44282.5417 | 9870.9394
2021-03-27 14:00 | 44282.5833 | 9622.9697
2021-03-27 15:00 | 44282.625 | 9497.9697
2021-03-27 16:00 | 44282.6667 | 9416.1212
2021-03-27 17:00 | 44282.7083 | 9578.4848
2021-03-27 18:00 | 44282.75 | 10017
2021-03-27 19:00 | 44282.7917 | 10377.8788
2021-03-27 20:00 | 44282.8333 | 9864.9394
2021-03-27 21:00 | 44282.875 | 9371.697
2021-03-27 22:00 | 44282.9167 | 9495.3939
2021-03-27 23:00 | 44282.9583 | 9520.697
2021-03-28 | 44283 | 9111.7273
2021-03-28 01:00 | 44283.0417 | 8472.0303
2021-03-28 02:00 | 44283.0833 | 7985.2727
2021-03-28 03:00 | 44283.125 | 7790.7273
2021-03-28 04:00 | 44283.1667 | 7704.2727
2021-03-28 05:00 | 44283.2083 | 7830.1818
2021-03-28 06:00 | 44283.25 | 7933.8182
2021-03-28 07:00 | 44283.2917 | 7981.2424
2021-03-28 08:00 | 44283.3333 | 8590.2727
2021-03-28 09:00 | 44283.375 | 9262.1212
2021-03-28 10:00 | 44283.4167 | 9634.6667
2021-03-28 11:00 | 44283.4583 | 9925.3333
2021-03-28 12:00 | 44283.5 | 10002.4242
2021-03-28 13:00 | 44283.5417 | 9598.5455
2021-03-28 14:00 | 44283.5833 | 9068.0606
2021-03-28 15:00 | 44283.625 | 8902.6364
2021-03-28 16:00 | 44283.6667 | 8863.3333
2021-03-28 17:00 | 44283.7083 | 9024.6364
2021-03-28 18:00 | 44283.75 | 9363
2021-03-28 19:00 | 44283.7917 | 9511.0909
2021-03-28 20:00 | 44283.8333 | 9768.3636
2021-03-28 21:00 | 44283.875 | 10004.9394
2021-03-28 22:00 | 44283.9167 | 9999.2424
2021-03-28 23:00 | 44283.9583 | 9667.2424
2021-03-29 | 44284 | 9019.8485
2021-03-29 01:00 | 44284.0417 | 8395.6061
2021-03-29 02:00 | 44284.0833 | 7993.0909
2021-03-29 03:00 | 44284.125 | 7861.6364
2021-03-29 04:00 | 44284.1667 | 7985
2021-03-29 05:00 | 44284.2083 | 8567.1515
2021-03-29 06:00 | 44284.25 | 9707.9091
2021-03-29 07:00 | 44284.2917 | 10444.2424
2021-03-29 08:00 | 44284.3333 | 11001.4545
2021-03-29 09:00 | 44284.375 | 11385.8485
2021-03-29 10:00 | 44284.4167 | 11505.5455
2021-03-29 11:00 | 44284.4583 | 11677.3939
2021-03-29 12:00 | 44284.5 | 11397.9091
2021-03-29 13:00 | 44284.5417 | 11252.4848
2021-03-29 14:00 | 44284.5833 | 11044.4242
2021-03-29 15:00 | 44284.625 | 10898.6061
2021-03-29 16:00 | 44284.6667 | 10744.1212
2021-03-29 17:00 | 44284.7083 | 10767.7576
2021-03-29 18:00 | 44284.75 | 10643.8485
2021-03-29 19:00 | 44284.7917 | 10285.5152
2021-03-29 20:00 | 44284.8333 | 10201.4848
2021-03-29 21:00 | 44284.875 | 10323.1212
2021-03-29 22:00 | 44284.9167 | 10383.6364
2021-03-29 23:00 | 44284.9583 | 10063.4242
2021-03-30 | 44285 | 9520.8788
2021-03-30 01:00 | 44285.0417 | 8998.6667
2021-03-30 02:00 | 44285.0833 | 8662.2424
2021-03-30 03:00 | 44285.125 | 8552.1818
2021-03-30 04:00 | 44285.1667 | 8655.3939
2021-03-30 05:00 | 44285.2083 | 9142.3333
2021-03-30 06:00 | 44285.25 | 10096.3636
2021-03-30 07:00 | 44285.2917 | 10712.303
2021-03-30 08:00 | 44285.3333 | 11178.4545
2021-03-30 09:00 | 44285.375 | 11499.8788
2021-03-30 10:00 | 44285.4167 | 11599.9697
2021-03-30 11:00 | 44285.4583 | 11743.7576
2021-03-30 12:00 | 44285.5 | 11509.9697
2021-03-30 13:00 | 44285.5417 | 11388.2121
2021-03-30 14:00 | 44285.5833 | 11214.4545
2021-03-30 15:00 | 44285.625 | 11092.3636
2021-03-30 16:00 | 44285.6667 | 10963.1212
2021-03-30 17:00 | 44285.7083 | 10982.8182
2021-03-30 18:00 | 44285.75 | 10879.2121
2021-03-30 19:00 | 44285.7917 | 10579.6667
2021-03-30 20:00 | 44285.8333 | 10509.2121
2021-03-30 21:00 | 44285.875 | 10610.8788
2021-03-30 22:00 | 44285.9167 | 10661.697
2021-03-30 23:00 | 44285.9583 | 10393.8182
2021-03-31 | 44286 | 9616.1818
2021-03-31 01:00 | 44286.0417 | 9094.9091
2021-03-31 02:00 | 44286.0833 | 8759.0303
2021-03-31 03:00 | 44286.125 | 8649.0303
2021-03-31 04:00 | 44286.1667 | 8752.1212
2021-03-31 05:00 | 44286.2083 | 9238.2121
2021-03-31 06:00 | 44286.25 | 10190.7576
2021-03-31 07:00 | 44286.2917 | 10805.6667
2021-03-31 08:00 | 44286.3333 | 11271.0303
2021-03-31 09:00 | 44286.375 | 11592
2021-03-31 10:00 | 44286.4167 | 11691.8788
2021-03-31 11:00 | 44286.4583 | 11835.5455
2021-03-31 12:00 | 44286.5 | 11602.1212
2021-03-31 13:00 | 44286.5417 | 11480.7273
2021-03-31 14:00 | 44286.5833 | 11306.8788
2021-03-31 15:00 | 44286.625 | 11185.1212
2021-03-31 16:00 | 44286.6667 | 11056.2727
2021-03-31 17:00 | 44286.7083 | 11076
2021-03-31 18:00 | 44286.75 | 10972.303
2021-03-31 19:00 | 44286.7917 | 10673.1818
2021-03-31 20:00 | 44286.8333 | 10602.9091
2021-03-31 21:00 | 44286.875 | 10704.4848
2021-03-31 22:00 | 44286.9167 | 10755.1818
2021-03-31 23:00 | 44286.9583 | 10487.697
2021-04-01 | 44287 | 9618.4171
2021-04-01 01:00 | 44287.0417 | 9091.3857
2021-04-01 02:00 | 44287.0833 | 8751.7971
2021-04-01 03:00 | 44287.125 | 8640.7657
2021-04-01 04:00 | 44287.1667 | 8744.9086
2021-04-01 05:00 | 44287.2083 | 9236.38
2021-04-01 06:00 | 44287.25 | 10199.2543
2021-04-01 07:00 | 44287.2917 | 10820.8286
2021-04-01 08:00 | 44287.3333 | 11291.2343
2021-04-01 09:00 | 44287.375 | 11615.7514
2021-04-01 10:00 | 44287.4167 | 11716.6
2021-04-01 11:00 | 44287.4583 | 11861.7943
2021-04-01 12:00 | 44287.5 | 11625.8343
2021-04-01 13:00 | 44287.5417 | 11503.0229
2021-04-01 14:00 | 44287.5833 | 11327.4714
2021-04-01 15:00 | 44287.625 | 11204.3514
2021-04-01 16:00 | 44287.6667 | 11073.9486
2021-04-01 17:00 | 44287.7083 | 11093.9343
2021-04-01 18:00 | 44287.75 | 10989.28
2021-04-01 19:00 | 44287.7917 | 10686.8257
2021-04-01 20:00 | 44287.8333 | 10615.9343
2021-04-01 21:00 | 44287.875 | 10718.5829
2021-04-01 22:00 | 44287.9167 | 10769.7143
2021-04-01 23:00 | 44287.9583 | 10499.4057

## 2.3 Market response
2.3 Market response
Results from the market response study as performed by E-Cube were presented on the TF iSR of 8 July 2019.
The extrapolation factor has not yet been decided upon. Stakeholders are asked to motivate their preference.
Market response volume per winter | [5 empty] | Market response categories & constraints
Market Response volume [MW] | Measured | Extrapolation |  |  |  | Categories & Constraints | Distribution [%]
|  |  | Winters under consideration |  |  | Max use of 1 hour | 10
| 2018-19 | 2019-20 | 2020-21 | 2021-22 | 2022-23 | Max use of 2 hours | 35
1% growth | 699 | 696.779 | 705.7698 | 706.7735 | 708.0912 | Max use of 4 hours | 10
3% growth | 699 | 719.137 | 751.3801 | 776.5595 | 803.0063 | Max use of 8 hours | 30
5% growth | 699 | 741.495 | 797.8848 | 849.109 | 903.6144 | No limit | 15

## 3. Balancing reserves
3. Balancing reserves
Volume of balancing reserves assumed to be provided by Belgian production units [MW]
| 2019-20 | 2020-21 | 2021-22 | 2022-23
FCR | 11.4 | 0 | 0 | 0
aFRR | 147.5 | 150 | 145 | 135
mFRR | 385.5 | 395 | 395 | 395
Total | 544.4 | 545 | 540 | 530

## 4. Flow based domains
4. Flow based domains
Four typical days (three during the week and one for the weekend), each consisting of 24 CWE flow based domains will be used for the volume assessment.
The typical days are determined using a clustering method on historical domain data starting on 1/10/2018 (DE-AT split go-live), through the so called SPAIC process in FBMC.
The domains have been calculated by considering the effect of the ALEGrO interconnector between Belgium and Germany.
The historical domains have also been updated to take into account the effect of HTLS upgrades in Belgium.
A minRAM of 20% is applied as this was used in the historical days and is in line with Elia's Adequacy and Flexibility study for 2020.
The external constraint (max import for BE) has not been integrated in these domains as we also have to take the NEMO position into account.
To increase transparancy the domains have been enumerated and are represented by their vertex equivalent.
Every line contains a domain vertex representing the extreme CWE net balances whilst respecting the FB grid constraints.
Typical day 1: 2019-01-22 (Weekday)
Constraints typical day 1
Typical day 2: 2018-11-28 (Weekday)
Constraints typical day 2
Typical day 3: 2018-12-28 (Weekday)
Constraints typical day 3
Typical day 4: 2018-11-17 (Weekend)
Constraints typical day 4
Public consultation on methods, hypotheses and data sources: consulted document

## 4.1 Flow based typical day 1
4.1 Flow based typical day 1 : 2019-01-22 (Weekday)
Vertices
Hour | AT | BE | DE | FR | NL
1 | 3182.8983 | 5329.1865 | -10196.4143 | -1367.9569 | 3052.2865
1 | 659.6423 | 6348.1165 | 1191.6084 | -3874.5574 | -4324.8098
1 | -4885.3382 | 5605.8146 | 6012.9784 | -3025.4961 | -3707.9587
1 | 4769.1447 | 6316.1261 | -1648.1385 | -4973.6809 | -4463.4513
1 | 3285.3341 | -33.824 | 7392.6258 | -9711.5432 | -932.5927
1 | -4911.5067 | 6130.0262 | 4800.2271 | -1845.5205 | -4173.2262
1 | -4976.7975 | 4031.9388 | 2909.7202 | 2498.0797 | -4462.9412
1 | -4566.7168 | 1867.0092 | 632.4839 | 6844.7005 | -4777.4768
1 | 2249.1704 | 5172.6213 | -9598.4618 | -1157.6691 | 3334.3393
1 | -3322.2461 | 4426.7804 | -4754.1056 | -304.5599 | 3954.1311
1 | -4331.4455 | 4308.8109 | -3760.5121 | -186.5581 | 3969.7048
1 | -5000.5209 | 4934.4308 | 1667.8613 | -1609.1258 | 7.3547
1 | -5039.5104 | 1550.7288 | 1249.1797 | -2411.5326 | 4651.1345
1 | 4823.104 | 1626.0037 | -6933.6469 | -4692.5903 | 5177.1295
1 | 5309.8782 | 1614.2898 | -7260.0325 | -4829.1788 | 5165.0433
1 | 5317.9079 | 1595.3924 | -7131.3186 | -4886.9567 | 5104.975
1 | 5315.8677 | 1492.7381 | -7091.8874 | -4896.6788 | 5179.9604
1 | 5313.3476 | 1527.2074 | -7151.4422 | -4872.0643 | 5182.9516
1 | -5007.552 | 1696.7471 | 846.743 | -2426.3772 | 4890.4391
1 | -5042.0823 | 1664.1798 | 1109.3413 | -2515.8332 | 4784.3944
1 | -4760.0764 | -6.948 | 12852.6186 | -7535.6979 | -549.8963
1 | 3360.3101 | -119.362 | 6812.7986 | -9567.8892 | -485.8575
1 | 3291.217 | -57.3385 | 7342.0447 | -9704.2303 | -871.6929
1 | 3306.5102 | -186.4725 | 7200.9527 | -9697.4932 | -623.4972
1 | 4801.6744 | -5520.4862 | -1099.9354 | 1487.968 | 330.7792
1 | -4975.3334 | -5425.7937 | 6120.3731 | 4020.9942 | 259.7598
1 | -4928.4129 | -5370.2828 | 7963.0505 | 3781.4607 | -1445.8155
1 | -3523.2579 | -5381.9794 | 6989.5051 | 3409.6424 | -1493.9102
1 | 4670.8378 | -5490.243 | -31.3262 | 1404.1405 | -553.4091
1 | -4756.8593 | 8.9443 | 12974.9327 | -7576.5967 | -650.421
1 | 3070.5633 | -47.376 | 7560.2185 | -9666.3888 | -917.0171
1 | 3285.0761 | -63.4707 | 7397.9512 | -9693.0665 | -926.4901
1 | 3907.4034 | -2842.3806 | 4321.8801 | -4026.0591 | -1360.8438
1 | -4755.628 | -44.4855 | 13041.5844 | -7615.8265 | -625.6443
1 | 1420.5166 | -226.4896 | 8942.9905 | -9364.9294 | -772.0882
1 | 3192.0514 | -518.8512 | 8073.5501 | -9982.3295 | -764.4208
1 | 3262.633 | -472.1948 | 7597.2941 | -9559.8663 | -827.8661
1 | 3978.2424 | -4913.6057 | 4276.5843 | -2216.9936 | -1124.2275
1 | -4750.6975 | -255.8686 | 13307.6233 | -7718.9872 | -582.07
1 | -5042.5816 | 1556.5326 | 1125.4203 | -2516.2934 | 4876.922
1 | -4310.9225 | -1651.6907 | -3296.3854 | 4109.2844 | 5149.7142
1 | -4103.0509 | 4820.6905 | -5242.1503 | 925.7218 | 3598.7889
1 | -4223.956 | 4520.7362 | -4472.6533 | 311.8797 | 3863.9934
1 | -3707.7445 | 1258.1857 | -7283.0712 | 6165.8036 | 3566.8264
1 | 4933.0103 | 5310.8082 | -11451.6629 | -1820.9032 | 3028.7476
1 | 5255.688 | 5963.6651 | -5349.4944 | -3993.727 | -1876.1317
1 | 5188.2824 | 4388.6783 | -3712.5288 | -1119.1833 | -4745.2486
1 | 4782.1363 | 1123.0407 | -6446.8267 | 5727.8909 | -5186.2412
1 | 4934.4911 | 5191.4868 | -11504.1802 | -1843.7823 | 3221.9846
1 | 4566.7586 | 539.9074 | -13538.678 | 5214.7521 | 3217.2599
1 | 4522.7617 | -4132.8534 | -12710.5671 | 8145.6889 | 4174.9699
1 | 4765.6218 | -630.9059 | -6135.9906 | 6828.0342 | -4826.7595
1 | -4604.7203 | -1232.1055 | 1188.5127 | 8790.0787 | -4141.7656
1 | -5012.6456 | -3140.07 | 3878.4127 | 7356.5947 | -3082.2919
1 | -3780.3859 | -4665.582 | -6220.2564 | 9884.2748 | 4781.9494
1 | -3827.2151 | -4884.6133 | -5911.4601 | 9719.7131 | 4903.5753
1 | 4622.9896 | -5087.9613 | -11577.3841 | 7348.5912 | 4693.7646
1 | 4678.0744 | -5217.6009 | -10694.3812 | 6952.2236 | 4281.6842
1 | -4857.1126 | -5855.958 | 1920.7575 | 7051.6128 | 1740.7002
1 | -5044.9298 | -5680.3393 | 3444.5649 | 6652.2816 | 628.4225
1 | -5049.3629 | -5928.4124 | 3351.4103 | 6424.9764 | 1201.3886
1 | -5049.7526 | -6098.8916 | 3392.7755 | 6553.0266 | 1202.8422
1 | -4920.1949 | -7160.7832 | 8885.863 | 4221.9675 | -1026.8525
1 | 5105.1609 | -3866.4935 | -2297.1438 | 4127.7323 | -3069.2558
1 | -4965.0242 | -5214.5807 | 6458.8994 | 5669.7043 | -1948.9987
1 | 5113.8628 | -3905.7246 | -2210.1335 | 4036.3807 | -3034.3853
1 | 4987.6953 | -4189.7251 | -1475.0619 | 3460.4661 | -2783.3744
1 | 5113.0545 | -3953.2961 | -2193.0271 | 4061.6769 | -3028.4082
1 | 5163.3327 | -5579.8673 | -3543.1554 | 2782.3089 | 1177.3812
1 | 4892.7977 | -5674.9205 | -1666.2541 | 1973.3548 | 475.0221
1 | -5024.4588 | -5979.3121 | 4356.2387 | 5870.1081 | 777.424
1 | 4690.867 | -5534.7201 | -141.7545 | 1544.5492 | -558.9417
1 | -3928.4493 | -5618.1163 | 6827.2503 | 4302.5085 | -1583.1932
1 | -4943.4127 | -5647.5083 | 7460.4674 | 4695.2046 | -1564.7509
1 | 4657.9197 | -5639.7967 | 80.5171 | 1451.2165 | -549.8566
1 | -2557.5007 | -6094.3478 | 6632.9138 | 3378.4694 | -1359.5348
1 | -4925.584 | -6404.7071 | 8420.0711 | 4110.2382 | -1200.0182
1 | 4728.1216 | -5857.7358 | -484.4796 | 1569.3908 | 44.703
1 | -4937.1967 | -6587.4422 | 8020.3458 | 4225.4138 | -721.1207
1 | 4465.9537 | -6225.0362 | 1420.9101 | 980.2487 | -642.0764
1 | 104.2863 | -6638.3001 | 5663.5454 | 2019.0675 | -1148.599
1 | -4918.3253 | -6756.4857 | 8825.257 | 3895.8862 | -1046.3321
1 | 4247.5219 | -6802.9594 | 3093.9359 | 681.8547 | -1220.3531
1 | -3885.1236 | -5223.7628 | -5438.4674 | 9571.9046 | 4975.4492
1 | 4616.3298 | 2349.7931 | -12744.2575 | 4215.7412 | 1562.3935
1 | 3964.9214 | 5387.9894 | -10773.7231 | -1537.5286 | 2958.3408
1 | 1740.343 | 6422.6224 | 340.5687 | -4091.8251 | -4411.709
1 | 4791.7602 | 6380.8842 | -1743.9334 | -4891.3683 | -4537.3427
1 | 4788 | 6392.816 | -1757.7753 | -4912.2131 | -4510.8276
1 | -4915.7812 | 6169.3962 | 4617.5488 | -1627.4589 | -4243.705
1 | -4975.2508 | 4315.3152 | 2876.6151 | 2307.5075 | -4524.1871
1 | -4570.7223 | 2256.3841 | 623.7626 | 6540.8377 | -4850.2621
1 | 4920.8199 | 5358.1391 | -11587.0007 | -1735.5896 | 3043.6314
1 | 4919.2258 | 5307.6346 | -11639.1219 | -1730.6807 | 3142.9422
1 | 5207.8173 | 2134.1097 | -7832.5873 | -4145.6837 | 4636.344
1 | 5282.0823 | 2369.0506 | -6372.4117 | -4636.8278 | 3358.1066
1 | 4302.5858 | 3218.0509 | 1121.2655 | -6576.795 | -2065.1071
1 | 3032.2569 | 3231.1533 | 3467.0389 | -6772.8373 | -2957.6118
1 | -4806.4684 | 2181.7898 | 10282.824 | -5572.552 | -2085.5933
1 | -4770.1815 | 601.0393 | 12249.1215 | -6857.9408 | -1222.0386
1 | 4089.9951 | 3250.2579 | 2701.6748 | -7033.6725 | -3008.2553
1 | 5295.956 | 1395.0231 | -6769.7188 | -4835.9981 | 4914.7378
1 | 5135.1574 | 825.313 | -5754.1397 | -5321.5329 | 5115.2023
1 | 3108.5308 | -949.9071 | 8681.6749 | -10167.5244 | -672.7742
1 | -5018.9487 | 898.3839 | 2282.242 | -2980.7564 | 4819.0792
1 | -4810.9584 | -334.1371 | 10943.3607 | -6683.0998 | 884.8346
1 | 2732.5973 | -940.8606 | 8933.741 | -10062.0377 | -663.4401
1 | -4826.3593 | -4136.7867 | 11600.0082 | -1915.5973 | -721.265
1 | -5045.8079 | 126.5372 | 1474.1094 | -1428.3134 | 4873.4747
1 | 5285.189 | 191.5974 | -6552.5115 | -4089.0679 | 5164.793
1 | 5192.5767 | -543.8216 | -7269.9789 | -2593.4774 | 5214.7012
1 | -4204.7721 | -3916.0076 | -3527.8599 | 6462.144 | 5186.4956
1 | -3997.7597 | -5299.6023 | -4647.034 | 8863.2405 | 5081.1555
1 | 5269.5161 | 2794.3119 | -6033.801 | -4318.2718 | 2288.2448
1 | 4455.2125 | 3359.6826 | 113.8783 | -6047.4679 | -1881.3054
1 | 2501.1794 | 3492.8224 | 3149.7327 | -5949.9804 | -3193.7541
1 | -4861.2714 | 3279.6148 | 7743.0313 | -3101.3995 | -3059.9752
1 | 4212.8007 | 3493.0429 | 1990.6154 | -6450.3519 | -3246.1072
1 | 5208.8187 | 2051.4891 | -4528.3308 | -1933.9994 | -797.9776
1 | 4605.9071 | 2530.1222 | -56.6689 | -3406.4983 | -3672.8621
1 | 5130.784 | 97.1651 | -2639.3267 | 1433.4252 | -4022.0476
1 | 5092.2617 | -4196.3275 | -1861.6309 | 4102.1376 | -3136.4409
1 | 5131.4262 | -6945.952 | -2983.2063 | 3539.891 | 1257.8412
1 | 4476.9218 | -7519.264 | 1678.8778 | 1974.8653 | -611.401
1 | 4342.9222 | -7403.1169 | 2704.047 | 1709.469 | -1353.3214
1 | 4256.9957 | -7596.5356 | 3204.6682 | 1317.2418 | -1182.3702
1 | 2473.3019 | -7653.4014 | 4329.6851 | 1995.7499 | -1145.3356
1 | 5091.3996 | 2118.525 | -7731.3619 | -4127.8576 | 4649.2949
1 | -5020.1018 | 936.5499 | 2223.7782 | -2945.559 | 4805.3327
1 | 5213.8719 | 2076.4129 | -7764.1332 | -4193.8354 | 4667.6837
1 | 5251.6243 | 6040.5993 | -5249.2154 | -3968.4462 | -2074.5621
1 | 5272.2157 | 3794.3255 | -5900.7444 | -4391.0755 | 1225.2787
1 | 4391.2305 | 4557.939 | 839.2681 | -6135.9336 | -3652.5039
1 | 4185.4807 | 3663.3889 | 2113.3346 | -6744.3444 | -3217.8597
1 | 5306.0987 | 1415.5014 | -6871.0699 | -4877.5004 | 5026.9702
1 | 5214.4785 | 1090.8905 | -6292.4108 | -5154.1496 | 5141.1913
1 | 3160.6966 | -708.1162 | 8336.8332 | -10065.0738 | -724.3397
1 | 5299.9639 | 729.8105 | -6747.309 | -4451.9127 | 5169.4473
1 | 5139.4102 | -6722.9663 | -3020.3667 | 3513.9765 | 1089.9463
1 | 4253.7646 | -7034.1402 | 3124.0135 | 865.7171 | -1209.355
1 | 5261.4784 | 4157.6925 | -5611.4165 | -4118.8835 | 311.1291
1 | 4460.4824 | 4713.8237 | 435.7954 | -5819.8205 | -3790.281
1 | 4276.6831 | 3908.8097 | 1574.9679 | -6358.7998 | -3401.661
1 | 5202.1569 | 3431.7073 | -4140.0709 | -1788.6555 | -2705.1377
1 | 4879.2452 | 3688.057 | -1745.1069 | -2577.3068 | -4244.8885
1 | 5160.3625 | 2384.9968 | -3128.3449 | 14.8933 | -4431.9077
1 | 5101.8476 | -4136.7567 | -1947.0361 | 4068.629 | -3086.6838
1 | 5138.0092 | -6675.5533 | -2982.6145 | 3549.4928 | 970.6659
1 | 5138.5555 | -6754.4683 | -3008.7299 | 3535.8859 | 1088.7569
1 | 4614.6098 | -6221.8852 | 1021.6733 | 2512.8606 | -1927.2583
1 | 4908.7211 | 5301.749 | -11717.9713 | -1602.9278 | 3110.4289
1 | 303.0373 | 5029.6264 | -8834.5242 | 305.0303 | 3196.8302
1 | -4004.4443 | 4931.9045 | -5747.6261 | 1729.992 | 3090.174
1 | -3985.1446 | 4790.1024 | -5925.3056 | 1757.0916 | 3363.2563
1 | -4158.2901 | 3715.2764 | -4689.0083 | 1342.8512 | 3789.1709
1 | -3904.636 | 4589.4918 | -6378.8159 | 2452.171 | 3241.7891
1 | -3846.7553 | 4293.7715 | -6693.9376 | 3059.2835 | 3187.6379
1 | -3842.3102 | 4268.2268 | -6716.6525 | 3111.4017 | 3179.3342
1 | -3624.6178 | 4254.5765 | -6881.7868 | 3077.6386 | 3174.1895
1 | 668.1199 | 3697.3076 | -10325.3036 | 3010.0652 | 2949.8109
1 | -1667.9938 | 3621.5333 | -8697.617 | 3833.8944 | 2910.183
1 | -3959.9112 | 3528.2651 | -5274.8569 | 4465.1849 | 1241.3182
1 | 4654.8259 | 3383.1208 | -13333.7456 | 2518.2971 | 2777.5019
1 | 4625.3652 | 3115.5071 | -13451.9326 | 3078.3218 | 2632.7385
1 | 4623.2882 | 3057.5638 | -13520.208 | 3080.9672 | 2758.3888
1 | -1508.541 | 3552.7111 | -8885.385 | 3817.0598 | 3024.1551
1 | 3715.2496 | 3794.6075 | -12300.1291 | 1921.128 | 2869.1439
1 | 4706.1102 | 3782.115 | -12984.752 | 1660.2884 | 2836.2384
1 | 4802.134 | 3770.1496 | -10704.9564 | 1380.5032 | 752.1696
1 | 4029.3602 | 3779.4457 | -10073.5286 | 1573.3569 | 691.3658
1 | -4650.9595 | 4330.4449 | 154.6337 | 2477.5753 | -2311.6944
1 | -4975.965 | 4663.6388 | 2732.1745 | 1628.1176 | -4047.9658
1 | -4121.4193 | 3509.7772 | -3884.2201 | 4398.2736 | 97.5886
1 | -4085.7524 | 3361.5922 | -4102.4725 | 4707.1325 | 119.5001
1 | -4005.6525 | 3019.2308 | -4867.4071 | 4660.187 | 1193.6417
1 | 4663.6722 | 2732.3575 | -12489.398 | 2006.0487 | 3087.3196
1 | -4030.5045 | 1516.4776 | -5174.3328 | 3787.4348 | 3900.9249
1 | -1071.6886 | 2253.7645 | -8657.307 | 4170.2878 | 3304.9432
1 | -3856.8856 | 1860.1085 | -6301.1769 | 4728.2807 | 3569.6733
1 | 5192.3213 | 4792.6141 | -3811.8586 | -1619.6493 | -4553.4275
1 | 5139.8382 | 4842.8066 | -3420.9943 | -1746.6129 | -4815.0376
1 | -4959.564 | 4753.731 | 3352.7174 | 1368.8637 | -4515.7482
1 | -4974.1163 | 4300.7969 | 2926.4547 | 2330.2612 | -4583.3966
1 | -4627.5402 | 2537.3511 | 992.9759 | 5956.4751 | -4859.2619
1 | 5185.5701 | 4639.8217 | -3647.5168 | -1330.9026 | -4846.9724
1 | 4815.5941 | 1758.6857 | -6170.5795 | 4864.9981 | -5268.6983
1 | 4834.0089 | -1690.6235 | -4838.8753 | 6168.6434 | -4473.1536
1 | 4670.2508 | 2834.6746 | -11796.518 | 3428.6357 | 862.9568
1 | 4715.5931 | 2734.6135 | -12526.5636 | 1991.4535 | 3084.9035
1 | 4631.0826 | 2170.1495 | -13134.3257 | 3364.7116 | 2968.382
1 | -3764.1668 | 3775.3269 | -7093.0052 | 4112.585 | 2969.2601
1 | -3841.9308 | 4265.3873 | -6719.9345 | 3112.5358 | 3183.9422
1 | -3754.2235 | 3697.9053 | -7188.8337 | 4117.1233 | 3128.0286
1 | 4887.5028 | 5161.1741 | -11813.9486 | -1302.6411 | 3067.9127
1 | 4961.2823 | 5298.9991 | -10354.2843 | -1777.296 | 1871.2989
1 | -4652.7829 | 5353.0761 | -440.7004 | 503.0263 | -762.6192
1 | -4981.2679 | 5631.7993 | 2199.1069 | -243.5289 | -2606.1094
1 | -4215.5431 | 3430.3927 | -4269.4607 | 1211.0187 | 3843.5923
1 | 5246.5254 | 5961.6903 | -5127.5089 | -3823.0613 | -2257.6455
1 | 4808.5064 | 6308.7729 | -1811.746 | -4745.3596 | -4560.1737
1 | -4923.0961 | 5905.3624 | 4415.4016 | -1072.9045 | -4324.7634
1 | 4917.8026 | 4705.4375 | -11354.0245 | -1515.9749 | 3246.7593
1 | -3391.1744 | 3518.0102 | -4957.2256 | 976.493 | 3853.8967
1 | 5125.1935 | 2506.6054 | -8658.742 | -3278.3083 | 4305.2514
1 | 2184.2724 | 2421.44 | -6823.955 | -2140.4465 | 4358.6892
1 | -4511.9571 | 2276.9984 | -2172.5584 | 278.6476 | 4128.8695
1 | -5014.9061 | 2650.6324 | 1858.5124 | -874.1982 | 1379.9596
1 | -5040.1941 | 1235.5319 | 1327.1242 | -2170.8305 | 4648.3684
1 | -4130.6023 | 1348.1797 | -4531.0462 | 3223.5071 | 4089.9617
1 | -4089.7869 | 1234.8128 | -4768.3749 | 3583.4627 | 4039.8863
1 | 4854.3056 | 1286.531 | -10731.8288 | 802.8999 | 3788.0923
1 | 4644.8252 | -404.0042 | -12140.5002 | 4337.5973 | 3562.0819
1 | 4820.4324 | -2110.6241 | -5267.1562 | 6210.699 | -3653.3511
1 | 4865.9704 | -2039.9177 | -4420.0926 | 5901.7976 | -4307.7576
1 | 1832.8195 | -1999.8102 | -2344.9105 | 6726.356 | -4214.4548
1 | -4828.9748 | -2427.2298 | 2862.4057 | 8121.2609 | -3727.4621
1 | -5009.3708 | -3270.9851 | 4051.9548 | 7487.3342 | -3258.9331
1 | 4598.6443 | -5308.721 | -11271.2818 | 7414.0258 | 4567.3327
1 | -1157.0751 | -5678.007 | -6772.216 | 8619.2089 | 4988.0892
1 | 4652.0665 | -5817.7997 | -10667.2879 | 6989.1675 | 4843.8536
1 | -4043.7021 | -5698.0083 | -4195.293 | 9163.6077 | 4773.3956
1 | -5052.3052 | -6649.2693 | 3474.984 | 6550.6736 | 1675.9168
1 | -4912.8504 | -7475.659 | 9282.1542 | 4068.2994 | -961.9443
1 | -5005.0786 | 2013.6234 | 2460.6745 | 1168.3493 | -637.5686
1 | -4904.7996 | 2475.1276 | 6284.5738 | -449.785 | -3405.1167
1 | -4995.2392 | -443.7286 | 3670.0894 | 5572.0732 | -3803.1948
1 | -4816.3253 | -1395.6931 | 2677.3322 | 7473.7441 | -3939.0578
1 | -3928.1749 | 374.9074 | -5665.1281 | 5301.2337 | 3917.1619
1 | 4871.2417 | 5044.8055 | -11904.565 | -1053.2305 | 3041.7483
1 | -3895.4208 | 4542.0197 | -6426.4796 | 2549.3154 | 3230.5653
1 | -4153.7646 | 3601.7889 | -4696.7934 | 1455.2513 | 3793.5178
1 | 4929.1115 | 5375.688 | -11464.7449 | -1788.1364 | 2948.0817
1 | 5254.1288 | 6047.045 | -5306.859 | -3975.482 | -2018.8328
1 | 5189.8713 | 4609.7437 | -3743.7902 | -1261.0107 | -4794.8141
1 | 4789.1409 | 1495.7803 | -6463.4092 | 5435.0405 | -5256.5526
1 | 4622.2849 | 2600.7916 | -12714.4932 | 4022.1342 | 1469.2825
1 | -4085.0588 | 5128.5597 | -5195.9362 | 1301.584 | 2850.8514
1 | -4983.2697 | 5864.1921 | 2042.2385 | -689.1193 | -2234.0416
1 | -3824.2715 | 3292.8398 | -6351.9476 | 5012.5996 | 1870.7798
1 | -4098.9742 | 5083.1823 | -5138.8932 | 1164.4369 | 2990.2483
1 | -4985.0534 | 5799.9839 | 1992.8874 | -816.0344 | -1991.7835
1 | -3816.317 | 3027.5118 | -6393.986 | 5214.693 | 1968.0982
2 | 5182.8041 | 6270.6211 | -4785.091 | -4221.3079 | -2447.0262
2 | 4511.5069 | 6532.2505 | -1877.1898 | -4854.1506 | -4312.417
2 | -4881.5076 | 5239.1424 | 6287.1496 | -3422.9173 | -3221.8671
2 | -5007.3528 | 4483.1988 | 1547.271 | -1870.0929 | 846.976
2 | -4463.5386 | 3957.9949 | -2865.0485 | -706.9871 | 4077.5792
2 | -3987.3261 | 4866.8357 | -6019.5151 | 1515.9936 | 3624.0118
2 | -5039.0174 | 1721.9792 | 1211.6486 | -2510.2332 | 4615.6228
2 | -4819.6646 | 2471.7599 | 9662.7162 | -5641.8919 | -1672.9196
2 | -4926.5755 | 6133.8583 | 4201.2186 | -1356.0676 | -4052.4337
2 | -4982.2168 | 5878.7521 | 2079.1498 | -566.9285 | -2408.7565
2 | -3983.0057 | 5055.2881 | -5954.7416 | 1694.7377 | 3187.7215
2 | -3744.5393 | 3335.6227 | -7021.774 | 5084.4185 | 2346.272
2 | -4975.9696 | 4540.8726 | 2772.9169 | 1940.8611 | -4278.6811
2 | -4516.7053 | 2108.4788 | 226.9177 | 6823.4137 | -4642.105
2 | 5255.9373 | 6205.1511 | -5344.5887 | -4075.6061 | -2040.8936
2 | 4923.2037 | 5118.7414 | -11887.2623 | -1864.2253 | 3709.5425
2 | 2751.6564 | 4819.791 | -9999.7693 | -1533.3421 | 3961.664
2 | 743.3029 | 4992.8346 | -9314.4751 | -199.4662 | 3777.8039
2 | -3733.9317 | 2396.7656 | -7399.5047 | 4774.4592 | 3962.2116
2 | -3637.6564 | 1529.5499 | -7896.5268 | 6050.5652 | 3954.0681
2 | 5028.0219 | 4105.8904 | -10709.2747 | -2697.8895 | 4273.2518
2 | 5309.1105 | 1779.1889 | -7296.5018 | -4894.126 | 5102.3284
2 | 5319.4176 | 1698.8926 | -7168.0888 | -4974.151 | 5123.9296
2 | 5241.9331 | 1701.4661 | -7121.0864 | -4950.3365 | 5128.0237
2 | -5030.7877 | 1774.8492 | 1003.6808 | -2581.5403 | 4833.798
2 | -5041.796 | 1764.3296 | 1087.3153 | -2610.2065 | 4800.3576
2 | -4970.6815 | 1336.7037 | 4050.7313 | -3884.1792 | 3467.4257
2 | -5041.9529 | 1730.1097 | 1092.4982 | -2610.2182 | 4829.5631
2 | 922.9494 | -2631.168 | -8387.6832 | 4785.252 | 5310.6497
2 | -3765.7096 | -4310.3451 | -6517.2777 | 9296.7389 | 5296.5936
2 | -3747.1011 | -4702.7457 | -6558.8645 | 9705.773 | 5302.9383
2 | -1160.0254 | -5146.9045 | -7708.2463 | 8682.8812 | 5332.295
2 | 4634.6668 | -4324.0069 | -12002.0605 | 6592.8485 | 5098.5521
2 | 4993.7237 | 1620.9149 | -10374.4729 | -1006.129 | 4765.9633
2 | 5001.9632 | 4238.2045 | -10848.6993 | -2524.4629 | 4132.9944
2 | 4895.8792 | 5239.7247 | -12157.7622 | -1574.8286 | 3596.9869
2 | 4548.2376 | 842.5292 | -14081.082 | 5098.001 | 3592.3143
2 | 5319.4967 | 1698.7044 | -7166.8243 | -4974.7219 | 5123.3452
2 | 3859.6689 | 403.2622 | 3220.0758 | -8483.0068 | 1000
2 | 3415.4995 | 11.8018 | 6381.2177 | -9549.8219 | -258.6971
2 | -4287.3661 | 118.4238 | 12109.6335 | -7622.042 | -318.6492
2 | -4816.5662 | -1082.1058 | 10970.2411 | -4927.194 | -144.375
2 | 3348.5019 | -72.2149 | 6864.2538 | -9711.8643 | -428.6765
2 | 3277.4601 | -278.62 | 7405.6524 | -9888.9791 | -515.5135
2 | 2160.7472 | -96.8728 | 7957.1568 | -9501.1212 | -519.91
2 | -4279.1539 | 95.285 | 12220.9532 | -7672.5656 | -364.5187
2 | -4282.8439 | 9.9389 | 12331.557 | -7712.2676 | -346.3844
2 | -4801.7191 | -1334.3778 | 11643.2695 | -5062.3938 | -444.7789
2 | -4795.8897 | -1502.7537 | 11930.6253 | -5233.9057 | -398.0761
2 | 3321.2334 | -252.8417 | 7111.2602 | -9623.9428 | -555.7091
2 | 4834.7517 | -5311.9581 | -1405.9411 | 1347.4122 | 535.7354
2 | 4616.7063 | -5246.8642 | 363.7562 | 1178.3357 | -911.934
2 | 645.5991 | -5189.7379 | 3765.7119 | 2140.7689 | -1362.342
2 | -4935.0685 | -5145.5616 | 7624.1382 | 3622.6134 | -1166.1216
2 | -4980.5744 | -5216.1649 | 5842.6019 | 3888.8776 | 465.2598
2 | -4524.5913 | 539.9861 | 9308.0621 | -6323.457 | 1000
2 | -4527.3461 | -47.2025 | 10268.8358 | -6694.2872 | 1000
2 | -4865.3353 | -319.8294 | 8781.6412 | -4596.4765 | 1000
2 | -4840.4349 | -955.0585 | 9981.1014 | -5185.608 | 1000
2 | 5319.4832 | 1698.0334 | -7166.564 | -4974.7838 | 5123.8311
2 | 5314.6401 | 1652.5092 | -7057.6619 | -4966.6127 | 5057.1253
2 | 4829.083 | 6529.8392 | -2096.2347 | -4939.2596 | -4323.4279
2 | 3345.7489 | 74.9916 | 6915.0612 | -9688.6121 | -647.1897
2 | -4284.5213 | 128.2284 | 12183.7671 | -7647.4725 | -380.0016
2 | -4804.3682 | -1032.6973 | 11437.6278 | -5060.2972 | -540.2651
2 | 3336.6671 | 32.5467 | 6974.1574 | -9716.7433 | -626.6279
2 | 4247.9861 | -3965.2123 | 2464.1172 | -1449.9142 | -1296.9768
2 | 4835.2813 | 6555.5027 | -2132.1334 | -4918.9899 | -4339.6607
2 | 4338.5052 | 4256.8189 | 1069.503 | -6465.229 | -3199.5982
2 | 5280.977 | 3413.1038 | -6140.7693 | -4587.5634 | 2034.2519
2 | 5306.7128 | 1588.4027 | -6878.6091 | -4951.6236 | 4935.1172
2 | 5239.9453 | 1352.7196 | -6456.5223 | -5152.7535 | 5016.6109
2 | 5185.035 | 1166.8097 | -6107.0165 | -5316.3393 | 5071.5111
2 | 3743.5585 | -112.3476 | 4149.311 | -8780.5219 | 1000
2 | 3230.5671 | -564.4631 | 7800.2582 | -10012.6354 | -453.7268
2 | 3206.8086 | -675.3651 | 7957.2527 | -10059.1109 | -429.5853
2 | 5296.4972 | 597.7819 | -6665.4946 | -4288.6501 | 5059.8655
2 | 5305.3781 | 1440.3004 | -6851.6345 | -4859.3595 | 4965.3154
2 | 4075.2207 | 3094.7659 | 2696.5085 | -7243.8313 | -2622.6638
2 | 5290.3881 | 2006.9296 | -6599.9895 | -4822.8806 | 4125.5524
2 | 5256.7114 | 1896.9716 | -7262.1886 | -4599.0616 | 4707.5673
2 | -2597.1577 | 958.8911 | 504.0829 | -3699.5594 | 4833.7431
2 | -4984.9127 | 795.7502 | 3666.5475 | -3679.526 | 4202.141
2 | -4933.7372 | 488.0218 | 5799.0822 | -4596.3027 | 3242.936
2 | -4622.2082 | -68.3693 | 9470.5616 | -6299.7828 | 1519.7987
2 | -4847.7021 | -864.8521 | 9662.7687 | -5178.0288 | 1227.8142
2 | -5018.918 | 861.0449 | 2295.9055 | -2910.4964 | 4772.4639
2 | -5045.6485 | 92.2654 | 1491.8551 | -1364.1541 | 4825.682
2 | -3958.3153 | -5137.9521 | -4972.4 | 8845.2131 | 5223.4543
2 | -5018.5383 | 1077.1894 | 2238.9177 | -3070.7828 | 4773.214
2 | 5296.5952 | 1566.834 | -6777.9474 | -4910.6875 | 4825.2056
2 | 5160.9842 | 1088.1398 | -5920.6501 | -5319.2008 | 4990.7269
2 | 5105.7607 | 901.1696 | -5569.1508 | -5483.7197 | 5045.9402
2 | 3673.3374 | -369.9541 | 4622.7625 | -8926.1458 | 1000
2 | 3293.9045 | -704.3601 | 7323.1763 | -9837.4754 | -75.2453
2 | 3320.9154 | -1631.7875 | 7465.6828 | -8689.1479 | -465.6628
2 | -4865.8862 | -5099.4879 | 10353.0097 | 142.25 | -529.8856
2 | -2035.3137 | -276.8619 | 8767.9332 | -7455.7576 | 1000
2 | -4850.0831 | -1416.0485 | 9752.0542 | -4485.9226 | 1000
2 | 5002.3508 | 904.604 | -5506.4218 | -5451.9372 | 5051.4041
2 | -1155.9804 | -5273.1909 | -7312.4307 | 8429.796 | 5311.806
2 | 5280.6285 | 8.4493 | -6445.32 | -3871.4278 | 5027.67
2 | 5293.8844 | 1266.0247 | -6723.1595 | -4723.2905 | 4886.541
2 | -4805.7191 | 1872.1535 | 10415.7563 | -5890.6239 | -1591.5668
2 | -4797.6461 | 1510.8951 | 10856.4081 | -6180.2924 | -1389.3648
2 | -4725.9735 | 1197.0224 | 11194.0562 | -6448.9028 | -1216.2024
2 | -4794.8833 | 877.9503 | 11176.9773 | -6075.2498 | -1184.7945
2 | 3258.3818 | -459.7744 | 7658.8277 | -9859.1936 | -598.2415
2 | 4842.5888 | 6563.1102 | -2172.1899 | -4879.6931 | -4353.816
2 | 5253.9662 | 6242.5876 | -5293.287 | -4023.5658 | -2179.7009
2 | 4884.2383 | 5393.8956 | -12117.15 | -1386.6684 | 3225.6845
2 | 4845.1932 | 5209.8227 | -12535.7299 | -954.8411 | 3435.555
2 | 4600.9093 | 2840.8399 | -13291.0771 | 3962.3123 | 1887.0156
2 | 5197.6487 | 4982.8885 | -3923.3611 | -1644.5122 | -4612.6639
2 | 4835.5352 | 2164.6216 | -6371.5562 | 4413.9353 | -5042.5359
2 | 4767.7458 | 1692.5674 | -6948.2447 | 5450.9543 | -4963.0228
2 | 3066.8865 | 1805.6424 | -5515.3405 | 5685.1165 | -5042.3049
2 | 4766.2614 | 1387.2088 | -6793.102 | 5703.7988 | -5064.167
2 | -4929.6474 | 6161.1766 | 4070.2623 | -1196.9682 | -4104.8233
2 | -4980.9293 | 5924.3698 | 2115.0127 | -474.3638 | -2584.0893
2 | -3973.4744 | 5084.364 | -5994.8124 | 1787.2404 | 3096.6823
2 | -3750.0577 | 3525.3609 | -6993.1299 | 4940.088 | 2277.7387
2 | -4974.834 | 4747.0331 | 2749.2415 | 1803.4407 | -4324.8813
2 | -4520.1158 | 2424.9239 | 221.3827 | 6576.9231 | -4703.1139
2 | 4902.2261 | 6304.6741 | -2413.0012 | -4356.541 | -4437.3581
2 | 5240.4855 | 6033.2181 | -4971.4644 | -3637.7038 | -2664.5352
2 | 5088.3781 | 5674.7921 | -7749.1763 | -2537.8209 | -476.173
2 | -4956.7834 | 5648.7548 | 2111.6452 | 68.3345 | -2871.951
2 | -4281.7464 | 2927.8271 | -3748.879 | 1210.5553 | 3892.243
2 | -4369.9811 | 2590.6391 | -3125.1378 | 929.6918 | 3974.7879
2 | 4843.5083 | 5198.6037 | -12543.3171 | -930.8875 | 3432.0925
2 | 4461.5589 | 5185.4302 | -12297.3592 | -792.2516 | 3442.6218
2 | -3917.7025 | 4946.1417 | -6375.1938 | 2087.8142 | 3258.9404
2 | -3898.3119 | 4799.6814 | -6554.0074 | 2115.5055 | 3537.1324
2 | -3770.5322 | 4439.7506 | -7304.9026 | 3155.5581 | 3480.1261
2 | -2439.5255 | 4458.8302 | -8276.2236 | 2739.535 | 3517.3839
2 | 4936.5725 | 3815.3561 | -11149.2624 | -1598.9467 | 3996.2805
2 | 4413.1615 | 3748.3217 | -10760.8423 | -1431.373 | 4030.7322
2 | -591.1409 | 4880.5336 | -8906.6631 | 981.9622 | 3635.3083
2 | 4951.7218 | 3655.7746 | -10954.2606 | -1729.1444 | 4075.9085
2 | 4795.4521 | 4853.9862 | -12809.1884 | -192.6047 | 3352.3549
2 | 4702.0972 | 4138.966 | -13417.1642 | 1343.4799 | 3232.621
2 | -1206.1352 | 4509.3709 | -9063.5458 | 2275.0362 | 3485.2739
2 | -4052.5092 | 4690.2379 | -5041.8524 | 2492.6026 | 1911.5211
2 | -3763.6362 | 4408.0533 | -7343.1324 | 3220.9006 | 3477.8148
2 | -3754.4808 | 4367.8091 | -7397.5684 | 3304.4079 | 3479.8322
2 | -3694.59 | 3992.7074 | -7687.5648 | 4066.5841 | 3322.8633
2 | -3875.4773 | 4049.3497 | -6559.9399 | 2816.3501 | 3569.7173
2 | -4025.369 | 2229.0432 | -5324.0664 | 3243.9003 | 3876.4919
2 | -2453.1689 | 4453.4124 | -8271.7195 | 2754.8854 | 3516.5907
2 | -2480.3877 | 4445.0611 | -8261.1911 | 2780.4134 | 3516.1043
2 | -3685.4517 | 3914.1717 | -7787.1192 | 4042.7679 | 3515.6312
2 | -3684.7345 | 3864.7284 | -7784.9479 | 4082.82 | 3522.134
2 | -3682.9089 | 3897.7563 | -7800.7026 | 4071.9084 | 3513.9467
2 | -1871.2931 | 4372.7299 | -8484.0123 | 2421.7137 | 3560.8617
2 | 4672.9055 | 3913.5634 | -13610.9276 | 1827.8744 | 3196.5842
2 | 1962.4222 | 3825.5171 | -11858.043 | 2799.9407 | 3270.1629
2 | -387.4919 | 3750.1076 | -10221.025 | 3627.0453 | 3231.364
2 | -3956.2679 | 3655.1404 | -5252.3421 | 4551.9762 | 1001.4935
2 | -199.9941 | 3677.1432 | -10430.2234 | 3606.4527 | 3346.6216
2 | 4632.8493 | 3601.4434 | -13882.4832 | 2498.8728 | 3149.3177
2 | 4604.9001 | 3348.481 | -13996.5802 | 3028.5549 | 3014.6442
2 | 4603.0525 | 3294.2879 | -14058.463 | 3030.5459 | 3130.5768
2 | 5193.1573 | 5013.1541 | -3822.7559 | -1715.2187 | -4668.3369
2 | 5189.3432 | 4687.6193 | -3744.0152 | -1524.4397 | -4608.5076
2 | 5173.2044 | 4860.331 | -3952.7001 | -1386.9074 | -4693.9279
2 | 4904.5676 | 4132.4556 | -8648.2413 | 720.5879 | -1109.3699
2 | -4972.0526 | 4756.8625 | 2775.1194 | 1779.7089 | -4339.6382
2 | 4858.0891 | 3954.0825 | -9350.5648 | 1177.1458 | -638.7526
2 | -4292.642 | 3665.0925 | -2384.3279 | 4319.0322 | -1307.1548
2 | -4207.6823 | 3312.1113 | -2904.2118 | 5054.7436 | -1254.9608
2 | -4047.2004 | 2625.9712 | -4442.8331 | 4944.3627 | 919.6996
2 | -3864.5392 | 1055.4437 | -6215.4542 | 5048.6581 | 3975.8915
2 | -3869.4138 | 1049.34 | -6182.6434 | 5024.1263 | 3978.5909
2 | 4692.4306 | 2779.0327 | -10721.6749 | 3749.8044 | -499.5927
2 | 4678.624 | 1908.6174 | -12860.8041 | 2621.4022 | 3652.1605
2 | 625.1521 | 1565.3417 | -10159.8496 | 4159.0659 | 3810.2899
2 | 4618.6446 | 1508.5266 | -13290.7749 | 3596.9512 | 3566.6525
2 | 4739.58 | 1678.6657 | -12212.6995 | 1913.6885 | 3880.7653
2 | 1698.2952 | 1240.2154 | -9656.3035 | 2540.6693 | 4177.1235
2 | -1273.3676 | 1288.2763 | -8554.1696 | 4540.6657 | 3998.5953
2 | -4972.4411 | 4766.1442 | 2837.7866 | 1753.9166 | -4385.4062
2 | -4973.7462 | 4758.6704 | 2788.5098 | 1775.144 | -4348.5779
2 | -4973.5999 | 4729.9446 | 2803.8907 | 1830.732 | -4390.9675
2 | -4581.3766 | 2727.6602 | 619.5622 | 5947.2569 | -4713.1027
2 | 4919.2607 | 2879.7152 | -5678.0417 | 2871.2008 | -4992.1351
2 | 4793.5159 | 2001.3965 | -6747.3779 | 4800.1363 | -4847.6708
2 | 1678.4986 | 2209.1207 | -4122.6488 | 5227.6674 | -4992.6379
2 | 4802.6735 | 1469.4907 | -6304.0158 | 5049.3873 | -5017.5358
2 | 4807.0153 | 649.3511 | -5991.2625 | 5357.2232 | -4822.327
2 | 4802.5525 | -1540.5727 | -5143.4776 | 6181.5475 | -4300.0497
2 | 4566.3375 | 4764.4821 | -252.026 | -5410.8736 | -3667.9199
2 | 5255.3872 | 4268.9044 | -5451.6961 | -3935.7705 | -136.825
2 | 4299.2137 | 3593.874 | 1397.2495 | -6207.2437 | -3083.0935
2 | 5263.6774 | 2900.2133 | -5880.7356 | -4142.5399 | 1859.3848
2 | 5083.6788 | 2528.6242 | -9145.808 | -2835.4175 | 4368.9225
2 | -3886.3476 | 2313.3828 | -2972.6036 | 480.6505 | 4064.9179
2 | 4889.2083 | 1703.532 | -10846.336 | -63.9564 | 4317.5521
2 | 4880.3051 | 1058.4736 | -10759.427 | 375.1965 | 4445.4518
2 | -4877.8753 | 3304.6426 | 7076.0668 | -2581.4848 | -2921.3494
2 | -5011.9678 | 2735.5466 | 1946.7609 | -620.465 | 950.1253
2 | -4454.7014 | 2306.6136 | -2518.079 | 667.5595 | 3998.6073
2 | -5040.2386 | 1165.9517 | 1348.5508 | -2086.149 | 4611.8852
2 | -4462.6227 | 2268.3186 | -2477.6196 | 610.1874 | 4061.7363
2 | 4713.0247 | 2578.2111 | -752.4614 | -2990.9155 | -3547.859
2 | 5202.9199 | 2169.6976 | -4373.1682 | -1759.8497 | -1239.5996
2 | 5139.9629 | 592.984 | -2849.1536 | 956.928 | -3840.7214
2 | 5096.9695 | -4263.1574 | -1984.1876 | 3954.8296 | -2804.4541
2 | 5133.5614 | -6857.5729 | -3033.2705 | 3437.1979 | 1320.0842
2 | 5020.2389 | -6958.1346 | -2226.9635 | 3164.8592 | 1000
2 | 4339.8619 | -7557.7722 | 2615.2623 | 1530.7156 | -928.0677
2 | -4923.4713 | -7332.4917 | 8813.1337 | 4136.5821 | -693.7528
2 | -5013.5972 | -6794.5107 | 5058.8144 | 5749.2935 | 1000
2 | 4910.5813 | -1261.2652 | -4385.99 | 4832.2443 | -4095.5704
2 | 4788.4329 | -1658.8028 | -6279.2905 | 5982.6603 | -2832.9999
2 | 4828.1593 | -1808.0598 | -4829.2652 | 5979.448 | -4170.2824
2 | 4796.6814 | -1861.7227 | -5463.2808 | 6210.9487 | -3682.6266
2 | 4766.8564 | -2484.405 | -6613.7251 | 6437.6647 | -2106.3909
2 | 4982.643 | -3158.428 | -3269.0336 | 4864.1177 | -3419.2991
2 | 4580.9736 | -5250.454 | -11675.8822 | 7454.7224 | 4890.6401
2 | 4634.9397 | -5670.8707 | -11003.5352 | 7035.726 | 5003.7402
2 | 430.3297 | -5531.2263 | -8452.9974 | 8327.9948 | 5225.8992
2 | -4006.2711 | -5562.4073 | -4499.5496 | 9165.9136 | 4902.3145
2 | -5052.2684 | -6561.9728 | 3447.3439 | 6442.0647 | 1724.8326
2 | 2548.8301 | -1778.2669 | -3272.5465 | 6600.2372 | -4098.2539
2 | -4777.28 | -2259.2916 | 2443.5374 | 8136.4411 | -3543.4069
2 | -5011.9005 | -3375.4179 | 3986.4188 | 7309.4888 | -2908.5892
2 | 4782.2696 | 1221.8183 | -11660.6979 | 1549.8957 | 4106.7143
2 | 1852.4972 | 1203.6336 | -9711.2444 | 2463.7869 | 4191.3267
2 | 1331.0782 | 1206.0529 | -9319.018 | 2607.4167 | 4174.4702
2 | -4315.4105 | 1506.7549 | -2874.0097 | 3239.7605 | 2442.9048
2 | -3959.6862 | 975.2318 | -5563.2754 | 4587.4582 | 3960.2716
2 | -3893.4666 | 719.3814 | -5981.4285 | 5118.8193 | 4036.6944
2 | -3884.9319 | 680.899 | -6032.4274 | 5197.148 | 4039.3122
2 | -3121.646 | 993.3997 | -6240.1049 | 4323.6164 | 4044.7349
2 | -2669.1425 | 1374.9569 | -5973.7888 | 3214.6183 | 4053.3561
2 | -4106.7261 | 1440.0849 | -4649.1002 | 3416.8547 | 3898.8868
2 | -627.9666 | 444.891 | -8738.5656 | 4763.5804 | 4158.0608
2 | -227.1909 | -4276.5057 | -8266.6529 | 7641.4936 | 5128.8559
2 | 4626.815 | -34.828 | -12702.2298 | 4176.2426 | 3934.0001
2 | 4591.8814 | -3716.9708 | -12066.8377 | 6479.3129 | 4712.6142
2 | -4920.2454 | 2518.4187 | 5657.4603 | 14.0144 | -3269.648
2 | -5002.2931 | 2121.0974 | 2535.3409 | 1373.916 | -1028.0612
2 | -4994.2806 | 120.0126 | 3520.1985 | 4959.9814 | -3605.9119
2 | -4763.7668 | -1110.6861 | 2243.3208 | 7417.5813 | -3786.4492
2 | 4981.8095 | 3744.7427 | -2410.3651 | -2181.6363 | -4134.5508
2 | 5196.8765 | 3565.4027 | -3999.8776 | -1641.1908 | -3121.2107
2 | 5169.238 | 2873.2158 | -3330.8258 | -448.5087 | -4263.1192
2 | 5106.5714 | -4205.0247 | -2070.0641 | 3921.1887 | -2752.6713
2 | 5141.134 | -6655.5604 | -3060.9675 | 3432.2635 | 1143.1305
2 | 5090.4601 | -6700.5281 | -2700.415 | 3310.4831 | 1000
2 | 4525.162 | -6735.0745 | 1462.0143 | 2059.6268 | -1311.7285
2 | 4786.1563 | -6968.7206 | -534.6926 | 2579.5999 | 137.657
2 | 4358.9115 | -7468.8508 | 2489.3839 | 1567.9798 | -947.4244
2 | 4356.2804 | -7111.3818 | 2441.6029 | 1278.0817 | -964.5832
2 | -4937.8556 | 5862.9852 | 3844.068 | -570.9393 | -4198.2583
2 | -4978.7289 | 5667.6195 | 2287.8787 | 17.9859 | -2994.7552
2 | 5255.6565 | 6214.5432 | -5337.0264 | -4068.4529 | -2064.7204
2 | 4888.0798 | 5378.8905 | -12102.1693 | -1438.5666 | 3273.7655
2 | 4596.7906 | 2664.9888 | -13310.7593 | 4097.74 | 1951.2399
2 | 5196.604 | 4834.7335 | -3902.9185 | -1550.1314 | -4578.2877
2 | 4765.8638 | 1366.1426 | -6792.2599 | 5720.3213 | -5060.0678
2 | 4761.021 | 855.6856 | -6704.1752 | 6039.5969 | -4952.1282
2 | 4738.4722 | -445.601 | -6471.7746 | 6855.2342 | -4676.3308
2 | 4713.2522 | -972.1413 | -7444.5906 | 7046.9453 | -3343.4656
2 | 4846.2257 | -1387.4922 | -5383.5023 | 6077.2836 | -4152.5147
2 | 4501.0653 | -4129.6105 | -13223.0875 | 8207.9257 | 4643.707
2 | 4578.3057 | -4875.979 | -12355.0301 | 7593.5998 | 5059.1036
2 | -3711.6354 | -4673.8043 | -6809.1319 | 9926.0926 | 5268.479
2 | -5049.4728 | -5952.2551 | 3354.9971 | 6442.272 | 1204.4587
2 | -3712.9205 | -4681.3966 | -6798.6229 | 9922.8203 | 5270.1197
2 | 4582.6217 | -4986.315 | -12218.3981 | 7539.8421 | 5082.2494
2 | -201.5176 | -5265.0046 | -8517.4364 | 8697.4704 | 5286.4882
2 | -3710.5789 | -4668.7786 | -6816.0792 | 9929.8162 | 5265.6205
2 | 4549.5947 | -4888.9092 | -12304.8483 | 7739.7437 | 4904.419
2 | -4553.9318 | -1055.7306 | 778.4797 | 8803.7481 | -3972.5654
2 | -5015.2434 | -3250.2615 | 3812.0979 | 7177.7919 | -2724.3849
2 | 5118.2449 | -4015.9951 | -2326.4447 | 3913.798 | -2689.603
2 | 5026.6871 | -4414.4161 | -1770.2287 | 3620.6474 | -2462.6897
2 | 5125.1069 | -4502.5231 | -2523.1781 | 3816.727 | -1916.1327
2 | 4828.419 | -5471.2399 | -8357.0714 | 5788.5447 | 3211.3476
2 | -2868.3375 | -5997.113 | 1836.9058 | 5853.121 | 1175.4236
2 | -3941.5307 | -5649.0438 | 6024.8805 | 4987.1535 | -1421.4596
2 | -4961.8029 | -5641.6476 | 6729.0359 | 5260.3031 | -1385.8885
2 | -5046.7452 | -5968.6568 | 3468.6602 | 6393.4083 | 1153.3336
2 | -2995.1334 | -6075.1899 | 2364.993 | 5705.3302 | 1000
2 | -4299.2161 | -6873.192 | 7794.9159 | 4187.2289 | -809.7366
2 | -4934.5018 | -6854.923 | 8216.4019 | 4367.2853 | -794.2624
2 | -5037.8839 | -6039.0212 | 3843.6121 | 6233.293 | 1000
2 | 5143.401 | -6542.4027 | -3104.8705 | 3442.6892 | 1061.183
2 | 5119.6545 | -6570.8846 | -2934.0594 | 3385.2895 | 1000
2 | 4892.5055 | -4713.4038 | -991.9156 | 2999.686 | -2186.8721
2 | 4716.7716 | -5468.8407 | -188.0859 | 1879.4123 | -939.2573
2 | 5079.0976 | -5729.4325 | -2922.2516 | 2655.0724 | 917.5141
2 | 5111.2673 | -5718.7565 | -3144.982 | 2752.4712 | 1000
2 | 5160.9754 | -5702.0717 | -3489.0305 | 2903.1294 | 1126.9974
2 | 2549.8234 | -5814.6812 | -1408.195 | 3673.0528 | 1000
2 | -5031.9461 | -5800.1479 | 3999.5217 | 5832.5723 | 1000
2 | 4634.8096 | -6217.5547 | 261.0201 | 1551.9749 | -230.2499
2 | 4342.4043 | -6623.9124 | 2382.8476 | 886.445 | -987.7845
2 | -2694.3688 | -6811.5559 | 6787.7122 | 3561.7532 | -843.5407
2 | -4931.2431 | -6703.434 | 8295.169 | 4126.4155 | -786.9074
2 | 36.1342 | -5523.681 | 3563.4864 | 3415.6253 | -1491.565
2 | 4553.1654 | -5982.8431 | 914.0297 | 1410.3085 | -894.6606
2 | 4345.0239 | -6610.32 | 2365.5695 | 893.6696 | -993.943
2 | 2010.8517 | -6163.7886 | 3238.3343 | 2090.3894 | -1175.7868
3 | 5255.9522 | 6126.0135 | -5348.6475 | -4052.2109 | -1981.1073
3 | 5267.7884 | 5730.1768 | -5667.3672 | -4353.6872 | -976.9108
3 | 5308.7248 | 2856.1569 | -6839.6837 | -4941.3703 | 3616.1723
3 | 5273.4942 | -459.2911 | -6100.0186 | -2685.4745 | 3971.2901
3 | 4894.9124 | 1469.7655 | -4201.9717 | -6172.0968 | 4009.3906
3 | 3837.7025 | 537.2261 | 3326.6543 | -8701.5829 | 1000
3 | 3433.3655 | 183.0479 | 6206.7768 | -9668.4178 | -154.7724
3 | 3397.8113 | -128.5516 | 6559.1147 | -9433.1788 | -395.1956
3 | 4763.9384 | -5247.7448 | -940.5857 | 1045.5783 | 378.8138
3 | 4523.1165 | -5192.0782 | 1026.3283 | 891.283 | -1248.6496
3 | 4393.9341 | -5190.3714 | 1137.0139 | 922.9003 | -1263.4769
3 | -4935.3417 | -5112.6652 | 7602.3351 | 3391.3229 | -945.6512
3 | 4515.486 | -5280.4173 | 1092.3924 | 919.09 | -1246.5512
3 | -4969.8327 | -5153.471 | 6247.7925 | 3567.4028 | 308.1084
3 | -4932.0459 | -6304.4615 | 8130.333 | 3769.9468 | -663.7725
3 | 3388.1386 | -138.2885 | 6647.2345 | -9415.4388 | -481.6458
3 | 4511.0746 | -5150.3126 | 1094.9929 | 805.6306 | -1261.3856
3 | 1944.5769 | -30.6525 | 7738.8858 | -9234.5144 | -418.2958
3 | -4252.5737 | -834.7287 | 11217.0138 | -5795.7086 | -334.0029
3 | -4852.3296 | -2195.4651 | 9922.7489 | -2741.0925 | -133.8616
3 | -4838.1608 | -2433.7282 | 10564.1967 | -2870.3274 | -421.9803
3 | -4827.3959 | -2744.054 | 11094.6475 | -3184.7212 | -338.4764
3 | -4840.7577 | -2148.593 | 10366.1425 | -2867.363 | -509.4289
3 | 3383.5775 | -221.6676 | 6687.836 | -9388.0823 | -461.6636
3 | 451.1594 | 164.4965 | 8853.8812 | -9099.7231 | -369.814
3 | 3268.4144 | -294.7326 | 7464.0101 | -10078.8481 | -358.8437
3 | -4061.0565 | 666.0329 | 9062.1081 | -6667.0845 | 1000
3 | -3836.9776 | 267.5684 | 11729.9616 | -7896.8279 | -263.7244
3 | -3841.4161 | 161.2665 | 11868.7458 | -7946.9067 | -241.6895
3 | -4900.4728 | -1452.1056 | 7765.2805 | -2412.702 | 1000
3 | -4063.6614 | 110.7953 | 9970.6027 | -7017.7366 | 1000
3 | -4684.3039 | 1779.9647 | 1657.5344 | -3250.5018 | 4497.3066
3 | -5016.2166 | 949.0737 | 1128.8369 | -1567.6441 | 4505.95
3 | -5042.8886 | 760.4119 | 1378.6157 | -1444.1088 | 4347.9697
3 | -5043.384 | 713.1019 | 1374.7331 | -1533.7029 | 4489.2518
3 | 5037.2986 | 4953.0303 | -10230.7692 | -2834.4308 | 3074.871
3 | -4651.4698 | 3653.331 | -1555.6971 | -1443.4729 | 3997.3088
3 | -5014.9953 | 4016.0348 | 1399.8432 | -2210.7541 | 1809.8713
3 | -5019.0722 | 3695.2454 | 1345.0562 | -2299.6959 | 2278.4665
3 | -4916.614 | 2687.2448 | 266.8722 | -2307.4379 | 4269.9348
3 | -5020.1914 | 3564.7627 | 1344.1528 | -2317.6423 | 2428.9182
3 | -4946.909 | 2552.7576 | 546.905 | -2360.2677 | 4207.514
3 | -5036.7779 | 1569.9518 | 1351.1595 | -2105.4581 | 4221.1247
3 | 4762.4691 | 6197.8369 | -1792.4239 | -5347.5217 | -3820.3605
3 | 3392.1628 | 347.3709 | 6560.9256 | -9719.7224 | -580.7369
3 | -4875.7364 | 4873.7104 | 6637.8863 | -3901.6659 | -2734.1943
3 | -4873.19 | 4763.2149 | 6775.7234 | -3991.6638 | -2674.0844
3 | -4872.1662 | 4719.2432 | 6830.9929 | -4016.5549 | -2661.5151
3 | 5202.6524 | 4880.6191 | -4054.2443 | -1779.2136 | -4249.8135
3 | 5122.8976 | -3989.59 | -2443.2657 | 3740.2649 | -2430.3069
3 | 5137.4067 | -5008.2315 | -2858.7709 | 3531.9719 | -802.3762
3 | 5159.6741 | -5752.92 | -3458.3791 | 2964.8038 | 1086.8212
3 | 5125.936 | -5763.9879 | -3224.7128 | 2862.7647 | 1000
3 | 5077.7613 | -5779.6065 | -2890.9513 | 2717.2194 | 875.5771
3 | 4653.1171 | -5480.7582 | 309.5886 | 1802.6116 | -1284.5591
3 | 3883.7411 | -5489.8167 | 928.2491 | 2054.0981 | -1376.2716
3 | 4575.0265 | -5726.3214 | 835.6157 | 1578.7047 | -1263.0255
3 | 4464.5111 | -6225.612 | 1548.4755 | 1233.6917 | -1021.0664
3 | 1346.7132 | -5905.5178 | -662.2109 | 4221.0155 | 1000
3 | 4515.5777 | -6386.5124 | 1137.5816 | 1320.5133 | -587.1602
3 | 4402.5868 | -6541.9139 | 1957.7776 | 1063.5459 | -881.9964
3 | 1631.8027 | -6616.9339 | 3696.2015 | 2115.3171 | -826.3873
3 | 4957.1489 | -5616.0097 | -6427.6431 | 4720.1276 | 2366.3763
3 | -23.5051 | -5951.7098 | 156.7459 | 4773.1125 | 1045.3566
3 | -1121.0627 | -5646.9565 | 4028.4934 | 4030.5208 | -1290.995
3 | -4962.7094 | -5617.9923 | 6685.1915 | 5056.9301 | -1161.4199
3 | -4410.7094 | -5894.4815 | 3444.2857 | 5860.9052 | 1000
3 | -5034.8751 | -5886.3338 | 3912.0643 | 6015.6445 | 993.5001
3 | -4939.1968 | -6635.4091 | 7956.995 | 4297.128 | -679.517
3 | -5035.2188 | -5884.2975 | 3897.755 | 6021.7613 | 1000
3 | -58.5741 | -5971.5399 | 294.0478 | 4736.0661 | 1000
3 | -1418.1824 | -6735.2652 | 5614.8575 | 3302.0812 | -763.4911
3 | 5148.9116 | -6267.2462 | -3223.1034 | 3295.2091 | 1046.2288
3 | 5131.0991 | -6288.5529 | -3094.8701 | 3252.3239 | 1000
3 | 4929.3987 | -4815.7254 | -1263.7019 | 3122.8731 | -1972.8445
3 | 4679.9801 | -5362.4108 | 188.4133 | 1976.2803 | -1482.2628
3 | 4739.2333 | 1155.3763 | -7175.9457 | 6031.8896 | -4750.5534
3 | 4726.4453 | -218.7048 | -6930.2169 | 6892.4453 | -4469.9689
3 | 4514.9674 | -3339.7617 | -12702.3832 | 8032.2746 | 3494.903
3 | 4744.3695 | -5111.9835 | -9836.3277 | 6251.5453 | 3952.3965
3 | -4025.3471 | -4827.9979 | -4471.9842 | 8926.2485 | 4399.0807
3 | -5049.2591 | -5800.4733 | 3312.8806 | 6271.9789 | 1264.8729
3 | -4491.7234 | -811.1691 | 281.085 | 8820.168 | -3798.3604
3 | -5016.9996 | -3262.1418 | 3746.3974 | 6975.7547 | -2443.0107
3 | -3766.7237 | -3885.6709 | -6249.7308 | 9768.9659 | 4133.1595
3 | 4919.8836 | 5361.9915 | -11533.8938 | -1647.754 | 2899.7726
3 | 4877.5718 | 5036.1717 | -11847.8755 | -958.6477 | 2892.7797
3 | 4587.3275 | 2322.3394 | -13032.5654 | 4574.063 | 1548.8355
3 | 4543.1408 | 692.4394 | -13747.9978 | 5465.2261 | 3047.1915
3 | 2770.9969 | 5261.5875 | -10232.7347 | -821.8172 | 3021.9675
3 | -4039.206 | 5013.3158 | -5512.1366 | 1583.1091 | 2954.9177
3 | -4983.0231 | 5791.1288 | 2076.374 | -553.1755 | -2331.3042
3 | -4977.6033 | 4630.4531 | 2678.2509 | 1622.4545 | -3953.5551
3 | -4457.9295 | 1888.3713 | -208.3646 | 7128.0421 | -4350.1194
3 | -4042.9101 | 4790.2124 | -5599.5601 | 1375.7153 | 3476.5424
3 | -3761.6692 | 2994.8842 | -6744.4932 | 5559.9941 | 1951.2841
3 | -3653.4618 | 1223.7382 | -7633.8162 | 6503.1109 | 3560.4289
3 | 5253.8193 | 6161.4005 | -5293.4562 | -3995.5713 | -2126.1923
3 | 5240.016 | 5947.0203 | -4963.9317 | -3600.4748 | -2622.6299
3 | 5254.4153 | 4222.7658 | -5429.1847 | -3887.2427 | -160.7538
3 | 5293.511 | 2915.2927 | -6481.9356 | -4883.0375 | 3156.1695
3 | 5296.1331 | 2731.2027 | -6557.0262 | -4920.6804 | 3450.3708
3 | 5250.5772 | -1555.9334 | -5600.5808 | -2003.6291 | 3909.5661
3 | 4761.0411 | 938.4891 | -3146.2562 | -6512.107 | 3958.8331
3 | 3721.5921 | 21.6164 | 4255.8895 | -8999.098 | 1000
3 | 3252.7681 | -389.0493 | 7595.3586 | -10120.132 | -338.9455
3 | 3231.7863 | -486.2041 | 7734.0718 | -10161.35 | -318.304
3 | 5294.8097 | 2726.6422 | -6544.2903 | -4915.5339 | 3438.3723
3 | 4252.3955 | 3878.8185 | 1501.6576 | -6930.6468 | -2702.2248
3 | 5197.7524 | 3529.3173 | -4023.7808 | -1661.449 | -3041.8398
3 | 5175.5755 | 2973.9116 | -3486.9387 | -704.4498 | -3958.0987
3 | 5111.2469 | -4180.6118 | -2187.5573 | 3747.4452 | -2490.523
3 | 5144.2793 | -6499.7155 | -3133.5227 | 3273.2321 | 1215.7268
3 | 5068.4937 | -6566.5642 | -2593.8365 | 3091.907 | 1000
3 | 4419.5796 | -7134.9793 | 2028.4276 | 1540.2486 | -853.2765
3 | 4419.3251 | -7134.7437 | 2030.3795 | 1539.748 | -854.7088
3 | 4419.1547 | -7135.1171 | 2031.3712 | 1538.965 | -854.3738
3 | 4419.1572 | -7135.4724 | 2031.4199 | 1539.2525 | -854.3571
3 | 5026.3176 | 3665.4141 | -2752.2869 | -2080.1465 | -3859.2984
3 | 5262.5217 | 2860.2253 | -5853.2719 | -4089.3276 | 1819.8525
3 | 5281.2623 | 2233.4842 | -6357.9112 | -4566.6648 | 3409.8294
3 | 5234.7616 | -2142.5677 | -5381.629 | -1589.1134 | 3878.5485
3 | 5009.344 | 1769.4222 | -4696.6588 | -5705.3629 | 3623.2555
3 | 3984.8259 | 2717.5876 | 3159.6604 | -7720.3293 | -2141.7446
3 | -4336.538 | 1574.3728 | 10438.1604 | -6472.0169 | -1203.9783
3 | -4273.2871 | 1299.9566 | 10740.5693 | -6710.3898 | -1056.8489
3 | 3289.0969 | -252.7989 | 7400.8056 | -9940.174 | -496.9296
3 | -1636.8832 | 877.8644 | 1254.2008 | -4751.2042 | 4256.0223
3 | -4509.1843 | 684.2689 | 5051.3622 | -4720.6482 | 3494.2014
3 | -4751.2924 | 778.9235 | 2985.551 | -3425.8749 | 4412.6929
3 | -5018.5781 | 109.8161 | 2559.7966 | -2070.6879 | 4419.6533
3 | -5046.6631 | -830.0629 | 1759.0501 | -294.172 | 4411.848
3 | -4174.8607 | 86.7314 | 9023.3386 | -6553.3785 | 1618.1692
3 | -4675.0138 | 1147.2901 | 2801.6089 | -3702.9769 | 4429.0917
3 | 4682.1532 | 673.238 | -2611.0875 | -6678.4668 | 3934.1631
3 | 3651.371 | -235.9901 | 4729.341 | -9144.7219 | 1000
3 | 3329.4298 | -517.9939 | 7022.552 | -9914.5351 | 80.5472
3 | 3357.886 | -1540.9537 | 7190.064 | -8649.9012 | -357.0951
3 | -1150.3592 | -157.6873 | 8215.9775 | -7907.9311 | 1000
3 | -4643.8503 | -1571.5645 | 9437.3983 | -4221.9835 | 1000
3 | -4873.1131 | -2150.0739 | 9083.2067 | -3060.0198 | 1000
3 | -4860.9167 | -2338.3922 | 9629.767 | -3143.2123 | 712.7542
3 | -4871.7767 | -5019.8264 | 10092.8013 | 218.5869 | -419.7852
3 | 5160.4718 | 2654.2021 | -7698.4977 | -3345.8736 | 3229.6973
3 | -4494.6346 | 2301.912 | -2180.0026 | 637.3447 | 3735.3805
3 | -5011.9864 | 2691.6569 | 1960.6531 | -565.8736 | 925.55
3 | -5037.2649 | 1288.1968 | 1425.7609 | -1876.4214 | 4199.7286
3 | 5204.4143 | 2149.099 | -4412.0407 | -1806.7928 | -1134.6797
3 | 5145.9482 | 684.8569 | -2996.7384 | 716.1894 | -3550.2562
3 | 5101.6638 | -4240.3804 | -2102.2327 | 3780.9134 | -2539.9641
3 | 5136.7268 | -6702.0435 | -3106.3483 | 3277.5495 | 1394.1156
3 | 4998.2725 | -6824.1706 | -2120.385 | 2946.2831 | 1000
3 | 4366.9601 | -7377.1677 | 2376.5012 | 1436.7131 | -803.0067
3 | -5010.2514 | -6660.9595 | 5147.0132 | 5524.1977 | 1000
3 | -4927.0885 | -7153.7711 | 8610.078 | 4043.8514 | -573.0698
3 | 4841.8188 | -1768.8452 | -5043.096 | 5846.9335 | -3876.8111
3 | 4769.6142 | -1880.9567 | -6386.1932 | 6336.725 | -2839.1893
3 | 4602.4088 | -4348.6261 | -10949.9669 | 7237.9331 | 3458.2511
3 | 4805.4733 | -5917.3794 | -8412.9627 | 5661.6489 | 3863.2198
3 | -4224.2515 | -5624.9741 | -2889.5748 | 8415.6529 | 4323.1475
3 | -5052.0823 | -6411.2185 | 3404.4734 | 6269.681 | 1789.1465
3 | -11.9471 | -1704.5911 | -1721.415 | 7166.122 | -3728.1689
3 | -4716.5025 | -2006.9593 | 1958.9223 | 8149.9485 | -3385.409
3 | -5013.735 | -3393.8649 | 3919.8015 | 7106.2702 | -2618.4718
3 | -4030.1284 | -4917.6622 | -4223.9538 | 9048.1977 | 4123.5467
3 | 4879.4091 | 1447.8125 | -10099.1883 | 702.2996 | 3069.667
3 | 4629.4887 | -472.9421 | -11954.9941 | 4770.5292 | 3027.9183
3 | 803.1853 | 1405.1965 | -7542.1436 | 2035.1008 | 3298.6609
3 | -4510.1735 | 1685.2478 | -1376.1544 | 2616.935 | 1584.1451
3 | -5002.9284 | 2104.527 | 2515.6648 | 1316.7385 | -934.0018
3 | -4995.5222 | 254.8598 | 3426.0003 | 4631.4543 | -3316.7923
3 | -4707.3708 | -1277.4951 | 1826.6643 | 7692.7057 | -3534.5041
3 | -4054.6017 | 1030.9849 | -4834.1672 | 4295.6293 | 3562.1548
3 | -3913.5634 | 340.7539 | -5648.4037 | 5687.0998 | 3534.1134
3 | -4217.5527 | 1599.5967 | -3863.9199 | 2865.0903 | 3616.7856
3 | 4752.4526 | 2507.8976 | -1059.9412 | -2910.6247 | -3289.7842
3 | -4927.3996 | 2452.1256 | 5395.773 | 97.982 | -3018.481
3 | 4344.6238 | 3506.2067 | 1064.9168 | -6066.3159 | -2849.4314
3 | -4886.0085 | 3216.3852 | 6782.8663 | -2421.0918 | -2692.1511
3 | -4844.3458 | 2408.9286 | 8704.6399 | -4306.2957 | -1962.927
3 | -5028.9032 | 1175.7225 | 1794.9341 | -2190.5088 | 4248.7553
3 | -4827.1573 | -1254.1878 | 10607.4884 | -3710.4393 | -815.704
3 | 4614.7142 | 4672.963 | -607.7624 | -5265.0448 | -3414.8699
3 | 5199.5124 | 5073.4368 | -3980.8218 | -1953.9916 | -4338.1358
3 | 5191.4916 | 4395.6036 | -3814.857 | -1553.8679 | -4218.3703
3 | 5157.3584 | 4751.1904 | -4256.7592 | -1261.4492 | -4390.3405
3 | 4989.7393 | 4311.9538 | -7217.9389 | 27.3749 | -2111.1291
3 | 4884.43 | 3918.2339 | -8831.1354 | 1043.5404 | -1015.0689
3 | 4681.6613 | 2479.9537 | -10509.3965 | 4192.5165 | -844.735
3 | 4614.2038 | 1318.4157 | -12858.1515 | 4052.7731 | 2872.759
3 | 4712.9465 | 3956.4902 | -12938.679 | 1513.6739 | 2755.5684
3 | 4623.2959 | 3288.6153 | -13612.2024 | 2961.8099 | 2738.4814
3 | 4595.7804 | 3038.6708 | -13722.5862 | 3484.859 | 2603.276
3 | 4593.5913 | 2976.5643 | -13796.1353 | 3486.6715 | 2739.3083
3 | -3442.2251 | 3686.2937 | -7649.5935 | 4447.1791 | 2958.3457
3 | 22.8399 | 3808.3836 | -10058.8324 | 3205.2386 | 3022.3702
3 | -3461.5188 | 3695.3648 | -7631.1063 | 4433.9957 | 2963.2646
3 | -3729.844 | 3684.7011 | -7255.0429 | 4510.2932 | 2789.8927
3 | -3730.0808 | 3678.7563 | -7249.5506 | 4521.624 | 2779.2511
3 | -3728.6443 | 3648.3791 | -7264.3878 | 4526.2736 | 2818.3794
3 | -3711.5469 | 3288.3057 | -7439.1332 | 4587.4661 | 3274.9082
3 | -3163.3241 | 3539.6772 | -8010.2115 | 4416.8791 | 3216.9793
3 | -3386.5508 | 3633.6479 | -7749.808 | 4441.7126 | 3060.9984
3 | -3298.4168 | 3547.3097 | -7909.4351 | 4434.9543 | 3225.588
3 | 4731.7342 | 2128.61 | -11946.9128 | 2186.7348 | 2899.8338
3 | -2865.1764 | 1412.047 | -7020.663 | 5103.913 | 3369.8794
3 | -4362.2716 | 3612.3068 | -1809.6366 | 4248.2845 | -1688.6831
3 | -4218.0249 | 3013.0068 | -2692.3082 | 5497.3932 | -1600.0669
3 | -3905.2489 | 1675.7338 | -5691.0496 | 5282.263 | 2638.3017
3 | -3855.4023 | 1279.7656 | -6173.8997 | 5301.2264 | 3448.31
3 | 4761.5721 | 4316.0761 | -12581.2753 | 734.4754 | 2769.1518
3 | 868.1671 | 4559.9053 | -9793.9244 | 1358.4717 | 3007.3803
3 | -4380.9639 | 4895.3125 | -2407.9482 | 1759.574 | 134.0256
3 | -4975.7943 | 4941.0792 | 2646.4678 | 1293.3407 | -3905.0935
3 | -4975.2303 | 4835.4795 | 2704.038 | 1497.5587 | -4061.8458
3 | -4979.0517 | 5535.8027 | 2319.014 | 143.6221 | -3019.3871
3 | -4030.8705 | 3609.0988 | -5408.6381 | 2408.883 | 3421.5267
3 | -3318.1417 | 4347.1985 | -7310.5002 | 3039.5966 | 3241.8468
3 | -3807.7041 | 4329.2803 | -6970.7224 | 3216.4738 | 3232.6724
3 | -3724.4438 | 3804.1053 | -7371.7186 | 4283.2146 | 3008.8426
3 | -3805.1767 | 4309.7096 | -6994.7269 | 3218.5321 | 3271.6619
3 | -3716.3877 | 3732.0433 | -7479.7956 | 4208.8911 | 3255.2489
3 | 4817.0221 | 1939.4402 | -10964.1803 | 1226.1096 | 2981.6083
3 | -1067.4829 | 4696.447 | -80.6152 | 658.3484 | -4206.6974
3 | -4898.1089 | 4442.7335 | 2277.2455 | 2304.746 | -4126.6162
3 | -4523.1373 | 2535.8164 | 184.769 | 6226.109 | -4423.5571
3 | -4977.5977 | 4285.9187 | 2793.3192 | 1874.2534 | -3975.8936
3 | -4971.8609 | 4941.1251 | 2802.4758 | 1273.4408 | -4045.1808
3 | -4968.3972 | 4151.7889 | 3202.9832 | 1457.1849 | -3843.5598
3 | -4983.9293 | 3833.8861 | 2692.8414 | 1616.7761 | -3159.5743
3 | 4774.1951 | 1768.104 | -6871.317 | 5153.9924 | -4824.9745
3 | 4790.4779 | -1208.7882 | -5716.2557 | 6275.4494 | -4140.8834
3 | 5181.5416 | 5808.5802 | -6029.6819 | -3176.5914 | -1783.8485
3 | 4891.0026 | 5243.5809 | -11717.9475 | -1269.959 | 2853.3229
3 | 1146.2307 | 5100.8078 | -9450.625 | 133.4651 | 3070.1214
3 | -3989.8966 | 4954.3287 | -5818.5332 | 1898.1906 | 2955.9105
3 | -4979.6626 | 5623.5956 | 2265.5193 | -25.4444 | -2884.008
3 | -3959.1641 | 4729.3816 | -6100.8365 | 1942.6169 | 3388.0021
3 | 5022.2006 | 3763.2975 | -9624.1374 | -2194.5421 | 3033.1814
3 | 4829.4184 | 4814.5013 | -12092.3891 | -344.9771 | 2793.4465
3 | -4105.7738 | 5776.6399 | 3003.9124 | -741.5213 | -3933.2573
3 | -4946.335 | 5747.7374 | 3546.1332 | -436.7112 | -3910.8245
3 | -4944.9086 | 5669.4266 | 3628.8168 | -473.5309 | -3879.8038
3 | -4987.3015 | 4874.2931 | 2212.2775 | -96.8408 | -2002.4283
3 | -4431.8055 | 2532.2309 | -2626.2007 | 835.3877 | 3690.3875
3 | -4946.9133 | 5728.4161 | 3529.6323 | -395.9135 | -3915.2216
3 | 4948.7775 | 6182.2076 | -2762.5795 | -4222.1471 | -4146.2585
3 | 5203.8238 | 5043.1094 | -4077.3118 | -1883.5791 | -4286.0423
3 | 4745.3237 | 1481.1273 | -7190.8986 | 5776.2188 | -4811.7712
3 | 4910.9724 | 5374.4125 | -11621.1923 | -1550.3887 | 2886.1962
3 | 4885.0682 | 5181.6455 | -11815.1712 | -1132.4557 | 2880.9132
3 | 4592.3276 | 2534.1418 | -13007.5447 | 4411.0711 | 1470.0042
3 | 3637.1359 | 5316.0379 | -10858.1388 | -1052.4122 | 2957.3772
3 | -4028.066 | 5048.4391 | -5557.8413 | 1693.4134 | 2844.055
3 | -4981.5467 | 5843.4416 | 2117.5004 | -447.0256 | -2532.3697
3 | -4976.405 | 4850.3136 | 2652.4963 | 1474.3886 | -4000.7935
3 | -4461.3718 | 2230.3522 | -216.586 | 6861.4181 | -4413.8124
3 | -3768.4022 | 3220.6273 | -6708.8728 | 5388.4422 | 1868.2055
3 | -3723.7183 | 3585.9266 | -7263.2597 | 4706.5437 | 2694.5077
3 | -3677.363 | 2701.3419 | -7622.7658 | 5233.4998 | 3365.2871
3 | 4887.2547 | 6447.0075 | -2512.3511 | -4758.4376 | -4063.4735
3 | -4938.0906 | 6044.1105 | 3774.3695 | -1059.3571 | -3821.0324
3 | 4866.4787 | 6425.8093 | -2397.9681 | -4869.3828 | -4024.9371
3 | -4934.5419 | 6013.4073 | 3925.3695 | -1240.7661 | -3763.4688
4 | 5255.9619 | 6204.3278 | -5345.2516 | -4076.2332 | -2038.8049
4 | 5272.8548 | 5639.3819 | -5800.1346 | -4506.506 | -605.596
4 | 5303.6994 | 3473.8749 | -6683.4478 | -4949.3115 | 2855.1851
4 | 5250.5808 | -1524.964 | -5568.224 | -1548.0038 | 3390.6109
4 | 4679.7773 | 1383.5549 | -2706.4597 | -6804.9291 | 3448.0566
4 | 3819.766 | 624.9597 | 3417.8709 | -8862.5966 | 1000
4 | 3385.9848 | 244.9898 | 6507.7273 | -9899.8375 | -238.8643
4 | 3362.3962 | 38.2577 | 6741.4875 | -9743.7671 | -398.3742
4 | 4754.5753 | -5178.5584 | -901.232 | 934.8196 | 390.3955
4 | 4509.6734 | -5121.9488 | 1099.0053 | 777.9103 | -1264.6402
4 | -4933.7231 | -5043.292 | 7643.4139 | 3276.5279 | -942.9267
4 | -4968.46 | -5084.3886 | 6279.2178 | 3453.8627 | 319.7681
4 | -4930.4038 | -6243.5819 | 8175.1747 | 3657.8502 | -659.0391
4 | 3355.1677 | 30.9812 | 6807.3402 | -9730.5099 | -462.9792
4 | 2276.3813 | 111.4185 | 7623.1408 | -9595.3035 | -415.6372
4 | -4151.2605 | -722.5637 | 11230.6312 | -6028.5978 | -328.2091
4 | -4858.9753 | -2328.2391 | 9703.3925 | -2424.1365 | -92.0416
4 | -4842.2561 | -2609.3906 | 10460.304 | -2576.6343 | -432.0229
4 | -4832.5996 | -2887.7652 | 10936.1394 | -2858.658 | -357.1167
4 | -4845.3204 | -2272.9298 | 10226.5991 | -2573.1362 | -535.2127
4 | 3351.7591 | -31.3287 | 6837.6821 | -9710.0661 | -448.0463
4 | 1351.0722 | 232.3312 | 8313.9827 | -9511.7879 | -385.5982
4 | 3273.4301 | -81.0244 | 7365.6022 | -10179.8953 | -378.1127
4 | -3968.3889 | 751.9629 | 9073.0128 | -6856.5867 | 1000
4 | -3745.0558 | 354.8244 | 11731.9878 | -8082.2376 | -259.5188
4 | -3746.8649 | 311.4961 | 11788.5558 | -8102.6495 | -250.5374
4 | -4905.3429 | -1612.2968 | 7625.4978 | -2107.858 | 1000
4 | -3970.6939 | 260.6653 | 9876.887 | -7166.8584 | 1000
4 | -4487.8664 | 1680.4263 | 2901.2917 | -4008.8609 | 3915.0092
4 | -5029.9419 | 323.4261 | 2037.8299 | -1260.4396 | 3929.1255
4 | -5043.762 | -139.0694 | 1643.7987 | -386.252 | 3925.2847
4 | 5099.1861 | 5053.8201 | -9238.5517 | -3361.7817 | 2447.3271
4 | -4807.3297 | 3724.9111 | -368.5143 | -1939.5631 | 3390.496
4 | -4968.2998 | 3885.5174 | 940.2077 | -2279.3175 | 2421.8922
4 | -4912.8828 | 3340.3152 | 357.045 | -2283.5049 | 3499.0276
4 | -4924.9431 | 3286.7762 | 468.5252 | -2304.5363 | 3474.1781
4 | 5293.5625 | 3373.2815 | -6455.8965 | -4932.6553 | 2721.7078
4 | 4715.8347 | 6154.8897 | -1528.7339 | -5602.0227 | -3739.9678
4 | 3357.8701 | 357.1158 | 6749.3812 | -9934.8453 | -529.5218
4 | -4781.1962 | 4850.1582 | 6778.0941 | -4177.345 | -2669.7111
4 | -4221.1797 | 1562.0951 | 10549.5036 | -6744.6094 | -1145.8096
4 | 5203.5412 | 4979.4748 | -4072.1982 | -1840.7265 | -4270.0913
4 | 5124.3577 | -3827.1997 | -2472.7585 | 3639.2177 | -2463.6173
4 | 5142.9009 | -5129.0613 | -3003.7896 | 3373.0115 | -383.0615
4 | 5160.461 | -5716.3238 | -3476.6414 | 2925.7419 | 1106.7623
4 | 5118.9738 | -5729.9337 | -3189.3067 | 2800.2665 | 1000
4 | 5086.1846 | -5740.5642 | -2962.1375 | 2701.2035 | 915.3136
4 | 4631.7357 | -5420.7405 | 463.0399 | 1722.4017 | -1396.4369
4 | 4449.0475 | -6246.0966 | 1641.4384 | 1152.0754 | -996.4646
4 | 2546.7095 | -5826.2636 | -1445.1829 | 3724.737 | 1000
4 | 4492.1384 | -6381.8674 | 1294.7185 | 1225.337 | -630.3264
4 | 4396.7946 | -6512.998 | 1986.815 | 1008.5032 | -879.1147
4 | 2058.7557 | -6576.3013 | 3453.7292 | 1896.0071 | -832.1907
4 | 5000.7493 | -5608.3561 | -5818.2073 | 4309.9927 | 2115.8213
4 | 988.2577 | -5878.8013 | -513.7221 | 4352.6782 | 1051.5875
4 | -123.6962 | -5570.0506 | 3408.8099 | 3600.3462 | -1315.4093
4 | -4960.2766 | -5533.5851 | 6753.5563 | 4892.5814 | -1152.276
4 | -4001.6376 | -5813.7112 | 3225.4426 | 5589.9062 | 1000
4 | -5031.9945 | -5800.2612 | 3997.6397 | 5845.3459 | 989.2701
4 | -4936.91 | -6544.6876 | 8017.4668 | 4137.4948 | -673.364
4 | -5032.5617 | -5796.8997 | 3974.0182 | 5855.4433 | 1000
4 | 948.3712 | -5901.3555 | -357.5584 | 4310.5426 | 1000
4 | -424.7184 | -6672.6535 | 5016.0098 | 2862.339 | -780.977
4 | 5151.9737 | -6121.9221 | -3291.1027 | 3186.3 | 1074.7511
4 | 5123.1712 | -6156.3746 | -3083.7521 | 3116.9555 | 1000
4 | 4410.5124 | -7004.1563 | 2047.7488 | 1402.1389 | -856.2439
4 | 4877.0589 | -4883.0314 | -965.2322 | 2850.1681 | -1878.9634
4 | 4758.7614 | 1404.0657 | -7068.341 | 5656.2049 | -4750.6909
4 | 4743.7662 | -207.1761 | -6780.2005 | 6665.289 | -4421.6786
4 | 4551.5714 | -3043.6474 | -12026.0465 | 7701.1858 | 2816.9367
4 | 4831.7309 | -5207.9897 | -8525.8497 | 5526.4536 | 3375.6549
4 | -4224.6536 | -4914.7211 | -2986.1544 | 8288.5886 | 3836.9405
4 | -5049.1594 | -5697.8075 | 3282.6129 | 6151.2363 | 1313.1177
4 | -4522.6025 | -802.7383 | 468.808 | 8603.0913 | -3746.5585
4 | -5016.2201 | -3105.9898 | 3725.2645 | 6869.8417 | -2472.8963
4 | -3863.3704 | -3598.3402 | -5469.5722 | 9465.8201 | 3465.4626
4 | 4961.2379 | 5534.2991 | -10769.5623 | -1967.5829 | 2241.6081
4 | 4660.2807 | 3216.7945 | -13002.8639 | 2933.9203 | 2191.8684
4 | 4598.27 | 2636.9847 | -13255.9727 | 4115.983 | 1904.7349
4 | 4588.8295 | 2288.7569 | -13408.8247 | 4306.3798 | 2224.8584
4 | -4064.5254 | 5112.5815 | -5304.4283 | 1501.5204 | 2754.8518
4 | -4982.3923 | 5869.0086 | 2075.4363 | -576.027 | -2386.0255
4 | -5014.0233 | 4112.854 | 1406.1238 | -2215.9199 | 1710.9655
4 | -5038.0131 | 1156.6581 | 1439.9276 | -1354.1051 | 3795.5325
4 | -5030.4894 | 2132.5226 | 1413.0796 | -2005.2759 | 3490.1631
4 | -4977.0895 | 4733.3891 | 2664.3201 | 1552.6362 | -3973.2558
4 | -4485.7538 | 2140.8346 | -64.8867 | 6758.001 | -4348.1952
4 | -3863.0435 | 4128.8398 | -6467.9108 | 3487.5445 | 2714.57
4 | -3750.3835 | 3309.5018 | -6968.1589 | 5101.8736 | 2307.167
4 | -3720.9292 | 2827.3904 | -7210.2354 | 5358.5929 | 2745.1812
4 | 5254.6138 | 6226.6955 | -5310.3659 | -4040.432 | -2130.5114
4 | 5240.6576 | 6009.9411 | -4977.1919 | -3640.9598 | -2632.4469
4 | 5255.1234 | 4277.7263 | -5444.5929 | -3929.0516 | -159.2052
4 | 5288.9547 | 3146.3079 | -6355.588 | -4790.76 | 2711.0854
4 | 5227.6638 | -2621.6063 | -5068.7862 | -866.1583 | 3328.8869
4 | 5170.0744 | 2943.424 | -5629.3028 | -5288.5889 | 2804.3934
4 | 4205.7611 | 3835.8714 | 1765.3475 | -7185.1479 | -2621.8321
4 | 4545.9059 | 852.2785 | -1650.7442 | -7144.9393 | 3397.4991
4 | 3703.6557 | 109.3499 | 4347.106 | -9160.1116 | 1000
4 | 3237.2351 | -299.2104 | 7669.4555 | -10275.3987 | -332.0814
4 | 3231.1766 | -327.2636 | 7709.5086 | -10287.3003 | -326.1212
4 | 5194.1936 | 3532.0596 | -3933.359 | -1535.651 | -3257.2432
4 | 5176.6416 | 3092.4813 | -3508.4729 | -778.2296 | -3982.4203
4 | 5112.707 | -4018.2215 | -2217.0501 | 3646.398 | -2523.8334
4 | 5146.5489 | -6394.1586 | -3186.1979 | 3160.5635 | 1273.2442
4 | 5050.5572 | -6478.8306 | -2502.62 | 2930.8933 | 1000
4 | 4403.6569 | -7045.4818 | 2105.3001 | 1384.0501 | -847.5253
4 | 5058.5108 | 3639.774 | -2927.0294 | -1867.0309 | -3904.2244
4 | 5263.2297 | 2915.1858 | -5868.68 | -4131.1365 | 1821.4011
4 | 5273.3281 | 2577.4656 | -6140.6055 | -4388.3503 | 2678.1621
4 | 5211.8482 | -3208.2406 | -4849.8344 | -451.6426 | 3297.8693
4 | 4840.7986 | 1839.3006 | -3498.1177 | -6199.6319 | 3017.6504
4 | 3938.1915 | 2674.6404 | 3423.3503 | -7974.8304 | -2061.3519
4 | -4187.6793 | 1558.2831 | 10530.8571 | -6755.8445 | -1145.6165
4 | -4220.9955 | 1547.6032 | 10520.9897 | -6738.6924 | -1108.9051
4 | 3315.8574 | 17.6105 | 7217.0821 | -9960.4958 | -590.0543
4 | -2751.8052 | 820.7911 | 3300.1029 | -5109.6077 | 3740.5188
4 | -4383.2982 | 710.8272 | 5456.9249 | -5092.2516 | 3307.7977
4 | -4520.8178 | 764.5918 | 4283.5255 | -4356.8087 | 3829.5092
4 | -4998.8742 | -432.147 | 3522.0383 | -1932.9755 | 3841.9583
4 | -5047.8688 | -2071.7745 | 2125.1286 | 1166.1729 | 3828.3418
4 | -4114.0716 | 229.6378 | 8655.5069 | -6568.1259 | 1797.0528
4 | -4477.4908 | 973.8274 | 4179.0447 | -4514.2051 | 3838.8238
4 | 4467.0181 | 587.0274 | -1115.5755 | -7311.2991 | 3372.8291
4 | 3633.4345 | -148.2565 | 4820.5576 | -9305.7355 | 1000
4 | 3375.4525 | -374.2355 | 6658.1832 | -9922.6123 | 263.2121
4 | 3417.4987 | -1885.7374 | 6905.6951 | -8054.0184 | -383.438
4 | -214.3503 | -85.5099 | 7614.5145 | -8314.6543 | 1000
4 | -4718.7759 | -1908.53 | 9189.3858 | -3562.0799 | 1000
4 | -4877.9831 | -2310.2651 | 8943.424 | -2755.1758 | 1000
4 | -4869.5136 | -2441.0393 | 9322.9727 | -2812.9473 | 800.5275
4 | -4881.4729 | -5393.9085 | 9832.8788 | 889.1587 | -446.6561
4 | 5208.24 | 2804.1699 | -6862.9823 | -3730.5254 | 2581.0977
4 | -4611.7549 | 2445.8635 | -1250.243 | 320.7177 | 3095.4168
4 | -5011.7579 | 2747.2041 | 1951.2039 | -609.5793 | 922.9293
4 | -5031.3025 | 1662.0853 | 1537.6391 | -1622.8606 | 3454.4387
4 | 5200.8555 | 2151.8413 | -4321.6189 | -1680.9948 | -1350.0831
4 | 5147.0143 | 803.4266 | -3018.2726 | 642.4096 | -3574.5778
4 | 5103.1239 | -4077.9901 | -2131.7255 | 3679.8661 | -2573.2745
4 | 5138.9964 | -6596.4866 | -3159.0236 | 3164.8809 | 1451.6329
4 | 4980.3361 | -6736.4371 | -2029.1684 | 2785.2694 | 1000
4 | 4351.4271 | -7287.3288 | 2450.598 | 1281.4464 | -796.1426
4 | -5007.5944 | -6573.5617 | 5223.2764 | 5357.8797 | 1000
4 | -4924.771 | -7064.3613 | 8672.2024 | 3883.5773 | -566.6473
4 | 4845.5908 | -1628.4446 | -5046.4234 | 5727.5045 | -3898.2273
4 | 4798.2871 | -1701.8926 | -5926.3323 | 6048.3837 | -3218.4458
4 | 4639.0128 | -4052.5117 | -10273.6302 | 6906.8443 | 2780.2848
4 | 4892.8347 | -6013.3856 | -7102.4847 | 4936.5573 | 3286.4782
4 | -4423.558 | -5711.6973 | -1403.7451 | 7777.993 | 3761.0073
4 | -5051.9827 | -6308.5527 | 3374.2057 | 6148.9384 | 1837.3913
4 | 1665.7229 | -1586.3495 | -2870.2767 | 6591.75 | -3800.8468
4 | -4747.3817 | -1998.5285 | 2146.6454 | 7932.8719 | -3333.607
4 | -5012.9555 | -3237.7129 | 3898.6686 | 7000.3571 | -2648.3573
4 | -4126.7751 | -4630.3314 | -3443.7953 | 8745.0519 | 3455.8498
4 | 4910.0895 | 1524.435 | -9409.6285 | 563.7661 | 2411.338
4 | 4664.8082 | -360.6651 | -11230.9854 | 4556.4781 | 2370.3642
4 | 265.5577 | 1475.8775 | -6496.0802 | 2082.3867 | 2672.2583
4 | -4564.8157 | 1730.472 | -890.5806 | 2611.332 | 1113.5923
4 | -5001.8086 | 2102.3039 | 2560.8254 | 1458.2707 | -1119.5915
4 | -4994.9057 | 378.3555 | 3409.287 | 4547.691 | -3340.4278
4 | -4734.9337 | -1004.1454 | 1966.3553 | 7309.5727 | -3536.8489
4 | -4150.6555 | 1135.6817 | -4034.2594 | 4137.4327 | 2911.8005
4 | -4013.8043 | 465.9425 | -4824.3226 | 5487.5927 | 2884.5916
4 | -4298.7942 | 1652.6067 | -3152.2078 | 2836.9299 | 2961.4653
4 | 4784.6457 | 2482.2575 | -1234.6838 | -2697.5092 | -3334.7103
4 | -4931.4134 | 2426.2769 | 5245.1776 | 322.351 | -3062.3922
4 | 4343.3083 | 3562.5913 | 1064.7601 | -6112.4832 | -2858.1765
4 | -4885.5657 | 3272.825 | 6781.6204 | -2467.9535 | -2700.9261
4 | -4850.3424 | 2590.1709 | 8406.3599 | -4061.7756 | -2084.4127
4 | -5017.3412 | 1474.2907 | 2154.0359 | -2147.2824 | 3536.297
4 | -4223.5878 | 1560.1321 | 10545.9333 | -6734.7867 | -1147.6909
4 | -4832.3368 | -1247.0835 | 10399.6664 | -3437.5933 | -882.6528
4 | 4613.3987 | 4729.3475 | -607.9191 | -5311.2121 | -3423.615
4 | 5200.0937 | 5135.0589 | -3992.6206 | -1992.0291 | -4350.503
4 | 5189.2384 | 4217.6858 | -3768.0053 | -1450.5054 | -4188.4135
4 | 5151.3615 | 4762.5247 | -4311.619 | -1191.4128 | -4410.8544
4 | 4988.9849 | 4330.9405 | -7166.7149 | 67.6876 | -2220.8981
4 | 4936.3814 | 4129.9522 | -7963.1144 | 582.8084 | -1686.0276
4 | 4721.6924 | 2539.3786 | -9594.8945 | 4035.3105 | -1701.487
4 | 4764.0348 | 4168.401 | -12091.3326 | 1055.3082 | 2103.5885
4 | 4627.5657 | 3151.7398 | -13116.5923 | 3259.7086 | 2077.5781
4 | -3789.5503 | 3898.2916 | -6839.2103 | 4140.3005 | 2590.1685
4 | -3779.5744 | 3851.3846 | -6897.0687 | 4237.2329 | 2588.0257
4 | -3917.4671 | 1934.2087 | -5685.17 | 4915.1913 | 2753.2371
4 | -4487.9381 | 3818.3468 | -825.8648 | 3850.9651 | -2355.509
4 | -4329.1372 | 3101.5626 | -1764.3267 | 5336.2245 | -2344.3232
4 | 4786.5092 | 4334.5987 | -11926.1435 | 695.169 | 2109.8666
4 | -483.0479 | 4664.611 | -8153.5833 | 1539.7214 | 2432.2988
4 | -4341.2263 | 4911.1397 | -2724.7963 | 1834.5367 | 320.3463
4 | -4975.2318 | 4959.9205 | 2662.4994 | 1337.5977 | -3984.7858
4 | -4974.9105 | 4899.7539 | 2695.3007 | 1453.9531 | -4074.0972
4 | -4978.7038 | 5593.812 | 2313.4798 | 112.1595 | -3040.7476
4 | -4083.9032 | 3965.7561 | -4930.3418 | 2311.7872 | 2736.7017
4 | -3914.9481 | 4490.2358 | -6117.6934 | 2917.8932 | 2624.5124
4 | -1054.0027 | 4714.353 | -142.4927 | 708.8655 | -4226.7231
4 | -4888.0394 | 4457.3574 | 2214.5536 | 2363.1842 | -4147.0558
4 | -4552.8696 | 2752.7465 | 344.8785 | 5868.4396 | -4413.1949
4 | -4972.9907 | 4959.9466 | 2751.3867 | 1326.2595 | -4064.6021
4 | 4820.9334 | 2191.1768 | -6564.0218 | 4338.4466 | -4786.5351
4 | 4770.4459 | 2165.9109 | -7680.6315 | 4539.0121 | -3794.7373
4 | 4794.2082 | 1983.1101 | -6746.3841 | 4785.9161 | -4816.8503
4 | 4811.9556 | -1261.5321 | -5487.4334 | 6008.24 | -4071.2301
4 | 3225.857 | 2112.6142 | -5556.105 | 4966.7696 | -4749.1359
4 | 5154.5127 | 4579.4464 | -4217.5799 | -1153.0097 | -4363.3694
4 | 4991.0317 | 4172.9141 | -7097.7412 | 105.4683 | -2171.6729
4 | 4935.0331 | 3973.9049 | -7948.9673 | 648.6237 | -1608.5943
4 | 4721.7556 | 2508.7657 | -9589.222 | 4043.6843 | -1684.9836
4 | 4650.7559 | 1286.2349 | -12061.3109 | 3896.6029 | 2227.7172
4 | 4784.2035 | 2206.1546 | -11026.6623 | 1777.8454 | 2258.4588
4 | -3841.5633 | 1392.5468 | -5433.2462 | 5090.0996 | 2792.1631
4 | -4489.1484 | 3652.0235 | -810.9573 | 3921.0388 | -2272.9567
4 | -4331.8972 | 2999.7512 | -1742.8569 | 5364.5512 | -2289.5483
4 | -3963.1995 | 1423.3849 | -5277.7483 | 5110.9576 | 2706.6053
4 | -3957.37 | 1377.0766 | -5334.2175 | 5113.1753 | 2801.3355
4 | 4839.0044 | 2084.6055 | -10395.2179 | 1160.6058 | 2311.0022
4 | -1082.2623 | 4512.4861 | -17.6113 | 760.8748 | -4173.4874
4 | -4901.9992 | 4261.2778 | 2328.0479 | 2408.062 | -4095.3885
4 | -4557.1611 | 2675.4357 | 382.0402 | 5894.4085 | -4394.7233
4 | -4978.3094 | 4110.7338 | 2823.4842 | 1994.7844 | -3950.6931
4 | -4968.646 | 3969.8568 | 3253.756 | 1556.7357 | -3811.7024
4 | -4984.9595 | 3635.9621 | 2717.9521 | 1724.355 | -3093.3097
4 | 5192.0933 | 5894.9637 | -5862.3196 | -3288.9159 | -1935.8215
4 | 4933.2104 | 5391.5246 | -10930.8131 | -1590.0229 | 2196.101
4 | -4029.5672 | 5049.8098 | -5504.179 | 1768.9474 | 2714.989
4 | -4979.3874 | 5692.0659 | 2253.6109 | -77.052 | -2889.2374
4 | 5050.1136 | 4072.5273 | -9065.1367 | -2413.867 | 2356.3629
4 | 4878.3362 | 5009.1959 | -11264.457 | -765.8236 | 2142.7486
4 | -3547.4961 | 5864.9071 | 2638.5121 | -997.4557 | -3958.4674
4 | -4945.8945 | 5816.8234 | 3540.5769 | -490.3588 | -3921.1471
4 | -4943.5215 | 5686.5417 | 3678.1334 | -551.6139 | -3869.5396
4 | -4987.9365 | 4853.4803 | 2194.0251 | -156.9556 | -1902.6133
4 | -4507.5203 | 2827.9667 | -1990.4939 | 649.2747 | 3020.7728
4 | -4946.8567 | 5784.6796 | 3513.1252 | -422.4858 | -3928.4624
4 | 4948.9861 | 6245.478 | -2772.5673 | -4263.5563 | -4158.3405
4 | 5204.4423 | 5104.4699 | -4089.9427 | -1921.0093 | -4297.9602
4 | 4763.9676 | 1682.5225 | -7081.123 | 5437.6537 | -4803.0208
4 | 4956.0969 | 5541.4649 | -10819.9262 | -1911.4113 | 2233.7757
4 | 4670.5903 | 3416.8613 | -12957.8864 | 2694.8862 | 2175.5487
4 | 4602.0467 | 2796.963 | -13237.0741 | 3992.8722 | 1845.1922
4 | 4602.941 | 2927.6497 | -13422.2892 | 3752.9581 | 2138.7404
4 | -4045.1763 | 5128.9742 | -5427.9833 | 1607.4257 | 2736.7597
4 | -4981.2505 | 5909.4635 | 2107.2405 | -493.9383 | -2541.5151
4 | -4976.1008 | 4914.786 | 2643.0711 | 1430.4738 | -4012.23
4 | -4488.7197 | 2435.4901 | -71.9704 | 6528.274 | -4403.074
4 | -3876.9092 | 4337.359 | -6402.8559 | 3243.1306 | 2699.2755
4 | -3755.564 | 3483.1924 | -6940.7519 | 4969.8787 | 2243.2449
4 | -3734.3434 | 3656.6751 | -7204.0335 | 4646.0412 | 2635.6606
4 | 4886.7595 | 6513.3073 | -2519.4762 | -4805.9822 | -4074.6084
4 | -4937.7266 | 6110.4455 | 3766.6947 | -1107.2252 | -3832.1884
4 | 4872.9124 | 6499.1788 | -2443.2404 | -4879.9267 | -4048.9241
4 | -4934.9577 | 6086.4886 | 3884.5163 | -1248.7742 | -3787.273
4 | -4879.5023 | 5011.7192 | 6442.5033 | -3758.0848 | -2816.6354
5 | 5199.6547 | 6465.266 | -3055.4061 | -5168.5711 | -3440.9435
5 | 5353.7745 | 6298.8179 | -4241.1701 | -4864.1762 | -2547.246
5 | 5405.2782 | 2637.9881 | -5718.1993 | -5589.9891 | 3264.9221
5 | 5039.8362 | 1428.3948 | -3387.4959 | -6679.9989 | 3599.2638
5 | 4467.2196 | 921.3612 | 680.7024 | -8069.2832 | 2000
5 | 3624.6806 | 180.3714 | 6668.0984 | -10112.2945 | -360.8559
5 | 5040.574 | -5091.313 | -1103.6445 | 737.0319 | 417.3515
5 | 5262.7795 | -5472.8801 | -2479.9583 | 1932.437 | 757.6218
5 | 4779.5846 | -5001.0731 | 997.893 | 494.6519 | -1271.0565
5 | 4838.3133 | -5145.2176 | 692.8025 | 951.1185 | -1337.0168
5 | 4872.1179 | -5220.207 | 506.3761 | 1187.9602 | -1346.2472
5 | 4870.7587 | -5182.8819 | 518.8246 | 1175.113 | -1381.8144
5 | 4861.9303 | -5324.1615 | 591.4012 | 1214.3065 | -1343.4765
5 | 4724.1308 | -5207.7815 | 654.9158 | 1189.9614 | -1361.2265
5 | -4972.4545 | -4942.6651 | 6406.8607 | 3162.0956 | 346.1633
5 | -4936.8211 | -4878.8916 | 7799.0608 | 2925.9419 | -909.29
5 | -4933.6932 | -6073.01 | 8321.1735 | 3301.7655 | -616.2358
5 | 3605.8132 | 156.8049 | 6803.9112 | -10158.365 | -408.1643
5 | 2136.48 | 200.113 | 7781.3531 | -9746.8538 | -371.0924
5 | -4267.946 | -654.5311 | 11371.5131 | -6171.3495 | -277.6865
5 | -4854.2694 | -1979.4247 | 10107.1207 | -3186.669 | -86.7576
5 | -4840.3868 | -2217.8418 | 10737.272 | -3312.5447 | -366.4988
5 | -4830.2755 | -2511.7838 | 11236.3335 | -3609.4056 | -284.8686
5 | -4842.8666 | -1935.0494 | 10544.6427 | -3310.7149 | -456.0118
5 | 5312.0501 | -3172.9659 | -3623.0829 | -516.0013 | 2000
5 | -4297.2689 | 1056.8803 | 7099.8812 | -5859.4926 | 2000
5 | -3891.3459 | 344.1776 | 11833.9368 | -8074.9223 | -211.8461
5 | -3895.6907 | 239.1824 | 11970.4176 | -8124.5766 | -189.3326
5 | -4943.5139 | -568.3513 | 6096.7317 | -2584.8665 | 2000
5 | -5054.0531 | -4179.3934 | 2915.6927 | 4317.7538 | 2000
5 | -4982.4145 | -4576.7811 | 2505.4178 | 5053.7779 | 2000
5 | -5054.9942 | -5129.6169 | 3195.1012 | 5432.9956 | 1556.5143
5 | -5056.0095 | -5042.7067 | 3125.8573 | 4972.8589 | 2000
5 | 5374.8643 | -235.2956 | -5080.1746 | -3639.1508 | 3579.7567
5 | -4676.9182 | 1726.7984 | 2681.2095 | -3789.6543 | 4058.5646
5 | -5032.3498 | 844.6242 | 2101.9175 | -1987.5746 | 4073.3828
5 | -5049.5827 | 280.7554 | 1606.3021 | -910.4192 | 4072.9443
5 | -4646.1361 | -2009.4126 | -689.2991 | 3296.0309 | 4048.817
5 | 5067.6507 | 5221.7137 | -9939.1088 | -2962.7905 | 2612.5348
5 | -4655.9446 | 4092.806 | -1407.685 | -1472.0881 | 3442.9117
5 | -4983.465 | 2913.641 | 844.9255 | -2542.3571 | 3767.2556
5 | -5042.4424 | 1883.5779 | 1355.2597 | -2104.0776 | 3907.6824
5 | -5022.2976 | 2748.7865 | 1204.4879 | -2610.2849 | 3679.3081
5 | -5036.9869 | 2590.277 | 1336.0922 | -2569.2106 | 3679.8284
5 | 5082.8559 | 6553.8094 | -2168.0529 | -5407.8852 | -4060.7271
5 | 3613.1058 | 190.6984 | 6756.5014 | -10135.6544 | -424.6512
5 | 5352.6132 | 6338.1467 | -4209.8768 | -4834.7464 | -2646.1366
5 | 5315.4641 | 5456.3464 | -3308.3409 | -3246.3396 | -4217.1301
5 | 5227.1239 | -4521.7479 | -1531.0631 | 2913.5604 | -2087.8733
5 | 4903.9039 | -5219.6892 | 340.8777 | 1402.8185 | -1427.9109
5 | 4892.8199 | -5265.9482 | 391.9611 | 1332.4106 | -1351.2434
5 | 5257.1921 | -5540.0599 | -2341.3191 | 2151.5543 | 472.6326
5 | 5258.3638 | -5680.4892 | -2379.175 | 2128.3701 | 672.9304
5 | 4796.1737 | -6155.5088 | 916.5042 | 937.1081 | -494.2773
5 | 4652.7818 | -6343.5017 | 1951.7302 | 596.3081 | -857.3183
5 | 1328.6805 | -6415.7871 | 4053.647 | 1818.035 | -784.5753
5 | 5227.5142 | -5603.1544 | -2871.7778 | 2372.9343 | 874.4837
5 | 5044.3433 | -5498.5434 | -5530.5432 | 3984.7433 | 2000
5 | 4865.1625 | -5349.5498 | 577.6818 | 1250.917 | -1344.2115
5 | 4728.217 | -5961.7959 | 1455.9712 | 810.716 | -1033.1084
5 | 4607.836 | -5267.8237 | 623.1005 | 1421.1354 | -1384.2481
5 | 5225.1636 | -4637.8282 | -1489.6171 | 2975.0278 | -2072.7462
5 | 5241.6932 | -6478.7676 | -2014.9344 | 2638.894 | 613.1148
5 | 4852.5285 | 1648.704 | -6393.2388 | 4607.7417 | -4715.7354
5 | 4829.2713 | -802.6922 | -5970.2248 | 6141.0167 | -4197.371
5 | 5206.9989 | -4435.1458 | -1729.6509 | 3127.9682 | -2170.1704
5 | 4940.5135 | -5438.3222 | -7036.5077 | 4898.8511 | 2635.4654
5 | 2014.4816 | -5598.0663 | -3443.6098 | 5027.1944 | 2000
5 | -2047.3447 | -5818.7219 | 1550.1861 | 5203.4062 | 1112.4743
5 | -3562.7814 | -5493.0297 | 5738.5763 | 4543.1115 | -1225.8767
5 | -4969.299 | -5481.5544 | 6711.6589 | 4915.4652 | -1176.2707
5 | -5045.5288 | -5778.0683 | 3786.7136 | 5942.2726 | 1094.6109
5 | -4944.5449 | -6575.636 | 8058.2655 | 4103.0355 | -641.1202
5 | -4114.8978 | -6598.8699 | 7504.8109 | 3871.2692 | -662.3125
5 | -4772.8358 | -5493.1188 | 1527.4737 | 6738.4808 | 2000
5 | -5054.0865 | -5727.0051 | 3430.2377 | 6096.7764 | 1254.0774
5 | 5035.3961 | -5767.1522 | -5455.0009 | 4186.757 | 2000
5 | 4631.2894 | -3766.2602 | -11353.1048 | 7235.9472 | 3252.1284
5 | 4809.0474 | -5126.5696 | -9130.8323 | 5852.7497 | 3595.6047
5 | -4011.5045 | -4855.6885 | -3621.86 | 8476.51 | 4012.5429
5 | -3828.0056 | -4283.3561 | -4731.8293 | 8989.4303 | 3853.7607
5 | -4565.4979 | -1391.8637 | 1355.3241 | 8093.7272 | -3491.6896
5 | -5019.6556 | -3240.4707 | 3967.15 | 6727.2327 | -2434.2563
5 | 4993.3682 | 5468.8394 | -10762.4234 | -2207.4356 | 2507.6513
5 | -4076.5504 | 5086.2461 | -5133.6178 | 1133.2872 | 2990.6348
5 | -4214.5963 | 4876.6683 | -4340.091 | 591.419 | 3086.6
5 | -3719.0325 | 3678.0075 | -6822.3269 | 3913.8982 | 2949.4537
5 | 4678.9388 | 3002.0628 | -13095.8091 | 2928.5822 | 2486.2253
5 | 5086.8304 | 6570.1796 | -2191.0588 | -5394.831 | -4071.1201
5 | 4722.849 | 4892.0365 | 156.9977 | -6532.6913 | -3239.1919
5 | 5372.7075 | 4190.1946 | -4842.8718 | -5249.186 | 529.1556
5 | 5395.7661 | 2551.2175 | -5504.1473 | -5574.1371 | 3131.3008
5 | 4935.0203 | 1026.1739 | -2565.6191 | -6948.4108 | 3552.8356
5 | 4379.0273 | 533.8601 | 1384.4754 | -8297.3628 | 2000
5 | 3547.2258 | -197.6865 | 7295.567 | -10314.3376 | -330.7688
5 | 3497.7212 | -427.4731 | 7622.3659 | -10412.3774 | -280.2366
5 | 5296.6546 | -3913.2643 | -3290.1556 | -93.2347 | 2000
5 | 5357.4204 | -1071.3907 | -4699.7319 | -3114.539 | 3528.2413
5 | 5383.9636 | 2515.879 | -5389.4803 | -5528.1041 | 3017.7418
5 | 4337.1706 | 3197.9135 | 2540.196 | -7676.8345 | -2398.4456
5 | 5281.5706 | 2177.9692 | -4725.8121 | -5811.5938 | 3077.8661
5 | -4686.4867 | 1020.6795 | 4020.1011 | -4283.4135 | 3929.1196
5 | -5014.0148 | 1467.9808 | 2621.418 | -2821.4023 | 3746.0183
5 | -5038.3412 | 1778.89 | 1552.8341 | -1905.0341 | 3611.6513
5 | 4812.2383 | 624.5049 | -1732.5214 | -7211.4785 | 3507.2567
5 | 4272.5649 | 146.6415 | 2101.6297 | -8520.836 | 2000
5 | 3587.6473 | -455.7247 | 6968.9094 | -10181.6427 | 80.8107
5 | 3614.8778 | -1402.8268 | 7116.6379 | -9010.5922 | -318.0968
5 | -4298.7453 | 279.1736 | 8379.3232 | -6359.7515 | 2000
5 | -4235.155 | 167.5244 | 9120.9412 | -6706.8118 | 1653.5011
5 | -4916.0503 | -1273.2773 | 7421.0965 | -3231.7688 | 2000
5 | -5055.6925 | -5835.0421 | 3402.5468 | 5488.1878 | 2000
5 | -4866.0189 | -2064.3403 | 9669.3639 | -3569.1459 | 830.1411
5 | -4878.3101 | -4969.042 | 10150.0473 | 74.505 | -377.2001
5 | 5274.7374 | -4710.217 | -3003.6966 | 439.1762 | 2000
5 | -4659.2885 | 915.3775 | 4183.0245 | -4394.0793 | 3954.9658
5 | -5000.4219 | 68.6911 | 3627.036 | -2664.493 | 3969.1879
5 | -5053.7303 | -1675.5886 | 2093.8925 | 667.5948 | 3967.8316
5 | -4809.3207 | -3062.9818 | 703.2078 | 3215.8796 | 3953.2152
5 | -5057.0163 | -4954.0513 | 3056.369 | 4510.599 | 2444.0997
5 | 5333.4622 | -1963.8008 | -4365.9258 | -2480.6438 | 3476.9083
5 | -4499.194 | 2131.9977 | 10065.1254 | -6250.9467 | -1446.9824
5 | -4333.5427 | 1410.8199 | 10843.3995 | -6872.5561 | -1048.1205
5 | -4845.2237 | 2688.6191 | 8909.9215 | -4775.9165 | -1977.4004
5 | -4829.6295 | -884.0534 | 10719.3822 | -4183.0009 | -822.6985
5 | 3550.6528 | -207.223 | 7316.0557 | -10206.839 | -452.6466
5 | 5148.5389 | 6630.4398 | -2528.8079 | -5060.3116 | -4189.8592
5 | 5344.9411 | 6467.1104 | -4011.2959 | -4631.8616 | -3168.894
5 | 5318.4175 | 5874.4483 | -3366.1482 | -3512.6302 | -4314.0874
5 | 4865.7776 | 2353.6984 | -6422.2251 | 4055.7707 | -4853.0216
5 | 4951.9753 | 5521.2378 | -11167.354 | -1752.929 | 2447.0699
5 | -3966.456 | 5157.446 | -5731.271 | 1632.6867 | 2907.5943
5 | -3728.0118 | 4271.7656 | -6865.7762 | 3449.3544 | 2872.668
5 | 4688.6448 | 3569.4721 | -13151.1155 | 2481.3521 | 2411.6466
5 | 5199.6746 | 6408.8018 | -2735.6214 | -4611.6119 | -4261.2432
5 | 5333.7571 | 6293.9299 | -3744.3372 | -4312.7723 | -3570.5775
5 | 5315.2764 | 5895.6149 | -3295.789 | -3562.0795 | -4353.0228
5 | 5190.8882 | 4942.9049 | -4105.8705 | -1515.3636 | -4512.5591
5 | 4939.2084 | 4251.3395 | -8483.6726 | 475.8609 | -1182.7361
5 | -4708.1783 | 4861.0712 | 2529.029 | 1527.8866 | -4209.8084
5 | -4961.3382 | 4843.935 | 2684.3053 | 1637.4964 | -4204.3986
5 | -4731.4698 | 4463.4593 | 945.2387 | 2518.0505 | -3195.2788
5 | -4832.1985 | 4184.6341 | 1965.3861 | 2992.9278 | -4310.7495
5 | -4635.2555 | 3394.238 | 1074.949 | 4605.658 | -4439.5896
5 | -4982.3323 | 4534.1674 | 2856.0947 | 1713.224 | -4121.1538
5 | 4934.9248 | 4234.5481 | -8547.6318 | 518.5522 | -1140.3932
5 | -4480.0498 | 4103.9188 | -728.4557 | 3341.0748 | -2236.488
5 | -4383.0315 | 3770.5339 | -1213.3851 | 4029.0227 | -2203.14
5 | 4803.4996 | 3280.7837 | -9588.428 | 2597.1218 | -1092.9771
5 | 4891.3557 | 2607.7767 | -6138.8332 | 3504.8164 | -4865.1157
5 | 5200.2806 | 4361.8403 | -3816.4441 | -1387.7892 | -4357.8876
5 | 4948.4523 | 3580.2872 | -8178.2197 | 634.4088 | -984.9286
5 | -4739.0722 | 4445.2891 | 2761.1818 | 1630.6667 | -4098.0654
5 | -4981.877 | 4433.4994 | 2907.7126 | 1734.7892 | -4094.1242
5 | -4983.0323 | 4422.2301 | 2865.6438 | 1761.8026 | -4066.6443
5 | -4762.4259 | 4030.5042 | 1197.6494 | 2618.924 | -3084.6516
5 | -4858.995 | 3803.5545 | 2182.7713 | 3079.429 | -4206.7597
5 | -4654.3981 | 3022.5224 | 1249.8347 | 4729.7403 | -4347.6993
5 | -4994.6061 | 1795.8038 | 3282.0235 | 3572.172 | -3655.3932
5 | -4982.9092 | 4402.8231 | 2876.9931 | 1802.5291 | -4099.436
5 | -4980.6699 | 4416.3318 | 2961.3164 | 1679.0971 | -4076.0753
5 | -4984.2123 | 4335.0234 | 2847.9045 | 1717.5596 | -3916.2753
5 | -4723.063 | 2953.5334 | 599.3607 | 2324.6293 | -1154.4603
5 | 4927.9307 | 3495.9441 | -8483.7115 | 840.3155 | -780.4788
5 | -4478.4778 | 3594.3715 | -689.6643 | 3561.1731 | -1987.4026
5 | -4393.8885 | 3312.9422 | -1113.3246 | 4157.1557 | -1962.8849
5 | -4266.6525 | 2810.5578 | -2249.4355 | 4072.4482 | -366.918
5 | 4804.9825 | 2638.9783 | -9463.4957 | 2773.9871 | -754.4521
5 | 4782.422 | 1875.023 | -11236.5887 | 2070.9004 | 2508.2434
5 | 2109.8994 | 1659.047 | -9454.1996 | 3022.6379 | 2662.6152
5 | 4746.0476 | 1623.9552 | -11519.982 | 2647.2791 | 2502.7001
5 | 4833.27 | 1778.2741 | -10655.0324 | 1492.1431 | 2551.3452
5 | 4895.4995 | 2105.6124 | -5926.3579 | 3668.168 | -4742.922
5 | 4981.4772 | 5424.5448 | -10090.4907 | -1697.141 | 1381.6097
5 | -4967.3707 | 5907.2774 | 2991.8691 | -523.1417 | -3408.634
5 | -4987.8978 | 5591.8289 | 2282.7788 | -302.2783 | -2584.4316
5 | -4391.9403 | 3736.5177 | -2749.2648 | 888.1537 | 2516.5337
5 | -4985.2754 | 5801.0534 | 2317.0563 | -224.6838 | -2908.1505
5 | -4438.9505 | 5221.9572 | -2004.7903 | 1239.9585 | -18.175
5 | -4980.5681 | 4942.3457 | 2790.0154 | 1435.3488 | -4187.1418
5 | 4915.3738 | 5281.066 | -11344.5609 | -1238.2042 | 2386.3254
5 | -3934.9664 | 5038.3889 | -5851.0612 | 1873.2507 | 2874.388
5 | -4374.7686 | 5347.4874 | -2642.0705 | 1040.1412 | 629.2104
5 | -4985.4756 | 5829.8191 | 2299.5285 | -280.0792 | -2863.7928
5 | 4939.5967 | 5026.4247 | -10966.2147 | -1415.9746 | 2416.1678
5 | -4317.973 | 3533.4194 | -3310.6084 | 1017.1462 | 3078.0158
5 | -4386.4554 | 3320.5901 | -2877.0125 | 824.6376 | 3118.2402
5 | 4905.3318 | 5211.1783 | -11405.828 | -1087.508 | 2376.8259
5 | 4774.9988 | 4256.6197 | -12351.4138 | 981.0451 | 2338.7503
5 | -2738.5599 | 4727.5264 | -6926.9243 | 2179.1789 | 2758.7789
5 | -3993.5865 | 4807.2745 | -5153.6746 | 2275.1085 | 2064.878
5 | -4583.991 | 4849.5384 | -542.9668 | 1866.4454 | -1589.0259
5 | -4967.8736 | 4877.3522 | 2720.3915 | 1568.833 | -4198.7031
5 | -4981.7325 | 4672.1751 | 2833.8874 | 1619.3132 | -4143.6432
5 | -3837.3866 | 4672.6975 | -6268.8206 | 2617.7017 | 2815.8081
5 | -3793.8915 | 4511.0132 | -6473.9693 | 2949.1231 | 2807.7245
5 | -3899.1952 | 4505.7767 | -5882.114 | 2426.1842 | 2849.3484
5 | 4755.812 | 4115.2004 | -12493.4524 | 1287.6884 | 2334.7517
5 | 1990.6435 | 4061.1766 | -10745.5894 | 2212.5203 | 2481.2491
5 | -4171.6043 | 4047.5903 | -3108.1768 | 3619.6519 | -387.461
5 | 4718.5127 | 3838.3602 | -12775.6562 | 1888.3605 | 2330.4228
5 | 4988.9194 | 5466.5724 | -1383.9589 | -5289.0688 | -3782.4642
5 | 5342.8819 | 5200.2918 | -4039.1522 | -4493.3271 | -2010.6943
5 | 5301.2674 | 4699.9417 | -3006.5783 | -2861.3579 | -4133.273
5 | 5217.5029 | -4761.3317 | -1321.3556 | 2979.4867 | -2114.3022
5 | 5241.6768 | -6479.588 | -2014.6177 | 2638.8173 | 613.7116
5 | 4903.8361 | -6119.3151 | 583.2782 | 1970.5098 | -1338.309
5 | 5239.3332 | -6481.6491 | -1997.9631 | 2633.1344 | 607.1446
5 | 4664.947 | -7168.6542 | 2059.4303 | 1261.8279 | -817.5511
5 | 4661.2365 | -6643.1697 | 1988.303 | 836.5904 | -842.9602
5 | 5284.3133 | 3488.9574 | -2739.0806 | -2115.3071 | -3918.883
5 | 4581.865 | 3726.2916 | 1123.0388 | -6533.1238 | -2898.0717
5 | 5355.0965 | 3144.6012 | -4677.2346 | -4794.825 | 972.3619
5 | 5378.975 | 2335.9137 | -5320.6955 | -5399.9684 | 3005.7752
5 | 5221.3586 | 2860.2777 | -7067.6464 | -3797.2179 | 2783.228
5 | -4607.3431 | 2544.3698 | -1310.8037 | 110.0815 | 3263.6955
5 | -4478.2765 | 2219.4917 | -2097.3999 | 1141.1087 | 3215.076
5 | -4885.5745 | 3465.3414 | 7050.4315 | -2915.6345 | -2714.5639
5 | -5018.6489 | 2875.7708 | 1968.3371 | -888.7118 | 1063.2528
5 | 5061.4541 | 2549.1826 | -1368.3825 | -2805.5395 | -3436.7146
5 | 5289.1215 | 2351.3531 | -3040.2062 | -2207.5234 | -2392.7451
5 | 5260.4586 | 1630.1552 | -2346.5112 | -969.619 | -3574.4836
5 | 5203.1044 | -4848.0414 | -1192.628 | 3029.6459 | -2192.0809
5 | 5230.3293 | -6783.1557 | -1973.3855 | 2645.9813 | 880.2305
5 | 4635.2468 | -7306.5144 | 2255.4929 | 1203.0091 | -787.2343
5 | 4912.7118 | -1167.4613 | -4679.825 | 4898.6499 | -3964.0754
5 | 4904.9915 | -1981.2104 | -4539.4041 | 5407.6256 | -3792.0026
5 | 4719.3844 | -4759.542 | -9585.8296 | 6434.118 | 3191.8693
5 | 4873.566 | -5939.4304 | -7658.3022 | 5234.3771 | 3489.7895
5 | 5077.5538 | -6423.158 | -4408.6667 | 3754.2709 | 2000
5 | -4956.6678 | -6268.0059 | 2940.4744 | 6284.1993 | 2000
5 | -5054.9104 | -6349.7038 | 3605.1216 | 6060.048 | 1739.4447
5 | -4932.8826 | -7077.8369 | 8688.2673 | 3856.9107 | -534.4585
5 | -4230.2996 | -5659.8487 | -1972.3833 | 7942.4118 | 3920.1197
5 | -4114.7831 | -5299.5529 | -2671.1333 | 8265.3065 | 3820.1628
5 | -4805.8192 | -2590.2017 | 3032.5774 | 7426.0255 | -3062.582
5 | -5014.6215 | -3440.1125 | 4233.3837 | 6797.7696 | -2576.4192
5 | 4882.2187 | 1409.2702 | -9980.9618 | 1074.8525 | 2614.6204
5 | 1294.3085 | 1390.1512 | -7671.5765 | 2184.7339 | 2802.383
5 | -4448.9994 | 1681.9871 | -1503.9602 | 2878.5164 | 1392.4561
5 | -4062.1053 | 1158.2741 | -4052.1608 | 4191.8665 | 2764.1255
5 | -2772.2281 | 1120.5435 | -5319.6555 | 3961.006 | 3010.334
5 | -4176.5698 | 1601.8777 | -3629.6842 | 3084.7161 | 3119.6602
5 | -4026.0614 | 1182.2787 | -4373.1349 | 4133.0062 | 3083.9114
5 | 4756.0557 | 449.4054 | -10927.0268 | 3119.1406 | 2602.425
5 | -4935.6568 | 2536.0091 | 5373.6103 | 152.2972 | -3126.2598
5 | -5007.5844 | 2173.0524 | 2641.47 | 1392.1735 | -1199.1115
5 | -4719.4328 | 1904.2502 | 384.3741 | 2210.9088 | 219.8996
5 | -5002.8145 | 973.2082 | 3230.6211 | 3538.1019 | -2739.1167
5 | -4998.7161 | 503.0371 | 3549.9154 | 4361.0571 | -3415.2934
5 | -4799.2669 | -326.6893 | 2653.4657 | 6012.784 | -3540.2935
5 | -4946.8659 | 6011.1707 | 3770.594 | -830.1247 | -4004.7741
5 | -4939.9623 | 6261.7243 | 3960.9215 | -1356.1759 | -3926.5076
5 | -4987.1969 | 6030.3047 | 2164.4228 | -664.5192 | -2543.0115
5 | -4317.8507 | 5434.283 | -3201.2332 | 911.2885 | 1173.5123
5 | -4813.1217 | 4096.4592 | 1806.618 | 3180.9026 | -4270.8581
5 | -4571.0486 | 3125.3778 | 714.8602 | 5162.0015 | -4431.1909
5 | -4981.6309 | 4957.0613 | 2742.9546 | 1411.8471 | -4130.2321
5 | 4854.4203 | 6555.5069 | -2009.8063 | -5347.5438 | -4052.5771
5 | -4888.7212 | 5380.2081 | 6287.3221 | -3775.3332 | -3003.4758
5 | -5015.9943 | 4510.8139 | 1528.6219 | -2235.0886 | 1211.647
5 | -5030.271 | 3383.4175 | 1338.1092 | -2541.3234 | 2850.0677
5 | -5034.2668 | 2917.4207 | 1334.9432 | -2604.0049 | 3385.9079
5 | -4871.4396 | 4611.1017 | 7229.1965 | -4397.1047 | -2571.754
5 | -4864.1872 | 4296.3889 | 7621.7766 | -4575.0358 | -2478.9425
5 | -4930.3438 | 6181.4103 | 4369.227 | -1856.4212 | -3763.8723
5 | -4991.3879 | 5881.4097 | 2047.8093 | -965.1538 | -1972.6774
5 | -4262.4545 | 5232.5791 | -3795.267 | 751.415 | 2073.7275
5 | -4834.2445 | 3576.4854 | 1975.5264 | 3401.5297 | -4119.2969
5 | -4554.5545 | 2388.6068 | 722.1399 | 5733.3611 | -4289.5533
5 | -5005.3993 | 293.8579 | 3354.5428 | 4543.1556 | -3186.157
5 | -4984.7392 | 4392.3957 | 2807.8801 | 1788.2603 | -4003.7969
6 | 4962.6153 | 6381.2195 | -1397.3215 | -6048.5716 | -3897.9418
6 | 5471.4125 | 5950.5966 | -5242.0894 | -4944.6251 | -1235.2945
6 | 5198.9332 | 5280.5556 | -10225.3631 | -2957.1802 | 2703.0545
6 | 4923.6958 | 6295.6285 | -1172.8283 | -6231.7747 | -3814.7214
6 | 5477.889 | 5731.2593 | -5416.6129 | -5108.7559 | -683.7794
6 | 5512.8614 | 3196.1392 | -6421.8492 | -5586.6921 | 3299.5407
6 | 5276.9829 | 5018.8114 | -9362.8912 | -3751.8791 | 2818.976
6 | 3789.8213 | 1273.3134 | 5687.5095 | -9885.718 | -864.9262
6 | 3747.7607 | -553.0836 | 6149.5321 | -8929.385 | -414.8242
6 | 4150.6743 | -2900.4708 | 4234.6387 | -4880.1353 | -604.7069
6 | 4670.6347 | -5220.8712 | 1673.7609 | -126.52 | -997.0044
6 | 4750.1035 | -5416.9325 | 1262.2984 | 494.4325 | -1089.902
6 | 4780.9954 | -5254.7864 | 779.3649 | -37.8002 | -267.7738
6 | -4932.159 | -5111.1632 | 8061.4145 | 2316.5498 | -334.6422
6 | 4633.5671 | -5921.3576 | 2003.2707 | 101.2237 | -816.7039
6 | -4923.319 | -5379.6497 | 8501.5619 | 2355.8549 | -554.4481
6 | -4924.0143 | -5098.3604 | 8380.2195 | 2268.3524 | -626.1972
6 | -4893.4429 | -4136.8569 | 9272.3851 | 230.5586 | -472.644
6 | 3873.0935 | 632.4928 | 4885.8024 | -9839.0576 | 447.6689
6 | 5063.798 | 1692.0739 | -3561.7719 | -6927.3251 | 3733.2251
6 | 5475.5949 | -355.4255 | -5641.5093 | -3186.9694 | 3708.3092
6 | 3282.2843 | 386.0724 | 7114.4101 | -10451.5409 | -331.2259
6 | -4029.5773 | 563.7437 | 12015.6108 | -8415.4822 | -134.2949
6 | -4783.8215 | 125.489 | 12199.9192 | -7392.6374 | -148.9493
6 | -4780.0178 | -257.8266 | 12478.5685 | -7345.0092 | -95.7148
6 | -4792.0762 | 702.7512 | 11680.0609 | -7844.1808 | 253.4449
6 | -5008.1209 | 2010.0982 | 2674.5053 | -3904.3409 | 4227.8583
6 | -5049.0214 | 671.7035 | 1498.2501 | -1347.7093 | 4226.777
6 | -5055.0444 | -5135.0979 | 3194.9401 | 5433.8949 | 1561.3073
6 | -4618.1828 | -1776.8754 | -952.471 | 3147.5269 | 4200.0023
6 | -4789.3922 | 353.5984 | 11902.91 | -7918.1513 | 451.0351
6 | 3134.9404 | -329.2601 | 8118.0584 | -10753.1849 | -170.5538
6 | -3870.4811 | 301.939 | 12233.6301 | -8582.732 | -82.3561
6 | -4870.2957 | 5114.152 | 7106.8882 | -4620.376 | -2730.3686
6 | -5023.9431 | 4110.794 | 1346.6595 | -2700.7234 | 2267.213
6 | -4784.0504 | 3847.8751 | -601.7126 | -2178.7848 | 3716.6727
6 | -5038.9367 | 2919.237 | 1149.098 | -3012.5455 | 3983.1472
6 | -5037.597 | 2910.4876 | 1205.1559 | -2966.7548 | 3888.7082
6 | -4783.4991 | 1108.4952 | 11885.0355 | -7791.7193 | -418.3122
6 | -4777.219 | 845.0142 | 12221.9762 | -7859.7256 | -430.0459
6 | 5401.8636 | 4351.3811 | -3551.87 | -1986.4939 | -4214.8808
6 | 5330.9675 | -3793.9182 | -2131.9384 | 2998.6209 | -2403.7317
6 | 5124.1413 | -4710.0217 | -880.5675 | 2332.1175 | -1865.6696
6 | 4785.7789 | -5454.1413 | 1071.1545 | 739.3675 | -1142.1596
6 | 4779.1285 | -5481.2742 | 1102.1701 | 697.6414 | -1097.6658
6 | 5015.149 | -5658.8288 | -668.3 | 1228.2381 | 83.7418
6 | 5365.0164 | -5555.9222 | -3077.7851 | 2319.8108 | 948.8802
6 | 4764.3297 | -5526.1432 | 1201.5164 | 654.0111 | -1093.7139
6 | 4650.8373 | -6042.5753 | 1927.5085 | 287.526 | -823.2966
6 | 4621.2291 | -5482.3369 | 1230.0281 | 746.8802 | -1115.8004
6 | 5346.7324 | -4936.6999 | -2585.079 | 2783.1767 | -608.1301
6 | 5355.8741 | -5994.1646 | -2878.062 | 2599.8152 | 916.5372
6 | 5200.2784 | -5456.0511 | -5461.7863 | 3772.2954 | 1945.2636
6 | 4953.3547 | -4868.7903 | -9381.0295 | 5572.9565 | 3723.5086
6 | -3033.37 | -5694.085 | 6015.6894 | 3674.2671 | -962.5015
6 | -4955.0695 | -5678.8886 | 7341.8715 | 4184.6216 | -892.535
6 | -2300.1354 | -5874.5443 | 3787.492 | 4070.8977 | 316.29
6 | -4995.3383 | -5838.0077 | 5797.5823 | 4735.1319 | 300.6319
6 | -5054.5435 | -5479.7406 | 3329.6875 | 5814.811 | 1389.7856
6 | -3992.5927 | -4586.3189 | -3841.9254 | 8257.9918 | 4162.8452
6 | -4057.6916 | -4824.1401 | -3351.6688 | 8098.9698 | 4134.5308
6 | -3355.822 | -6307.6688 | 6988.9264 | 3314.7313 | -640.1669
6 | -4942.2754 | -6262.3957 | 8043.876 | 3759.6995 | -598.9044
6 | 5058.128 | 1582.2789 | -5848.1413 | 3822.0909 | -4614.3565
6 | 4885.3396 | 2874.4101 | -12569.4454 | 2135.8944 | 2673.8014
6 | 5034.4493 | -886.3444 | -5436.8556 | 5361.1582 | -4072.4074
6 | -4711.6211 | -1517.8464 | 2144.9573 | 7392.461 | -3307.9509
6 | -5017.622 | -2792.0953 | 3898.3606 | 6470.1425 | -2558.7858
6 | -3973.0144 | -4524.5266 | -3960.1873 | 8312.7655 | 4144.9628
6 | 4836.597 | -3966.5842 | -10836.8184 | 6481.1722 | 3485.6334
6 | 5006.0472 | 6425.2577 | -1634.0781 | -5811.7673 | -3985.4595
6 | 5466.1196 | 6040.8607 | -5105.0087 | -4804.7394 | -1597.2322
6 | 5167.9715 | 5321.0615 | -10527.4685 | -2616.9648 | 2655.4003
6 | 5063.3134 | 6175.2292 | -1863.8663 | -5305.8506 | -4068.8257
6 | 4861.8062 | 5258.2969 | -574.8573 | -5956.5498 | -3588.696
6 | 4564.5953 | 4604.6768 | 1139.4972 | -7355.5903 | -2953.1789
6 | 5495.8266 | 3656.3463 | -5991.4918 | -5468.5402 | 2307.8591
6 | 5503.2954 | 3114.9417 | -6206.1718 | -5570.609 | 3158.5438
6 | 5499.327 | 3104.6919 | -6167.3031 | -5555.1252 | 3118.4094
6 | 3741.0732 | 957.0178 | 6122.0942 | -10009.414 | -810.7712
6 | 3696.8884 | -961.6162 | 6607.4499 | -9004.7841 | -337.938
6 | 3828.5508 | 283.8344 | 5279.8991 | -9960.3971 | 568.1128
6 | 4958.1395 | 1289.03 | -2734.0828 | -7198.1165 | 3685.0298
6 | 5458.0545 | -1196.6021 | -5258.8514 | -2657.3833 | 3654.7823
6 | 5461.854 | 4806.89 | -5076.0209 | -4607.5846 | -585.1385
6 | 5277.4813 | 4232.766 | -2727.0799 | -2708.5549 | -4074.6125
6 | 5388.785 | 3716.6923 | -3272.8159 | -1678.0953 | -4154.5661
6 | 5322.2016 | -3933.1186 | -1939.2606 | 3003.7689 | -2453.5913
6 | 4765.0407 | -6400.9734 | 1431.7579 | 1208.3018 | -1004.1271
6 | 4667.3821 | -6615.7422 | 1995.0667 | 748.6 | -795.3066
6 | 4906.7898 | -6545.3252 | 346.3017 | 1495.5425 | -203.3088
6 | 5352.7627 | -6148.464 | -2817.6985 | 2586.1186 | 1027.2812
6 | 4669.0431 | -6831.2081 | 2023.3245 | 923.5283 | -784.6878
6 | 5404.8954 | 4122.0507 | -3662.716 | -2373.8752 | -3490.3549
6 | 4460.5986 | 3513.6176 | 1888.2813 | -7187.4606 | -2675.037
6 | 4186.7926 | 2911.469 | 3467.6331 | -8476.3289 | -2089.5658
6 | -4798.1697 | 1827.588 | 11063.4066 | -6998.0393 | -1094.7856
6 | -4787.4848 | 1334.4793 | 11651.6112 | -7388.4413 | -810.1644
6 | 5147.117 | 1933.5113 | -3886.1383 | -6530.3246 | 3335.8346
6 | -1995.6119 | 1102.2169 | 2333.7719 | -5413.5222 | 3973.1453
6 | -4934.3574 | 938.2466 | 5957.7419 | -5296.5265 | 3334.8954
6 | -4982.4136 | 1019.5644 | 4024.4049 | -4180.975 | 4119.4194
6 | -5053.1892 | -1296.4378 | 1988.9743 | 243.1045 | 4117.5483
6 | -5056.9787 | -4949.9349 | 3056.49 | 4509.9236 | 2440.5
6 | -4782.1161 | -2837.0236 | 447.0406 | 3071.3968 | 4100.7023
6 | -4255.4647 | -5202.1461 | -1985.4389 | 7373.6281 | 4069.4217
6 | -4983.1026 | 1355.694 | 3885.0321 | -4398.3911 | 4140.7676
6 | 3662.2707 | 588.1834 | 6641.1743 | -10166.6159 | -725.0126
6 | 3618.4524 | -1314.5357 | 7122.504 | -9170.3192 | -256.1015
6 | 3143.5381 | -318.6289 | 8099.5505 | -10744.92 | -179.5396
6 | 3152.9522 | -375.3316 | 8087.4314 | -10692.553 | -172.499
6 | -4848.0004 | -3743.4583 | 10943.8025 | -2122.4885 | -229.8554
6 | 3145.3047 | -331.2205 | 8083.2664 | -10743.8712 | -153.4794
6 | -4829.01 | 300.7605 | 10349.0145 | -7217.6641 | 1396.8991
6 | 3749.0227 | -79.416 | 5805.9652 | -10118.0055 | 642.4337
6 | 4834.5304 | 886.5528 | -1895.2792 | -7463.5201 | 3637.7161
6 | 5433.9999 | -2094.0757 | -4922.8379 | -2018.5314 | 3601.4451
6 | -4870.4068 | 3255.4954 | 7722.0331 | -3618.9572 | -2488.1646
6 | -5024.886 | 2571.0931 | 1822.4907 | -1266.0066 | 1897.3088
6 | -4722.207 | 2327.2159 | -590.6212 | -530.9971 | 3516.6094
6 | -5039.4841 | 1757.9677 | 1514.4754 | -2019.4135 | 3786.4545
6 | 5474.0686 | 2751.1995 | -5714.1033 | -4909.0825 | 2397.9178
6 | 5482.0168 | 2482.0205 | -5928.2851 | -5110.51 | 3074.7578
6 | 5429.8086 | 2657.1037 | -6505.2007 | -4578.9284 | 2997.2168
6 | 4873.1654 | 2495.7556 | -247.847 | -3963.7542 | -3157.3198
6 | 5345.4019 | 306.1716 | -2563.2817 | 408.2531 | -3496.5449
6 | 5307.775 | -4016.8107 | -1809.6767 | 3054.02 | -2535.3075
6 | 4611.5768 | -7100.5087 | 2402.566 | 810.5013 | -724.1354
6 | -4928.3771 | -6868.6969 | 8797.275 | 3466.9938 | -467.1949
6 | -5055.3065 | -6100.6113 | 3506.3783 | 5781.7079 | 1867.8316
6 | -4281.9566 | -5449.9902 | -1716.2426 | 7560.9181 | 3887.2712
6 | 5341.3563 | -6451.0944 | -2774.9289 | 2595.0941 | 1289.5729
6 | 5018.6555 | -5683.6124 | -7896.9262 | 4948.3498 | 3613.5333
6 | -2689.4506 | -5440.2264 | -3124.2621 | 7261.8596 | 3992.0794
6 | 5114.8856 | -1552.2887 | -4102.8486 | 4304.3326 | -3764.0809
6 | 5109.8611 | -2076.123 | -4015.575 | 4630.918 | -3649.081
6 | -4950.6282 | -2727.9979 | 3810.8355 | 6727.7528 | -2859.9623
6 | -5012.5155 | -2985.7092 | 4165.4537 | 6541.2179 | -2708.4469
6 | 4924.7506 | -4957.9933 | -9067.7766 | 5678.8023 | 3422.217
6 | 4960.7341 | 92.2675 | -10346.8623 | 2470.9665 | 2822.8942
6 | -4911.839 | 2480.9854 | 6336.7242 | -1062.3721 | -2843.4984
6 | -5002.0736 | -441.9375 | 3731.7246 | 4985.351 | -3273.0644
6 | -4946.0409 | -675.9219 | 3480.5367 | 5450.9208 | -3309.4947
6 | -4174.7093 | 914.1525 | -3562.9571 | 3482.4275 | 3341.0864
6 | -5008.7507 | 324.0555 | 3211.537 | 3644.6097 | -2171.4515
6 | -5015.2508 | 1959.1545 | 2408.6658 | 720.2254 | -72.7948
6 | -4622.5696 | 1592.8418 | -667.213 | 1835.9647 | 1860.976
6 | -4496.4529 | 1757.7026 | -1965.0979 | 1276.495 | 3427.3532
6 | 5413.7546 | 2026.0158 | -4217.5397 | -2543.7837 | -678.447
6 | 5127.8582 | 1364.0933 | -9094.2254 | -237.534 | 2839.8079
6 | -213.7204 | 1333.1854 | -5674.8083 | 1423.034 | 3132.3094
6 | -4562.9741 | 1543.8616 | -1083.3455 | 1983.0855 | 2119.3725
6 | -4222.6 | 1097.4894 | -3335.8613 | 3113.4971 | 3347.4748
6 | -4362.4846 | 1482.9101 | -2644.6306 | 2141.3091 | 3382.896
6 | 5453.2244 | 5841.1826 | -4797.2038 | -4436.8275 | -2060.3756
6 | 5281.5789 | 5417.582 | -7889.3141 | -3162.383 | 352.5362
6 | -4951.9304 | 5668.914 | 3683.7892 | -1242.7701 | -3158.0027
6 | -4992.4908 | 5508.7121 | 2128.2956 | -724.37 | -1920.147
6 | -4278.2441 | 4987.4786 | -3683.1927 | 737.7104 | 2236.2478
6 | -4104.9362 | 4874.6366 | -4957.891 | 1049.2786 | 3138.912
6 | -4282.5077 | 4175.3492 | -3781.5566 | 650.3376 | 3238.3775
6 | -5002.3949 | 4557.5938 | 2052.4706 | -837.0945 | -770.575
6 | -4629.9635 | 2653.6449 | -1244.2114 | -232.1706 | 3452.7006
6 | -4991.8642 | 5418.997 | 2183.0545 | -551.6137 | -2058.5736
6 | -4398.3974 | 4754.7986 | -2490.7239 | 1107.2063 | 1027.1164
6 | -4362.2893 | 3372.431 | -3103.2316 | 814.6302 | 3278.4598
6 | 5138.1832 | 5124.9174 | -10669.5031 | -2196.9526 | 2603.3551
6 | 5214.5623 | 4321.4347 | -9479.5047 | -2758.8612 | 2702.3689
6 | 5107.0778 | 4908.0196 | -10858.0234 | -1729.477 | 2572.4031
6 | 5387.7807 | 4728.8194 | -3431.6307 | -2348.5591 | -4336.4102
6 | 5399.3077 | 4677.3072 | -3488.4633 | -2243.1106 | -4345.041
6 | 5094.9188 | 2299.0511 | -5546.1484 | 2868.0292 | -4715.8508
6 | 5400.9692 | 4714.9267 | -3528.911 | -2314.2054 | -4272.7795
6 | 5214.332 | 4187.9892 | -6744.108 | -813.0633 | -1845.1499
6 | 5103.739 | 3758.5095 | -8403.368 | 281.9947 | -740.8752
6 | -4484.5306 | 3657.0323 | -880.8782 | 3145.1929 | -1436.8164
6 | -4468.9611 | 3604.8321 | -959.7885 | 3253.12 | -1429.2025
6 | -4431.7599 | 3654.7092 | -1294.2109 | 3178.9546 | -1107.693
6 | -3944.158 | 4270.4096 | -5654.2673 | 2280.2119 | 3047.8038
6 | -4443.4053 | 3492.7574 | -1188.9656 | 3236.8811 | -1097.2676
6 | 3173.1894 | 1950.1924 | -9882.7327 | 1987.0393 | 2772.3116
6 | -4160.2236 | 1162.6703 | -3700.7935 | 3380.4538 | 3317.8929
6 | 5002.7843 | 3041.3979 | -9236.1614 | 1851.5214 | -659.5423
6 | 4924.8769 | 3568.0298 | -12193.6061 | 1174.9984 | 2525.701
6 | 4945.1476 | 1930.9383 | -11269.8726 | 1734.5382 | 2659.2486
6 | 4946.3954 | 3727.7836 | -12030.8879 | 828.3911 | 2528.3178
6 | 3227.5068 | 3707.6388 | -10934.4076 | 1375.2385 | 2624.0235
6 | 4967.7031 | 2086.4897 | -11094.1825 | 1377.1254 | 2662.8643
6 | 5007.6464 | 4179.3133 | -11578.3687 | -150.5534 | 2541.9624
6 | -849.9666 | 4523.5426 | -7391.5666 | 834.2631 | 2883.7274
6 | -4384.0661 | 4740.7325 | -2591.4302 | 1141.8873 | 1092.8765
6 | -3968.5363 | 4361.1607 | -5539.4445 | 2094.2149 | 3052.6052
6 | -4138.2815 | 3899.5699 | -4478.3675 | 1567.4422 | 3149.6369
6 | 5059.3555 | 1883.8261 | -10036.4651 | 346.6094 | 2746.6741
6 | -3379.8404 | 4705.9164 | 2480.6078 | 243.4989 | -4050.1827
6 | -4965.7762 | 4629.3367 | 3481.0985 | 865.3499 | -4010.0089
6 | -4984.5122 | 4041.1816 | 2933.9546 | 2112.9576 | -4103.5816
6 | -4875.0642 | 3480.1387 | 2325.8605 | 3266.1156 | -4197.0506
6 | -4784.4686 | 3115.2304 | 1917.2129 | 4010.5109 | -4258.4856
6 | -4995.197 | 1682.3158 | 3296.4121 | 3700.8657 | -3684.3966
6 | -4986.537 | 4438.6984 | 2721.1345 | 1343.7103 | -3517.0063
6 | -4700.2361 | 3965.4458 | 554.9247 | 2439.2046 | -2259.3389
6 | -4960.4218 | 4798.9123 | 3636.9642 | 505.8818 | -3981.3364
6 | -4988.4481 | 4795.8335 | 2526.2805 | 653.0707 | -2986.7366
6 | -4403.2165 | 4742.4246 | -2442.1533 | 1128.022 | 974.9232
6 | -4959.4191 | 4527.5983 | 3767.1768 | 572.5398 | -3907.8958
6 | -4996.3645 | 3706.1813 | 2575.4796 | 983.1606 | -2268.457
6 | -4623.33 | 1812.636 | -622.1796 | 1859.7858 | 1573.0878
6 | -4929.5813 | 5782.1519 | 4532.5558 | -1577.3644 | -3807.7621
6 | 5403.9041 | 4647.7643 | -3591.5174 | -2173.6003 | -4286.5507
6 | 5066.3432 | 2015.3805 | -5863.0933 | 3483.224 | -4701.8543
6 | 4892.2887 | 3276.2051 | -12606.0646 | 1819.2218 | 2618.349
6 | -4921.8371 | 6066.4245 | 4744.9888 | -2173.7651 | -3715.8111
6 | -4994.2215 | 5710.3024 | 1992.4454 | -1110.9283 | -1597.5981
6 | -4244.2609 | 5039.3006 | -4017.0451 | 660.778 | 2561.2275
6 | -4122.95 | 4943.2829 | -4889.976 | 910.6566 | 3158.9865
6 | -4985.683 | 4058.9101 | 2881.6027 | 2084.0926 | -4038.9223
6 | -4854.3085 | 3385.2334 | 2152.867 | 3468.6041 | -4152.396
6 | -4713.5256 | 2818.3715 | 1519.2086 | 4624.8218 | -4248.8763
6 | -3872.5878 | 4012.4016 | -6081.1575 | 2819.9872 | 3121.3565
6 | -4915.7948 | 6013.5315 | 5002.296 | -2492.0327 | -3608
6 | -4997.049 | 5608.8204 | 1914.1181 | -1312.717 | -1213.1726
6 | -4203.8935 | 4890.0969 | -4450.3057 | 544.0102 | 3220.0921
6 | -4203.343 | 4889.6554 | -4454.2743 | 545.1345 | 3222.8273
6 | -4203.7502 | 4889.031 | -4451.9373 | 543.531 | 3223.1255
6 | -4987.7643 | 3685.2649 | 2923.5939 | 2330.3564 | -3951.4509
6 | -4867.7154 | 3048.049 | 2259.3939 | 3610.5958 | -4050.3235
6 | -4702.9472 | 2362.3625 | 1520.4053 | 4978.1376 | -4157.9583
6 | -3865.868 | 3590.5785 | -6053.2385 | 3149.9205 | 3178.6076
6 | -5004.5922 | 382.116 | 3357.1375 | 4528.6749 | -3263.3362
7 | 4366.294 | 6046.3911 | 974.5196 | -6786.1128 | -4601.0919
7 | 5533.1705 | 437.6396 | -4900.6409 | 4360.7807 | -5430.95
7 | 5531.85 | 228.4277 | -4865.4508 | 4491.4721 | -5386.299
7 | 4569.682 | -4171.4589 | 1173.9313 | 1299.8167 | -2871.9712
7 | -3799.0515 | -5657.2712 | 8808.912 | 2362.3271 | -1714.9165
7 | -4996.0713 | -5648.4561 | 9630.8365 | 2687.7393 | -1674.0483
7 | -4982.668 | -5759.2803 | 9757.7442 | 2605.7554 | -1621.5513
7 | -4915.1756 | -6645.6996 | 10816.6492 | 2101.3332 | -1357.1072
7 | 4059.0989 | -6602.2854 | 4507.7889 | -366.2035 | -1598.3989
7 | 4040.8432 | -6709.5488 | 4654.34 | -419.9072 | -1565.7271
7 | 1222.0139 | -6858.986 | 6805.3921 | 280.7409 | -1449.1609
7 | -4609.2159 | -6683.4219 | 10650.4724 | 1995.7278 | -1353.5624
7 | -4467.8066 | -6776.8718 | 10596.8761 | 1903.6106 | -1255.8082
7 | -2843.4074 | -5906.264 | 8450.1536 | 1931.346 | -1631.8283
7 | 4446.5598 | -5929.4356 | 1575.2034 | 626.2903 | -718.618
7 | 4471.2696 | -5953.9493 | 1377.3484 | 677.7487 | -572.4175
7 | 5781.5211 | -4707.3473 | -8322.2724 | 3971.3178 | 3276.7808
7 | 1645.8526 | -4550.8691 | -5982.216 | 5321.2155 | 3566.017
7 | -1161.1818 | -3526.8468 | -5852.0705 | 7080.5814 | 3459.5177
7 | -5055.3282 | -5824.1715 | 8361.9636 | 3125.0187 | -607.4827
7 | -5064.3727 | -5804.2349 | 8231.659 | 3184.225 | -547.2764
7 | -5124.8991 | -4438.4655 | -1157.4896 | 7118.4416 | 3602.4126
7 | 4407.3758 | -6040.3426 | 1857.0489 | 515.978 | -740.0601
7 | 4055.5997 | -6628.1637 | 4527.4693 | -379.7596 | -1575.1457
7 | -794.2031 | -6322.3309 | 7420.925 | 1131.7206 | -1436.1116
7 | -4940.1415 | -6188.6632 | 10077.7215 | 2354.3753 | -1303.2921
7 | -4903.8963 | -6735.8173 | 10837.6117 | 2046.8895 | -1244.7876
7 | -5119.1951 | -509.0049 | 3443.7763 | 6747.6802 | -4563.2565
7 | -5062.6433 | -5180.9067 | 9106.5011 | 3071.816 | -1934.7671
7 | -5136.7188 | -3700.9247 | -2559.8285 | 7886.7193 | 3510.7527
7 | 6261.9891 | -2918.4611 | -11465.0309 | 5474.5301 | 2646.9727
7 | 6330.1864 | 1584.3586 | -12600.4924 | 2609.5706 | 2076.3768
7 | 4032.4984 | 5253.6666 | 2972.5601 | -8381.1255 | -3877.5996
7 | 3249.9164 | 1675.0071 | 7884.7078 | -10977.0669 | -1832.5643
7 | 3195.0852 | -634.7092 | 8501.4952 | -9790.1179 | -1271.7533
7 | 3407.915 | -1890.9143 | 7460.7866 | -7601.9649 | -1375.8224
7 | 3671.7019 | -3115.6941 | 6126.9208 | -5110.7568 | -1572.1718
7 | -4878.5505 | -4934.1331 | 10224.3323 | 1156.8424 | -1568.4911
7 | 3695.9443 | -3770.2063 | 6100.1127 | -4528.9815 | -1496.8692
7 | 3150.4967 | -1133.547 | 8922.539 | -9773.6911 | -1165.7975
7 | 3137.4677 | -1233.9355 | 9042.921 | -9800.1005 | -1146.3527
7 | 3172.8778 | -1525.1767 | 8895.2833 | -9385.9153 | -1157.0691
7 | 3194.8912 | -785.6539 | 8507.5716 | -9721.0216 | -1195.7873
7 | 3265.0108 | -1204.4666 | 8164.8629 | -8997.7969 | -1227.6102
7 | -4468.4297 | -2420.5966 | 12186.6218 | -4223.2121 | -1074.3833
7 | 3728.6712 | -4196.2131 | 5970.5477 | -4068.5388 | -1434.467
7 | 2633.7422 | 543.2824 | 9694.609 | -11699.9131 | -1171.7205
7 | -233.9407 | 683.5344 | 11518.2783 | -10826.9767 | -1140.8953
7 | -817.696 | 810.7718 | 11769.0627 | -10571.9492 | -1190.1892
7 | -1607.6078 | 215.3094 | 12002.7467 | -9440.576 | -1169.8723
7 | 2578.0706 | 336.837 | 9990.9822 | -11797.5736 | -1108.3162
7 | 2915.8322 | -643.2231 | 9422.48 | -10571.4609 | -1123.6282
7 | 1286.4716 | -2819.5814 | 9332.0049 | -6607.6875 | -1191.2075
7 | 2601.579 | 458.0522 | 9768.6862 | -11738.9491 | -1089.3684
7 | 383.3656 | 514.8577 | 11211.2602 | -11092.7856 | -1016.6979
7 | -997.0407 | 627.6447 | 11573.7945 | -10468.3587 | -736.0399
7 | -4345.2424 | 1244.5216 | 10080.4166 | -7968.1794 | 988.4836
7 | -4755.3977 | 2148.6157 | 4171.2931 | -5283.261 | 3718.7498
7 | -4980.7528 | 559.5337 | 2980.913 | -2251.07 | 3691.376
7 | -4341.8405 | 810.4409 | 10346.4385 | -8054.5564 | 1239.5176
7 | -3151.0562 | -960.8164 | 12393.9621 | -7270.2925 | -1011.7971
7 | -4366.7516 | -1650.3066 | 12671.1528 | -5631.1029 | -1022.9917
7 | -4366.6835 | -1695.5761 | 12704.1931 | -5621.2152 | -1020.7183
7 | 2566.0849 | 309.3714 | 10006.3285 | -11809.9265 | -1071.8583
7 | 3371.3792 | 812.5971 | 6681.4536 | -10888.7195 | 23.2895
7 | 4584.0204 | 1966.3305 | -2295.5705 | -7840.5128 | 3585.7324
7 | 3301.3035 | 2014.8637 | -1569.7798 | -7421.8292 | 3675.4418
7 | -4556.7361 | 4132.6353 | 10315.7122 | -6974.1081 | -2917.5032
7 | -4449.3325 | 3378.3167 | 11161.6461 | -7593.7566 | -2496.8737
7 | -4376.6498 | -1226.6757 | 12617.3275 | -5745.0202 | -1268.9818
7 | -4375.614 | -1383.7994 | 12709.9623 | -5708.8551 | -1241.6937
7 | -4451.1149 | 3274.7316 | 11296.0623 | -7615.8587 | -2503.8203
7 | -4439.5173 | 2017.5219 | 11938.7935 | -7264.8014 | -2251.9967
7 | -4364.4573 | 1229.3218 | 10618.3872 | -7982.3081 | 499.0564
7 | -4900.3085 | 2952.7956 | 2740.5196 | -4412.7973 | 3619.7906
7 | 3601.4078 | 3154.1967 | 5850.6694 | -9774.1916 | -2832.0823
7 | -3128.3232 | 2188.0572 | 11711.9288 | -8734.6818 | -2036.9811
7 | -3179.3251 | 2092.1749 | 11766.4681 | -8651.694 | -2027.624
7 | -3765.8987 | 1618.4297 | 11121.0741 | -8357.7771 | -615.828
7 | 5188.4961 | 4216.9243 | -6249.4679 | -5949.3247 | 2793.3723
7 | -617.3803 | 3444.4221 | -1388.0937 | -4965.7145 | 3526.7663
7 | -4964.0509 | 5700.9976 | 6956.9321 | -3336.6946 | -4357.1842
7 | -5101.1005 | 1372.1004 | 3122.5854 | 5571.5343 | -4965.1196
7 | -5075.9933 | 2563.6733 | -3860.8453 | 3939.5631 | 2433.6022
7 | -5064.87 | 2948.1626 | -4188.8498 | 3216.5471 | 3089.0101
7 | -5086.5083 | 917.3242 | -3784.0306 | 4623.0393 | 3330.1754
7 | -5118.9432 | -1909.9214 | -3137.7917 | 6731.3056 | 3435.3507
7 | -5049.8009 | 591.7774 | -3981.1851 | 5109.6702 | 3329.5384
7 | -5092.3014 | 391.8726 | -3641.2496 | 4999.5918 | 3342.0867
7 | -5010.0533 | 2660.4573 | -4509.0353 | 3792.0702 | 3066.561
7 | -4956.0646 | 5466.896 | 7487.6725 | -3855.8036 | -4142.7004
7 | -4953.9005 | 3090.4811 | 2269.576 | -3996.4656 | 3590.309
7 | -5015.1259 | 4512.4549 | -2663.2768 | -16.8164 | 3182.7642
7 | -5002.6055 | 4194.9145 | -1716.5324 | -830.645 | 3354.8684
7 | 4423.9764 | 6111.5001 | 649.1348 | -6465.9213 | -4718.6901
7 | 5528.6045 | 716.8953 | -4903.9232 | 4143.677 | -5485.2536
7 | 6322.0163 | 2398.3122 | -12658.4778 | 1971.3573 | 1966.792
7 | 4493.6757 | 6078.6958 | 286.8129 | -6009.9151 | -4849.2693
7 | 4513.905 | 5988.2017 | 204.0618 | -5827.3667 | -4878.8019
7 | 4196.2619 | 4443.286 | 2324.19 | -6855.0993 | -4108.6387
7 | 3605.5405 | 3040.394 | 5860.1413 | -9677.8084 | -2828.2674
7 | 3502.1656 | 2685.6471 | 6493.3892 | -10099.1494 | -2582.0525
7 | 3183.8448 | 1230.0017 | 8491.4405 | -11155.0672 | -1750.2198
7 | 3145.9519 | -366.2018 | 8917.6913 | -10334.788 | -1362.6533
7 | 3185.4982 | -1138.1814 | 8795.6241 | -9570.1616 | -1272.7792
7 | 3477.9477 | -3481.071 | 7447.2458 | -6153.406 | -1290.7165
7 | 3188.9451 | -747.7342 | 8493.8656 | -10268.8472 | -666.2294
7 | 3214.3458 | -1534.2415 | 8600.3216 | -9291.7387 | -988.6872
7 | 3147.7497 | 1053.9149 | 8737.4481 | -11231.5 | -1707.6126
7 | 3309.1181 | 340.5361 | 7250.4377 | -11063.9481 | 163.8562
7 | 4465.5149 | 1440.7573 | -1310.2166 | -8157.1225 | 3561.0669
7 | 3267.5824 | 153.8848 | 7537.6494 | -11150.0475 | 190.9311
7 | 3150.7318 | 1067.0111 | 8719.683 | -11219.4863 | -1717.9395
7 | -2986.883 | 2080.3689 | 11745.4677 | -8852.401 | -1986.5526
7 | 3735.9265 | 2747.8542 | 4713.0775 | -9547.088 | -1649.7702
7 | 4606.8064 | 1966.8163 | -2234.4096 | -7715.0718 | 3375.8588
7 | 4272.5286 | 1093.887 | 95.9417 | -8621.9153 | 3159.558
7 | 4422.2549 | 1281.0955 | -1006.2963 | -8251.1186 | 3554.0644
7 | 2404.0478 | 1468.7485 | -57.1562 | -7517.7709 | 3702.1307
7 | -4336.6444 | 787.5705 | 9822.7555 | -7833.4784 | 1559.7968
7 | -4380.3993 | 791.5546 | 9843.7652 | -7817.7575 | 1562.837
7 | -4735.7793 | 1886.0502 | 4565.5087 | -5444.645 | 3728.8654
7 | 4566.0138 | 3495.7001 | 352.6551 | -3874.5258 | -4539.8432
7 | 5386.9523 | -468.3539 | -3778.3293 | 3979.7378 | -5120.0068
7 | 5386.2458 | -580.271 | -3759.5045 | 4049.6506 | -5096.1209
7 | 4028.7916 | -6787.757 | 4761.0288 | -453.2283 | -1548.8351
7 | 4005.7298 | -6900.8233 | 4919.197 | -499.8593 | -1524.2442
7 | 5663.0156 | -5232.9205 | -7336.9185 | 3654.7081 | 3252.1152
7 | 6093.7002 | -3629.3888 | -10154.0417 | 5002.1658 | 2687.5644
7 | 5380.0594 | -609.7431 | -3718.5888 | 4033.7714 | -5085.499
7 | 6165.8376 | 1133.5819 | -11355.1046 | 1971.683 | 2084.0022
7 | 5916.5108 | 2279.2298 | -10060.7448 | -310.9405 | 2175.9447
7 | 3943.4462 | 3271.107 | 3939.7123 | -7630.0204 | -3524.2451
7 | 3613.1293 | 2486.6442 | 5916.9295 | -9208.41 | -2808.293
7 | -1808.7126 | 1742.7248 | 10635.1458 | -8400.1463 | -2169.0117
7 | 3184.956 | 1017.3015 | 8539.8088 | -10953.5823 | -1788.4839
7 | 3221.7666 | 298.7231 | 8426.1855 | -10241.8485 | -1704.8268
7 | 3261.7589 | 478.7476 | 7691.73 | -11074.9064 | -357.3301
7 | 3813.3096 | 625.523 | 3491.1462 | -9772.3366 | 1842.3578
7 | 1422.4288 | 293.5321 | 7763.6548 | -10204.7792 | 725.1635
7 | 3302.8794 | 139.8885 | 7269.7945 | -11055.4011 | 342.8387
7 | 3358.2792 | -1575.5061 | 7501.978 | -8924.3 | -360.4511
7 | 4274.1808 | 1003.4799 | 101.3643 | -8545.6631 | 3166.6381
7 | 4416.0236 | 1058.1036 | -919.4982 | -8098.6203 | 3543.9914
7 | 2003.4518 | 996.6308 | 322.316 | -7029.9281 | 3707.5295
7 | -3710.3843 | 534.9287 | 9137.3466 | -7658.643 | 1696.7519
7 | -4438.7246 | 525.7184 | 9338.5401 | -7242.5724 | 1817.0384
7 | -4784.6149 | 767.0156 | 4869.0513 | -4589.327 | 3737.875
7 | -4986.5887 | -657.1936 | 3802.1773 | -1871.7363 | 3713.3413
7 | -4818.7877 | 3028.6383 | 9370.644 | -4210.2961 | -3370.1984
7 | -4485.8109 | 1916.0756 | 11728.7824 | -6810.4695 | -2348.5776
7 | -4979.1679 | 2474.432 | 8469.9705 | -2354.0841 | -3611.1504
7 | -4967.8537 | 2698.8087 | 6486.1704 | -3089.5072 | -1127.6181
7 | -5001.594 | 2029.6909 | 400.0323 | -896.3885 | 3468.2593
7 | -5025.243 | 1560.6978 | -604.1067 | 640.7963 | 3427.8556
7 | -5085.7468 | -802.8295 | -2095.0155 | 4573.5428 | 3410.049
7 | -4966.5202 | 1234.3559 | 3270.5467 | -3176.1894 | 3637.807
7 | 4309.4283 | 2333.1821 | 1988.278 | -4679.8352 | -3951.0533
7 | 5144.8069 | -1700.5988 | -2215.3695 | 3312.5833 | -4541.4219
7 | 4079.4463 | -6572.3734 | 4471.7366 | -221.3773 | -1757.4322
7 | -4701.4707 | -6621.3382 | 10639.7699 | 2076.6949 | -1393.6559
7 | 4083.3559 | -6930.5552 | 4330.2688 | -291.8412 | -1191.2282
7 | 5591.9355 | -5495.2595 | -6837.5494 | 3500.2638 | 3240.6096
7 | 415.9968 | -5299.4214 | -3908.8841 | 5189.7095 | 3602.5992
7 | -1500.3056 | -4600.3433 | -3820.0365 | 6390.791 | 3529.8944
7 | -4445.095 | -6787.1501 | 10394.9147 | 1977.1771 | -1139.8467
7 | -4928.1236 | -6747.6839 | 10521.7719 | 2195.6751 | -1041.6395
7 | -5062.7193 | -6450.9983 | 8582.646 | 3076.7524 | -145.6809
7 | -5117.8247 | -5207.5526 | 34.4262 | 6658.6053 | 3632.3458
7 | -3333.7443 | -1583.3144 | 3539.4216 | 5660.4713 | -4282.8342
7 | -5108.2518 | -1706.1737 | 4923.7726 | 6036.3648 | -4145.7119
7 | -5060.5 | -5651.0849 | 9705.3258 | 2932.4987 | -1926.2396
7 | -4929.425 | -6571.6525 | 10737.7003 | 2176.2821 | -1412.905
7 | -5125.0121 | -4759.0593 | -818.326 | 7125.7894 | 3576.6081
7 | 5522.3829 | -1938.7991 | -5196.2752 | 4129.1465 | -2516.4551
7 | 6044.61 | -864.7329 | -10276.3527 | 2782.7855 | 2313.69
7 | 5997.3392 | -3985.8538 | -9489.3097 | 4768.6268 | 2709.1975
7 | -4988.2936 | 2293.4567 | 8146.8753 | -1760.9144 | -3691.1239
7 | -5105.4323 | -1413.0594 | 4873.7246 | 5853.0975 | -4208.3303
7 | -5074.8027 | 316.7675 | -2372.913 | 3862.1777 | 3268.7705
7 | -5052.1974 | 1026.155 | -1678.4705 | 2392.8284 | 3311.6844
7 | 5602.0424 | 1168.8503 | -7978.7983 | -1268.9869 | 2476.8925
7 | 5099.232 | 2382.5093 | -5190.5542 | -5077.7062 | 2786.5192
7 | -4158.5119 | 2051.1963 | -139.1946 | -1219.4742 | 3465.9845
7 | 5404.9466 | 3514.0183 | -7223.9581 | -4185.9687 | 2490.9619
7 | 4806.6024 | 4639.1007 | -1248.3328 | -3078.7239 | -5118.6464
7 | 5472.8941 | 1557.196 | -4624.06 | 3207.5024 | -5613.5325
7 | -5015.1053 | 4567.177 | 5295.1483 | -18.1548 | -4829.0652
7 | -5082.9048 | 2481.918 | 3360.2116 | 4388.8115 | -5148.0363
7 | 5926.2898 | 3439.6576 | -9917.6742 | -146.769 | 698.4957
7 | 6144.3263 | 2605.7462 | -11153.8159 | 1575.476 | 828.2673
7 | 6259.8737 | 2760.9792 | -12264.0029 | 1343.5677 | 1899.5824
7 | 6224.9855 | 2218.1983 | -11935.5385 | 1532.3708 | 1959.9839
7 | 6106.5534 | 3437.1649 | -11463.1944 | -39.5972 | 1959.0733
7 | 6064.2007 | 2821.0896 | -11073.4453 | 158.6387 | 2029.5164
7 | 5543.0718 | 3445.7293 | -9604.1161 | -51.4724 | 666.7874
7 | -5033.1308 | 4137.8401 | 2491.1321 | 1153.505 | -2749.3464
7 | -5065.2806 | 3293.7847 | -1076.4576 | 3243.2399 | -395.2863
7 | -5055.6523 | 3777.6172 | -4238.0815 | 2617.4022 | 2898.7144
7 | -5067.8022 | 1459.216 | -2942.0888 | 3407.1449 | 3143.5301
7 | -5045.6383 | 4084.3048 | -3928.3617 | 1966.4895 | 2923.2058
7 | -5055.5002 | 1247.6809 | -2056.2917 | 2607.5135 | 3256.5975
7 | -3648.0563 | 3240.0195 | -2531.2003 | 2985.6759 | -46.4389
7 | 94.5255 | 2226.2253 | -7260.6171 | 2383.1737 | 2556.6927
7 | 5253.8051 | 3450.7168 | -10923.6302 | 189.657 | 2029.4513
7 | -30.7238 | 3339.3319 | -7784.0002 | 2023.3854 | 2452.0067
7 | 5827.5885 | 2805.5961 | -10912.4017 | 228.0829 | 2051.1341
7 | -4981.3664 | 5605.8985 | 6239.0164 | -2211.1844 | -4652.3641
7 | -4964.5463 | 4156.8785 | 8043.3655 | -3304.4931 | -3931.2047
7 | -4998.8062 | 5215.8249 | 3062.68 | -1077.594 | -2202.1046
7 | 569.1363 | 4667.994 | -6795.8889 | -963.6808 | 2522.4395
7 | -5031.3776 | 4522.9001 | -3521.1577 | 1039.5415 | 2990.0937
7 | -5020.8186 | 3354.3937 | -1890.905 | 353.2111 | 3204.1189
7 | -5008.1408 | 2454.5911 | -398.2138 | -470.8472 | 3422.6107
7 | -5040.6185 | 4238.1354 | -3774.8323 | 1640.2 | 2937.1153
7 | 5770.5974 | 4920.9671 | -9745.3082 | -3070.6509 | 2124.3946
7 | 5490.0597 | 1474.4902 | -4732.2528 | 3378.3865 | -5610.6836
7 | 6316.2422 | 2516.771 | -12633.9749 | 1851.5589 | 1949.4028
7 | -4977.4635 | 5727.0949 | 6329.1875 | -2464.8708 | -4613.9481
7 | -5086.4974 | 2372.6886 | 3234.489 | 4622.3332 | -5143.0133
7 | -5064.378 | 3487.535 | -4089.5949 | 3184.5716 | 2481.8662
7 | -5014.6726 | 3551.609 | -4573.9325 | 3090.9561 | 2946.0401
7 | -5056.7112 | 3745.7662 | -4281.4124 | 2686.2293 | 2906.128
7 | -4969.4662 | 5765.3339 | 6664.8457 | -2984.699 | -4476.0145
7 | -5097.3474 | 1683.8122 | 3112.226 | 5327.5834 | -5026.2742
7 | -5065.217 | 3435.3267 | -4071.3864 | 3239.1036 | 2462.173
7 | -5014.3866 | 3544.7934 | -4575.3102 | 3097.8581 | 2947.0453
7 | 5553.7848 | 5262.3272 | -8194.7887 | -3842.5894 | 1221.2662
7 | 5726.7261 | 5117.3481 | -9565.9794 | -3466.7821 | 2188.6872
7 | 5935.2125 | 4197.7693 | -10653.2824 | -1585.9309 | 2106.2315
7 | -5020.3867 | 4799.7557 | -2087.3953 | 325.137 | 1982.8894
7 | -5027.6906 | 4637.305 | -3434.3764 | 799.8881 | 3024.8739
7 | -5057.4926 | 3721.2646 | -4295.0962 | 2737.0164 | 2894.3078
7 | -5033.9082 | 3648.5281 | -4461.4191 | 2891.9388 | 2954.8604
7 | -5056.313 | 3761.2904 | -4330.039 | 2660.3459 | 2964.7157
7 | 5588.5679 | 4992.4671 | -8750.5043 | -4180.3439 | 2349.8132
8 | 5201.5094 | 1836.6057 | -3618.0152 | 2329.9002 | -5750
8 | -1662.3195 | 71.5347 | -689.3273 | 8030.1121 | -5750
8 | -4938.4615 | 88.1908 | 1475.84 | 8980.9786 | -5606.5478
8 | -4938.4615 | -5333.5856 | 6032.5715 | 5537.3262 | -1297.8505
8 | -4938.4615 | -30.9012 | 451.9868 | 9332.6923 | -4815.3163
8 | -4938.4615 | 772.074 | -3459.2401 | 8215.1295 | -589.5019
8 | -4938.4615 | 2912.5776 | -4197.0131 | 4112.7266 | 2110.1705
8 | -4707.4508 | 1222.0393 | -5915.097 | 7532.452 | 1868.0564
8 | -4938.4615 | -2268.7876 | -3316.5432 | 10059.3403 | 464.4521
8 | -4938.4615 | -4419.5104 | -3638.5016 | 9503.0127 | 3493.4608
8 | -4759.0673 | -3269.1744 | -5160.3276 | 10347.8283 | 2840.741
8 | -4938.4615 | -4321.1712 | -3499.0278 | 9706.5839 | 3052.0766
8 | 5449.805 | -356.4912 | -5060.3095 | 5716.9957 | -5750
8 | 5137.2781 | -2730.1338 | -2857.5007 | 4299.0703 | -3848.7139
8 | 5006.2201 | -5206.492 | -2304.955 | 3378.2259 | -872.999
8 | 5453.4936 | -5808.238 | -6459.7927 | 4526.6138 | 2287.9234
8 | 5699.4006 | -5533.179 | -8592.2208 | 5291.4575 | 3134.5417
8 | 4242.7932 | -5469.9689 | -7826.7571 | 5806.8124 | 3247.1205
8 | 2940.1851 | -5363.7968 | -7201.4281 | 6305.8608 | 3319.1789
8 | -4179.1849 | -4827.3326 | -3592.3559 | 8946.8108 | 3652.0626
8 | 4656.3526 | -5742.6398 | -7669.5331 | 5520.0831 | 3235.7372
8 | 5633.5763 | -5937.9593 | -7958.2282 | 5090.0476 | 3172.5636
8 | -2984.8358 | -6298.2854 | 3977.5298 | 4959.4525 | 346.1388
8 | -4938.4615 | -6269.2915 | 5395.2776 | 5484.3444 | 328.131
8 | -4938.4615 | -5491.714 | -56.1723 | 7802.5343 | 2683.8136
8 | -4938.4615 | -4866.0591 | -2788.4703 | 9038.8809 | 3554.1101
8 | -4938.4615 | -4759.7718 | -3220.1718 | 9236.569 | 3681.836
8 | 4865.4646 | -6027.968 | -1501.4655 | 2198.8407 | 465.1283
8 | 2647.8181 | -6112.8437 | 240.397 | 2870.5245 | 354.1041
8 | -3122.1701 | -6214.8965 | 4671.6099 | 4796.0105 | -130.5538
8 | -4938.4615 | -6161.7972 | 6180.7209 | 5219.6209 | -300.083
8 | 4533.3476 | -7218.3138 | 1592.0886 | 1668.5093 | -575.6317
8 | -2883.6832 | -6535.9872 | 5093.7371 | 4432.6349 | -106.7016
8 | -4938.4615 | -6595.1499 | 7036.4486 | 4795.049 | -297.8862
8 | 4532.3763 | -7220.3005 | 1600.6829 | 1665.4974 | -578.2562
8 | -4938.4615 | -6641.1161 | 7216.5847 | 4720.3474 | -357.3545
8 | -4938.4615 | -7180.048 | 7994.5873 | 4429.6174 | -305.6952
8 | 5549.2041 | -12.657 | -5863.9531 | 6077.4061 | -5750
8 | 5995.175 | -458.0053 | -9967.9301 | 7256.516 | -2825.7557
8 | 6303.4355 | 174.602 | -13401.7398 | 6300.7728 | 622.9295
8 | 5822.3765 | 3092.6229 | -10522.5468 | 439.0507 | 1168.4968
8 | 98.8042 | 775.0629 | -9232.8496 | 6980.5854 | 1378.3971
8 | 6289.0544 | -2111.564 | -13013.2101 | 7733.8992 | 1101.8205
8 | -1112.5403 | -2909.1347 | -7789.3525 | 9492.235 | 2318.7926
8 | 5078.7193 | 2860.8592 | -2888.0174 | 698.4389 | -5750
8 | 4629.1372 | 2893.2246 | -2601.2193 | 828.8575 | -5750
8 | -4777.721 | 236.3786 | 1259.9115 | 9031.4309 | -5750
8 | -4938.4615 | 243.19 | 1363.0687 | 9082.2029 | -5750
8 | -4938.4615 | 2950.43 | 3290.9342 | 4447.0974 | -5750
8 | -4938.4615 | 98.0226 | 1584.642 | 9005.7969 | -5750
8 | -4938.4615 | 286.3785 | 1256.5578 | 9145.5253 | -5750
8 | -4938.4615 | 237.3423 | 1366.0354 | 9078.1796 | -5743.0958
8 | -4938.4615 | 200.8113 | 970.8801 | 9217.3881 | -5450.6179
8 | -4938.4615 | 1473.3876 | -3514.5076 | 7661.693 | -682.1114
8 | -4938.4615 | 3782.1229 | -4247.4965 | 3503.0382 | 1900.797
8 | -4714.3116 | 2086.8246 | -5911.3638 | 6859.7421 | 1679.1087
8 | 1866.0035 | 6026.8309 | 1922.1589 | -4647.8589 | -5167.1345
8 | -4889.9053 | 5751.6566 | 6109.1825 | -2046.9733 | -4923.9604
8 | -4938.4615 | 4650.122 | 5187.1477 | 187.1477 | -5085.9559
8 | -4938.4615 | 5004.2129 | 5150.1053 | 150.1053 | -5365.962
8 | -4905.8632 | 5713.4955 | 5772.2788 | -1346.6147 | -5233.2964
8 | -4892.2172 | 5738.8053 | 6002.9416 | -2002.9416 | -4846.5881
8 | -4938.4615 | 5297.7618 | 2324.9692 | -500 | -2184.2694
8 | -4938.4615 | 4607.2674 | -3502.9957 | 1835.0938 | 1999.096
8 | -4938.4615 | 5086.5641 | 4500 | -500 | -4148.1025
8 | 5369.7365 | -775.1633 | -4282.7077 | 5438.1345 | -5750
8 | 5373.8938 | -815.6854 | -4305.8008 | 5497.5925 | -5750
8 | -3785.4995 | -171.5644 | 1181.6219 | 8525.4419 | -5750
8 | -4938.4615 | -332.3109 | 2105.5831 | 8757.7391 | -5592.5498
8 | 5351.0624 | -981.4928 | -4130.6695 | 5402.0996 | -5640.9997
8 | 4657.2957 | 3159.5282 | 49.1833 | -2960.7531 | -4905.2542
8 | 4632.1844 | 3303.229 | 200.9427 | -3260.0236 | -4876.3325
8 | 4366.6873 | 4178.7639 | 1854.0424 | -6067.3555 | -4332.1381
8 | 4281.5957 | 3902.5461 | 2425.8762 | -6658.5016 | -3951.5166
8 | 4194.0535 | 3575.7305 | 3017.3972 | -7243.04 | -3544.1411
8 | 4049.7543 | 2795.4313 | 4010.6539 | -8072.6605 | -2783.179
8 | 3847.754 | 1261.2387 | 5434.4289 | -8989.1299 | -1554.2917
8 | 3827.0427 | -643.789 | 5712.2913 | -8114.4831 | -781.0619
8 | 4339.641 | -5988.071 | 2796.349 | -669.3053 | -478.6137
8 | 3851.3606 | -1383.1321 | 5431.3646 | -7917.7598 | 18.1666
8 | 4010.7559 | -2945.6395 | 4553.7902 | -5570.6465 | -48.2601
8 | 4972.0101 | -2894.9377 | -3451.1908 | -1411.2316 | 2785.35
8 | 4020.9008 | -3043.091 | 4498.5219 | -5420.6196 | -55.7121
8 | 4990.2014 | -3043.7551 | -3558.0255 | -1170.2932 | 2781.8724
8 | 5558.9336 | -5750.2773 | -7414.808 | 4405.4572 | 3200.6946
8 | 3954.7346 | 28.7015 | 4167.8025 | -8954.2598 | 803.0212
8 | 4338.6596 | 485.9248 | 845.4902 | -7754.0187 | 2083.9441
8 | 4654.8404 | 893.6157 | -1882.7878 | -6758.7014 | 3093.033
8 | 4783.9317 | 1136.108 | -2977.6382 | -6335.5799 | 3393.1784
8 | 4649.2248 | 458.8764 | -1728.3499 | -6364.3611 | 2984.6098
8 | 4845.7212 | -1272.3906 | -2866.0061 | -3676.5939 | 2969.2694
8 | 5125.3978 | -2020.2147 | -4917.4174 | -1521.0636 | 3333.298
8 | 4193.6763 | 3511.6376 | 3032.108 | -7193.1671 | -3544.2548
8 | 4401.6402 | 2881.336 | 882.0875 | -7045.9725 | -1119.0912
8 | 4960.0622 | 2130.0547 | -4305.2366 | -5612.2077 | 2827.3275
8 | 4429.8568 | 4133.0272 | 1263.0204 | -5929.9174 | -3895.9869
8 | 5354.7725 | 3260.1692 | -7143.5267 | -3254.5519 | 1783.1369
8 | 4633.6829 | 3289.7539 | 192.5689 | -3238.7076 | -4877.298
8 | -4938.4615 | 4248.6205 | 5161.9543 | 807.1822 | -5279.2954
8 | -4938.4615 | 3830.6916 | 5558.8383 | 558.8383 | -5009.9067
8 | 4634.591 | 3295.4942 | 185.7135 | -3235.2341 | -4880.5645
8 | 5716.9311 | 2130.8922 | -9477.5489 | 362.6988 | 1267.0269
8 | 4517.321 | -7313.7595 | 1745.8568 | 1619.4399 | -568.8583
8 | 4507.9032 | -7363.1939 | 1823.6363 | 1595.4993 | -563.8449
8 | 5605.1156 | -6097.0083 | -7687.1535 | 5002.8032 | 3176.243
8 | 5220.4281 | -1890.4299 | -3166.9679 | 4880.1913 | -5043.2217
8 | 4505.6973 | 2375.7241 | 1139.1914 | -3735.3693 | -4285.2435
8 | 4267.9961 | 3159.596 | 2619.2218 | -6248.791 | -3798.0229
8 | 4080.6166 | 2551.3388 | 3878.4531 | -7550.5495 | -2959.859
8 | 3823.8285 | 1162.7541 | 5646.0072 | -9026.9041 | -1605.6856
8 | 3815.0858 | 1096.3534 | 5707.6289 | -9066.5694 | -1552.4987
8 | 3813.2582 | 928.2508 | 5732.148 | -8989.3892 | -1484.2677
8 | 3872.4992 | -872.8663 | 5047.7812 | -8510.1506 | 462.7365
8 | 4082.4398 | -2930.854 | 3891.9227 | -5418.7539 | 375.2455
8 | 4879.607 | -2888.807 | -2746.6009 | -1969.3549 | 2725.1558
8 | 4094.8009 | -3049.5951 | 3824.5804 | -5235.9516 | 366.1655
8 | 4899.329 | -3050.1463 | -2862.4249 | -1708.1433 | 2721.3856
8 | 5541.0728 | -6104.1217 | -7214.3267 | 4583.401 | 3193.9746
8 | 2564.7906 | -3006.0721 | 4868.0901 | -4811.5479 | 384.7392
8 | 2800.9513 | -2991.9963 | -1007.7755 | -1384.8719 | 2583.6924
8 | -2818.7821 | -2981.2301 | 3778.5157 | -213.9891 | 2235.4856
8 | 749.7265 | -3001.7451 | 6082.0911 | -4230.0942 | 400.0218
8 | -4879.8797 | -2982.8214 | 7697.8367 | -1109.984 | 1274.8483
8 | -4929.4439 | -2977.5608 | 5722.3628 | 136.2151 | 2048.4268
8 | -4846.0218 | -1202.271 | 7687.5656 | -3321.0171 | 1681.7444
8 | -4847.837 | -979.1226 | 7445.2977 | -3445.2977 | 1826.9596
8 | -4874.6659 | -1235.2569 | 6573.3597 | -2573.3597 | 2109.9227
8 | -4910.5956 | -1473.0408 | 5405.6426 | -1405.6426 | 2383.6364
8 | -4822.1945 | -140.6649 | 7091.3795 | -4278.6787 | 2150.1586
8 | -4818.5436 | -14.4233 | 7047.8564 | -4397.3314 | 2182.4419
8 | -4770.2797 | 193.0155 | 7665.3931 | -5081.1189 | 1992.99
8 | -4778.6324 | 389.8349 | 7335.9938 | -5114.5296 | 2167.3332
8 | -4799.6405 | 137.6187 | 7214.6008 | -4713.784 | 2161.205
8 | -4938.4615 | -6843.8796 | 7936.6753 | 3948.0597 | -102.3938
8 | -4938.4615 | -6030.8949 | 7889.9281 | 2889.9281 | 189.5003
8 | -4938.4615 | -3142.3693 | 5500.0941 | 500.0941 | 2080.6427
8 | -4938.4615 | -3944.2356 | 4378.3581 | 2263.0788 | 2241.2603
8 | -4938.4615 | -2043.228 | 4759.8177 | -240.1823 | 2462.0541
8 | -4938.4615 | -4796.0318 | 1577.7401 | 5319.9363 | 2836.817
8 | 3795.2066 | -654.2558 | 5207.2789 | -8820.7175 | 472.4878
8 | 3784.0163 | 1017.3529 | 5794.6912 | -9107.8294 | -1488.2309
8 | 3700.6883 | 83.3622 | 5564.1518 | -9269.9386 | -78.2637
8 | 3726.6343 | -262.434 | 5226.838 | -9264.8209 | 573.7826
8 | 3924.4381 | -163.5093 | 4412.9212 | -9030.9263 | 857.0762
8 | 4451.0957 | 463.6967 | -144.5334 | -7384.4693 | 2614.2102
8 | 4551.4977 | 593.1574 | -1010.8879 | -7068.41 | 2934.6427
8 | 4747.0474 | 960.4891 | -2669.3868 | -6427.458 | 3389.3082
8 | 4549.7145 | 455.1076 | -961.8467 | -6943.1887 | 2900.2132
8 | 4771.2806 | -1497.0407 | -2244.6492 | -3912.5065 | 2882.9157
8 | 5111.2629 | -2406.1154 | -4738.3988 | -1292.187 | 3325.4384
8 | -1082.5754 | -2444.3845 | 2458.8322 | -1338.7801 | 2406.9078
8 | 1088.0176 | 534.8911 | 2175.2334 | -6428.2353 | 2630.0931
8 | 2474.5021 | 1009.6249 | 6672.2255 | -8736.8935 | -1419.4591
8 | 2396.2129 | 1007.5372 | 6723.9067 | -8712.4094 | -1415.2474
8 | 2401.4238 | 1006.9303 | 6722.7058 | -8717.6931 | -1413.3668
8 | 2407.7372 | 1002.1798 | 6714.803 | -8719.3842 | -1405.3358
8 | 771.1309 | 2629.1852 | 5871.0466 | -6328.4136 | -2942.9492
8 | -3427.0116 | 1988.4277 | 9253.9604 | -5611.2395 | -2204.137
8 | -4764.3371 | 1115.0029 | 8517.4284 | -5168.4328 | 300.3386
8 | -4776.3698 | 923.0119 | 8011.7114 | -5105.4794 | 947.1259
8 | -4796.8592 | 525.279 | 6958.6441 | -4975.6049 | 2288.5411
8 | -4781.5316 | 468.5577 | 7232.0665 | -5126.1264 | 2207.0338
8 | 4410.4405 | 2419.0517 | 863.2975 | -6704.9356 | -987.8541
8 | 4720.5619 | 1381.6705 | -2326.7194 | -6410.5293 | 2635.0162
8 | 4802.2156 | 1271.8165 | -3085.2216 | -6200.8809 | 3212.0705
8 | 3416.9308 | 1078.8436 | -2017.3868 | -5919.8535 | 3441.4659
8 | -2106.4109 | 1084.0997 | 414.3773 | -3042.887 | 3650.8209
8 | -2995.3167 | 1074.5969 | 904.5393 | -2641.3407 | 3657.5211
8 | -2303.6963 | 1943.2802 | 210.2976 | -3526.2317 | 3676.3502
8 | -2432.9542 | 1574.9995 | 391.9834 | -3207.5364 | 3673.5077
8 | -156.4546 | 816.8322 | 2089.8685 | -5634.8792 | 2884.633
8 | -2730.421 | 500.3002 | 5567.4726 | -5667.3101 | 2329.9583
8 | -3823.5468 | 360.2617 | 7393.6196 | -5815.6525 | 1885.318
8 | -4752.0352 | 402.4741 | 7660.0916 | -5349.1815 | 2038.651
8 | -4772.1772 | 441.8695 | 7359.1434 | -5197.5996 | 2168.7639
8 | -4743.4511 | 443.1282 | 7731.133 | -5428.1252 | 1997.3151
8 | -4771.2429 | 520.7076 | 7292.7559 | -5224.7712 | 2182.5506
8 | -393.5705 | 3152.4922 | 5644.3531 | -4788.6148 | -3614.66
8 | -4841.5083 | 3020.6253 | 8319.383 | -2982.5774 | -3515.9226
8 | -4794.4528 | 2163.7974 | 9717.4976 | -4643.0685 | -2443.7737
8 | -4783.5586 | 2098.7358 | 9819.6185 | -4772.5426 | -2362.2532
8 | -4770.2797 | 1329.411 | 8801.7886 | -5081.1189 | -279.801
8 | -4796.245 | 1808.0404 | 9766.3397 | -4477.7352 | -2300.3999
8 | -4889.7762 | 2759.3114 | 6082.2723 | -2082.2723 | -1869.5351
8 | -4938.4615 | 2296.7971 | 2091.0837 | -500 | 1050.5807
8 | -4938.4615 | 2000.5242 | -492.3709 | 504.027 | 2926.2813
8 | -4938.4615 | 1564.1922 | 536.0427 | -485.3034 | 3323.5301
8 | -4938.4615 | 1558.3243 | 552.5987 | -500 | 3327.5385
8 | -4922.5734 | 1355.1912 | 1117.4508 | -1016.3657 | 3466.297
8 | -4938.4615 | 809.4241 | 1084.836 | -500 | 3544.2014
8 | -4938.4615 | 253.4369 | 1525.6386 | -500 | 3659.386
8 | -4938.4615 | -287.8039 | 1016.0288 | 506.9186 | 3703.3179
8 | -4938.4615 | -1191.0257 | 369.7277 | 2035.4705 | 3724.2891
8 | -4938.4615 | 2287.4963 | 4500 | -500 | -1349.0347
8 | -4938.4615 | -1652.7837 | 4500 | -500 | 2591.2452
8 | -4814.1555 | 1681.7158 | 8539.9464 | -4539.9464 | -867.5603
8 | -4802.7318 | 535.611 | 6862.6394 | -4911.2167 | 2315.698
8 | -4893.8006 | 1026.0576 | 2221.0605 | -1951.4798 | 3598.1624
8 | 4690.1786 | 2853.9221 | -1330.7727 | -5330.2469 | -883.0811
8 | 5190.0346 | 2382.1999 | -5873.957 | -3884.3883 | 2186.1108
8 | -4900.8963 | 2243.0119 | 7043.4947 | -398.2426 | -3987.3677
8 | -4938.4615 | 1418.5981 | 6323.8586 | 1323.8586 | -4127.8538
8 | -4938.4615 | -5960.8324 | 8263.5946 | 3263.5946 | -627.8953
8 | -4938.4615 | -6117.7181 | 8232.0973 | 3417.9188 | -593.8365
8 | -4938.4615 | 2019.354 | 5368.1106 | 368.1106 | -2817.1137
8 | -4938.4615 | 1004.6021 | -2358.5164 | 3792.7611 | 2499.6148
8 | 5553.7758 | 1247.9877 | -8218.1795 | -251.3294 | 1667.7453
8 | 4562.7303 | -6885.6458 | 1468.7367 | 1896.2358 | -1042.057
8 | 4566.255 | -7405.5656 | 1306.8671 | 1791.799 | -259.3555
8 | 5565.5397 | -6287.8171 | -7358.6132 | 4899.8702 | 3181.0204
8 | 5262.7134 | -6275.7608 | -7191.8675 | 5003.7768 | 3201.1381
8 | -2612.3968 | -5682.3496 | -3199.6826 | 7925.0707 | 3569.3583
8 | -4938.4615 | -7200.5804 | 7756.2805 | 4536.0658 | -153.3044
8 | -4938.4615 | -6299.9215 | 1441.9301 | 7221.1979 | 2575.2551
8 | -4938.4615 | -5800.9893 | -736.9571 | 8207.1298 | 3269.2782
8 | -4938.4615 | -5475.3751 | -2059.4862 | 8812.7529 | 3660.57
8 | -4938.4615 | -1746.0916 | 3469.0327 | 7887.5767 | -4672.0562
8 | -4938.4615 | -6941.7163 | 7835.695 | 4587.565 | -543.0822
8 | -4938.4615 | -1978.8942 | 703.3004 | 8865.7159 | -2651.6605
8 | -4938.4615 | -774.8828 | -3687.4153 | 7429.9414 | 1970.8182
8 | -4938.4615 | -494.4368 | -3778.9412 | 6915.0489 | 2296.7906
8 | -4910.0337 | -700.3215 | -3990.5298 | 7334.2943 | 2266.5907
8 | -4938.4615 | -3173.8631 | -3574.8396 | 8884.8663 | 2802.2979
8 | -4938.4615 | -4402.6864 | -3378.289 | 9652.728 | 3066.7089
8 | 5931.7132 | -2408.3269 | -9664.2322 | 6803.1514 | -662.3055
8 | 6096.5166 | -1951.2333 | -11512.0588 | 6219.0361 | 1147.7394
8 | 5922.3834 | -901.609 | -10469.0054 | 4101.7139 | 1346.5171
8 | 3867.9809 | -1688.8254 | -10022.4471 | 6433.9575 | 1409.3342
8 | 6088.1059 | -3288.2951 | -11284.8277 | 7057.1986 | 1427.8183
8 | 5771.1676 | -5127.4097 | -8908.5505 | 5744.3888 | 2520.4038
8 | 3241.2192 | -3595.066 | -9275.5673 | 7733.51 | 1895.9042
8 | 5849.349 | -1344.3026 | -8682.2907 | 6749.2182 | -2571.974
8 | 6158.2475 | -487.5516 | -12145.7545 | 5654.385 | 820.6737
8 | 5929.5529 | 890.9524 | -10775.8803 | 2873.6404 | 1081.7346
8 | 6142.4828 | -2993.6662 | -11719.8451 | 7225.3903 | 1345.6382
8 | 5698.317 | -5571.0508 | -8389.6664 | 5385.5833 | 2876.8169
8 | -4938.4615 | 2169.5586 | 3029.7754 | 5489.1275 | -5750
8 | -4938.4615 | 111.2932 | 1975.6992 | 8601.4692 | -5750
8 | 5067.158 | 2977.1737 | -2822.6672 | 528.3355 | -5750
8 | 5589.9952 | 118.5992 | -6186.7011 | 6228.1067 | -5750
8 | 5706.2663 | 441.6021 | -7070.056 | 6672.1875 | -5750
8 | 5918.9005 | -141.1652 | -9192.3848 | 7114.8172 | -3700.1677
8 | 6292.7684 | 943.4351 | -13406.6953 | 5702.1218 | 468.37
8 | 5864.77 | 3631.4751 | -10854.0529 | 425.7919 | 932.0159
8 | 752.1962 | 1533.453 | -9684.8361 | 6267.1297 | 1132.0572
8 | 4860.8213 | 4923.1529 | -1610.4304 | -2423.5438 | -5750
8 | 5098.7616 | 3719.187 | -3155.061 | 87.1124 | -5750
8 | 5705.487 | 471.8177 | -7068.7027 | 6641.398 | -5750
8 | 5702.9321 | 425.8334 | -7040.066 | 6661.3006 | -5750
8 | -4938.4615 | 3364.646 | 3484.6208 | 3839.1948 | -5750
8 | -4938.4615 | 1314.5855 | 1281.8538 | 8092.0223 | -5750
8 | -4938.4615 | 1716.4303 | -259.4774 | 7593.8092 | -4112.3005
8 | -4938.4615 | 2312.2669 | -3616.2792 | 6795.351 | -552.8772
8 | -4938.4615 | 4082.3672 | -4252.6075 | 3315.6461 | 1793.0557
8 | -4735.2331 | 2650.3697 | -5762.9623 | 6293.469 | 1554.3567
8 | -4938.4615 | 2440.7512 | -3652.986 | 6541.6487 | -390.9523
8 | 5943.13 | 1099.0726 | -9733.2368 | 5808.0021 | -3116.9679
8 | 6261.5372 | 1653.8969 | -13237.9684 | 4988.0409 | 334.4934
8 | 1716.9087 | 2074.5106 | -10198.3661 | 5515.7391 | 891.2076
8 | 6244.0043 | 1746.1511 | -13106.7794 | 4793.8721 | 322.7519
8 | 2293.858 | 2134.1031 | -10435.3159 | 5204.1389 | 803.216
8 | 4856.9162 | 4945.3328 | -1582.3104 | -2469.9387 | -5750
8 | 4875.3563 | 4852.6441 | -1701.3111 | -2276.6893 | -5750
8 | 4867.1421 | 4823.6021 | -1633.4498 | -2307.2944 | -5750
8 | 4142.0652 | 4842.5028 | -1198.2012 | -2036.3668 | -5750
8 | -4938.4615 | 3430.1614 | 3559.5856 | 3698.7146 | -5750
8 | -4938.4615 | 4664.9733 | 4706.1425 | 1082.5941 | -5515.2484
8 | 5951.3522 | 3447.7708 | -11343.6525 | 1278.6323 | 665.8973
8 | 5932.4051 | 3336.6106 | -11193.5078 | 1204.1907 | 720.3015
8 | 5625.1644 | 3436.2521 | -11163.8044 | 1404.8231 | 697.5649
8 | 2734.0455 | 3342.9876 | -9514.367 | 2498.9919 | 938.3421
8 | 1551.9443 | 3347.6055 | -8571.8377 | 2828.6926 | 843.5953
8 | -4938.4615 | 3613.282 | -1889.6236 | 3977.4378 | -762.6347
8 | -4938.4615 | 3605.3386 | -4068.9626 | 4251.9575 | 1150.128
8 | -4875.1429 | 3600.6917 | -4697.9751 | 4311.7724 | 1660.6538
8 | -4938.4615 | 4053.5933 | -4232.1878 | 3371.0152 | 1746.0408
8 | -4938.4615 | 2510.0907 | -4071.6373 | 4586.4131 | 1913.5951
8 | -4938.4615 | 2147.4792 | -3877.2714 | 4672.7659 | 1995.4878
8 | -4938.4615 | 3174.1672 | -3637.6321 | 5066.7795 | 335.1469
8 | -4938.4615 | 2998.3076 | -3850.6651 | 5445.2642 | 345.5549
8 | -4867.7143 | 2584.6962 | -4407.7805 | 6315.1108 | 375.6879
8 | -4758.4787 | 2778.922 | -5565.1966 | 6020.676 | 1524.0772
8 | -4790.9083 | 2119.4815 | -5233.8705 | 6240.8527 | 1664.4446
8 | -4938.4615 | 3177.3337 | -3914.5528 | 5093.2748 | 582.4059
8 | -4817.6427 | 3193.3384 | -5123.7493 | 5158.5187 | 1589.5348
8 | -4938.4615 | 2993.9899 | -3909.7064 | 5173.4633 | 680.7147
8 | -4847.7078 | 2450.3271 | -4803.3125 | 5465.5099 | 1735.1833
8 | -4938.4615 | 2202.0909 | -4040.1246 | 4827.9563 | 1948.539
8 | 1498.7936 | 3348.8724 | -8766.4412 | 2869.5059 | 1049.2693
8 | 1645.579 | 3242.1521 | -8806.0385 | 2860.3255 | 1057.9819
8 | 1376.6826 | 2220.5829 | -9798.1789 | 5304.624 | 896.2893
8 | -4938.4615 | 3428.5207 | 3557.7082 | 3702.2327 | -5750
8 | 4561.2577 | 6131.418 | 207.924 | -5667.9141 | -5232.6855
8 | 5620.1571 | 5117.9465 | -9366.3468 | -2502.3847 | 1130.6278
8 | 4644.6922 | 6083.3353 | -308.9437 | -4950.0329 | -5469.0509
8 | 4792.9465 | 5316.2034 | -1202.7382 | -3235.4616 | -5670.9501
8 | 5130.6182 | 5614.9518 | -4727.2518 | -3546.1005 | -2472.2176
8 | 5665.1759 | 5091.9401 | -9645.6998 | -2115.9571 | 1004.5408
8 | 5901.1233 | 3755.6926 | -11082.8921 | 648.3966 | 777.6796
8 | 5675.4405 | 5026.3326 | -9692.3002 | -1982.5715 | 973.0986
8 | 5930.4999 | 3570.1035 | -11220.8932 | 1026.3176 | 693.9722
8 | -4938.4615 | 5447.3773 | 3552.97 | -352.0274 | -3709.8583
8 | -4938.4615 | 4577.3801 | -3772.723 | 2264.4899 | 1869.3146
8 | -4938.4615 | 4900.5216 | -579.8954 | 1236.6584 | -618.8231
8 | -2568.4793 | 4593.5946 | -5146.5183 | 1491.1093 | 1630.2936
8 | -4938.4615 | 4410.8581 | -3894.7762 | 2613.4259 | 1808.9537
8 | -4938.4615 | 4518.1124 | -3809.406 | 2387.8799 | 1841.8753
8 | -4938.4615 | 4044.8682 | -3264.339 | 2148.4226 | 2009.5098
8 | -4930.5121 | 5291.8835 | 5270.2213 | -246.4953 | -5385.0974
8 | -4938.4615 | 5341.9076 | 4721.2019 | -278.7981 | -4845.85
8 | -4938.4615 | 5120.9398 | 5117.9396 | 117.9396 | -5418.3575
8 | -4938.4615 | 5120.077 | 5119.4888 | 119.4888 | -5420.593
8 | -4909.5662 | 5703.1303 | 5682.2577 | -1195.9424 | -5279.8795
8 | -4927.0827 | 5604.8048 | 4869.8112 | -869.8112 | -4677.722
8 | -4938.4615 | 5492.6284 | 3934.6325 | -500 | -3988.7993
8 | -4938.4615 | 5458.0194 | 4500 | -500 | -4519.5578
8 | 4524.6221 | 6075.9932 | 452.4641 | -5933.7223 | -5119.3571
8 | 4454.2692 | 4868.0601 | 1175.1679 | -5733.0918 | -4764.4054
8 | 4383.0691 | 4357.8417 | 1720.2143 | -6035.1748 | -4425.9504
8 | -4904.6475 | 5528.9773 | 5876.1881 | -1321.7225 | -5178.7953
8 | -4938.4615 | 4539.6222 | 5327.8376 | 327.8376 | -5256.8358
8 | 4502.8362 | 6034.1241 | 589.3454 | -6107.1777 | -5019.128
8 | -4876.9712 | 5651.5596 | 6404.1038 | -2498.4366 | -4680.2556
8 | -4881.8851 | 5574.7542 | 6338.7344 | -2338.7344 | -4692.8691
8 | -4938.4615 | 4322.6774 | 5257.6435 | 257.6435 | -4899.5028
8 | -4851.0638 | 4686.6327 | 7340.4255 | -3340.4255 | -3835.5689
8 | -4824.9638 | 1601.1577 | 8802.026 | -3575.3256 | -2002.8944
8 | -4851.0638 | 765.9574 | 7340.4255 | -3340.4255 | 85.1064
8 | -4938.4615 | 4754.8148 | 4500 | -500 | -3816.3533
8 | -4838.5248 | 5007.5373 | 7453.2771 | -3747.945 | -3874.3446
8 | -4938.4615 | 4954.6238 | 1128.2227 | -500 | -644.385
8 | -4938.4615 | 4445.8345 | -2765.2079 | 946.8696 | 2310.9653
8 | -4938.4615 | 3807.7104 | -1261.1802 | -500 | 2891.9312
8 | -4938.4615 | 1949.0836 | -81.667 | -500 | 3571.0449
8 | -4938.4615 | 1281.1811 | 447.8653 | -500 | 3709.4151
8 | -4938.4615 | 632.8655 | -162.5617 | 706.1195 | 3762.0382
8 | -4938.4615 | 1486.4991 | 443.2558 | -500 | 3508.7067
8 | -4938.4615 | -139.696 | 345.6568 | 988.3699 | 3744.1309
8 | -4938.4615 | 1578.1211 | 534.8779 | -500 | 3325.4625
8 | -4885.2972 | 5711.4822 | 6227.8405 | -2227.8405 | -4826.185
8 | -4833.074 | 4411.7997 | 7925.0935 | -3925.0935 | -3578.7256
8 | -4802.6937 | 3303.4221 | 9059.5283 | -4765.3783 | -2794.8784
8 | -4808.1947 | 3145.1931 | 8733.6716 | -4733.6716 | -2336.9984
8 | 4482.7636 | 5959.1885 | 724.9752 | -6241.2065 | -4925.7209
8 | 3921.0688 | 1693.1151 | 4684.0145 | -8789.5995 | -1508.5989
8 | 3890.3132 | -1135.7733 | 5096.6288 | -7490.7846 | -360.3842
8 | 4004.8702 | -2133.8386 | 4430.154 | -5935.7019 | -365.4837
8 | 3037.9125 | -2445.2194 | 4848.027 | -5098.7716 | -341.9484
8 | -2914.0935 | -2989.1858 | 8238.512 | -2141.2192 | -194.0135
8 | -4846.1781 | -2984.366 | 9447.236 | -1471.1047 | -145.5871
8 | -4848.1646 | -3004.34 | 9434.3176 | -1434.9823 | -146.8307
8 | -4842.7012 | -3166.2223 | 9681.7581 | -1542.665 | -130.1696
8 | -4848.3686 | -2984.2606 | 9409.5945 | -1446.4496 | -130.5158
8 | -4938.4615 | -2974.6985 | 5818.77 | 818.77 | 1275.62
8 | -4938.4615 | -2967.7126 | 3090.0656 | 2490.1539 | 2325.9546
8 | -4938.4615 | -2971.3823 | 4057.7911 | 1612.1722 | 2239.8806
8 | -4938.4615 | -2976.3841 | 5415.4988 | 415.4988 | 2083.8479
8 | -4867.9945 | -571.5657 | 6790.1787 | -2790.1787 | 1439.5602
8 | -4938.4615 | -1244.3124 | 4500 | -500 | 2182.7739
8 | -4938.4615 | -1001.3771 | 4014.1295 | -500 | 2425.7091
8 | -4938.4615 | -2549.5103 | 3213.1891 | 1899.3998 | 2375.383
8 | -4938.4615 | -836.1614 | 3751.6497 | -500 | 2522.9732
8 | -4938.4615 | -3225.9169 | 989.2343 | 4326.8329 | 2848.3112
8 | -4938.4615 | -1395.4062 | 4500 | -500 | 2333.8678
8 | -4938.4615 | -1533.7761 | 4500 | -500 | 2472.2376
8 | -4843.2508 | -2985.3817 | 9475.3112 | -1713.3887 | 66.71
8 | -4827.7898 | -2985.8127 | 9748.9401 | -1812.6415 | -122.6961
8 | -4857.8596 | -3259.2666 | 9259.6736 | -979.4553 | -163.0922
8 | -4938.4615 | -4985.9554 | 7704.4841 | 2704.4841 | -484.5512
8 | -4938.4615 | -5114.1283 | 7585.1243 | 2976.1305 | -508.6649
8 | -4938.4615 | -4790.8296 | 7321.3539 | 2321.3539 | 86.5834
8 | -4938.4615 | -5532.3918 | 7882.6845 | 2882.6845 | -294.5158
8 | -4938.4615 | -6370.7224 | 7356.6413 | 4296.2427 | -343.7001
8 | -4938.4615 | -6496.5326 | 8352.9262 | 3352.9262 | -270.8583
8 | -4938.4615 | -6828.1821 | 8215.8835 | 3835.7741 | -285.0139
8 | 4177.7495 | -2969.793 | 3232.4532 | -4296.0438 | -144.3659
8 | 5232.4791 | -2914.1607 | -5550.9569 | 267.8453 | 2964.7932
8 | 4189.1639 | -3023.3891 | 3153.5576 | -4187.951 | -131.3814
8 | 5245.9195 | -3024.1131 | -5629.8907 | 445.8605 | 2962.2238
8 | 5591.1567 | -4667.0519 | -7971.0714 | 3830.5053 | 3216.4612
8 | 5586.4563 | -5002.0222 | -7841.5961 | 4041.8611 | 3215.3009
8 | 4016.7551 | -3018.606 | 3304.4651 | -4160.4882 | -142.126
8 | 3491.9169 | -3003.793 | 3694.4909 | -4034.5035 | -148.1113
8 | 3815.8793 | -2984.484 | -4365.9508 | 666.1694 | 2868.3862
8 | 3475.1983 | -3004.1818 | 3859.3113 | -4131.6857 | -198.6422
8 | 3978.241 | -2979.692 | 3387.1205 | -4232.4254 | -153.2441
8 | 4078.1059 | -2970.4926 | 4052.6668 | -4803.5106 | -356.7696
8 | 3966.0242 | -2954.3715 | 4939.7033 | -5657.4819 | -293.874
8 | 4083.3531 | -3026.2377 | 4025.1271 | -4724.8661 | -357.3763
8 | 3975.7231 | -3039.3007 | 4884.1918 | -5524.8487 | -295.7655
8 | 3391.1035 | -3005.4984 | 4424.4233 | -4467.7078 | -342.3205
8 | 2871.0458 | -3008.0575 | 5612.0152 | -5210.004 | -264.9994
8 | 671.871 | -3002.7385 | 7025.182 | -4487.2205 | -207.094
8 | 2259.5908 | -3002.3575 | 5061.1585 | -3999.1275 | -319.2644
8 | 4013.7773 | 550.4416 | 3587.5012 | -8728.7222 | 577.0021
8 | 4930.8105 | 470.5733 | -4012.5035 | -4625.3575 | 3236.4771
8 | 4939.0113 | 1105.4487 | -4238.0382 | -5201.2358 | 3394.814
8 | 5052.4469 | -601.1261 | -4716.7423 | -2961.5595 | 3226.981
8 | 5152.6119 | -868.9563 | -5451.447 | -2189.565 | 3357.3564
8 | 5556.322 | -4342.4039 | -7777.026 | 3329.2323 | 3233.8756
8 | -2688.8649 | -1853.9215 | 1503.2801 | 442.0122 | 2597.4941
8 | 4016.4939 | 593.7097 | 3554.202 | -8758.4959 | 594.0903
8 | 4887.9276 | 1717.3566 | -3965.2727 | -6015.277 | 3375.2654
8 | 3657.9205 | 1773.0036 | -3296.2012 | -5588.0049 | 3453.2821
8 | -2645.0253 | 2333.8428 | -206.6071 | -3182.6492 | 3700.4388
8 | 4845.4713 | 1479.7317 | -3574.032 | -6152.3107 | 3401.1397
8 | 4011.9891 | 547.8226 | 3598.5284 | -8773.4184 | 615.0783
8 | 3831.2549 | -1723.9098 | 5709.9966 | -7526.0725 | -291.2692
8 | 3358.0211 | 261.4533 | 6261.7725 | -9537.3218 | -343.9252
8 | -1264.7481 | 393.5261 | 9225.6634 | -8126.6519 | -227.7896
8 | -4722.5707 | -1560.8375 | 10218.6996 | -3789.7859 | -145.5055
8 | -4682.1678 | -816.5544 | 10206.8722 | -4728.6713 | 20.5213
8 | -4553.1432 | 664.7341 | 10169.3804 | -6624.406 | 343.4347
8 | 3942.6818 | 553.8511 | 3856.0297 | -8845.9854 | 493.4227
8 | -4314.9005 | 728.6592 | 9551.9026 | -6498.0824 | 532.421
8 | -4588.6057 | 754.5155 | 9619.1692 | -6367.7191 | 582.6401
8 | -4749.0708 | 762.693 | 7571.2342 | -4996.2831 | 1411.4266
8 | -4827.2122 | 765.5279 | 6230.8959 | -4115.603 | 1946.3914
8 | -4854.4423 | 763.3994 | 4832.0348 | -3230.6265 | 2489.6345
8 | -4803.9413 | 834.3844 | 6526.6526 | -4871.9067 | 2314.811
8 | -4767.8111 | 1233.9041 | 6861.8049 | -5071.2444 | 1743.3466
8 | -4809.6652 | 1377.395 | 6026.8277 | -4685.8803 | 2091.3228
8 | -4830.1815 | 1630.2077 | 4512.1653 | -4019.1008 | 2706.9093
8 | -4803.5338 | 848.3339 | 6522.1128 | -4885.1525 | 2318.2395
8 | -4777.2146 | 824.3477 | 6998.5395 | -5108.8585 | 2063.1859
8 | -4802.2248 | 835.4932 | 6554.3587 | -4899.5528 | 2311.9257
8 | -4782.0826 | 618.3291 | 7073.8239 | -5128.3305 | 2218.2601
8 | -3939.3443 | 675.0084 | 4025.8624 | -3305.8553 | 2544.3289
8 | -4577.4569 | 725.3454 | 9791.2993 | -6448.3931 | 509.2053
8 | -4746.4265 | 697.6127 | 7672.7454 | -4985.7059 | 1361.7742
8 | -4829.7236 | 679.8141 | 6261.9635 | -4033.9816 | 1921.9276
8 | -4857.9312 | 663.15 | 4839.9546 | -3117.2372 | 2472.0638
8 | -4905.5183 | -314.1567 | 4339.3592 | -1570.6547 | 2450.9705
8 | -4809.7821 | 600.1279 | 6626.9979 | -4682.0826 | 2264.7389
8 | -4818.0678 | 98.8936 | 6942.8776 | -4412.7981 | 2189.0946
8 | -4781.3342 | 582.5921 | 7116.4884 | -5125.3368 | 2207.5905
8 | -4777.4813 | 580.9294 | 7162.3059 | -5167.9671 | 2202.2132
8 | -2250.2491 | 614.587 | 4892.8701 | -5661.6639 | 2404.4559
8 | 3276.8551 | -87.3558 | 6805.4361 | -9704.3934 | -290.542
8 | 3476.743 | 323.2355 | 6462.1509 | -9479.5953 | -782.534
8 | 3493.8888 | -813.5391 | 6432.3023 | -8829.568 | -283.084
8 | -4814.131 | 4680.2209 | 7983.8266 | -4385.2385 | -3464.678
8 | -4789.095 | 3801.4141 | 8705.7667 | -4950.6 | -2767.4857
8 | -4773.1447 | 3585.0865 | 8876.9697 | -5092.5788 | -2596.3326
8 | -4551.1874 | 1228.3919 | 10710.0158 | -6653.1424 | -734.0779
8 | -4682.1678 | -635.0476 | 10388.379 | -4728.6713 | -342.4923
8 | -4822.9447 | 4609.7789 | 7593.4975 | -4254.2964 | -3126.0352
8 | -4899.9949 | 3265.4476 | 1.2479 | -1750.1649 | 3383.4643
8 | -4900.11 | 3266.7643 | -3.1671 | -1746.4239 | 3382.9368
8 | -4918.4876 | 2172.8868 | 483.9995 | -1149.153 | 3410.7543
8 | -4874.1605 | 2393.5709 | 1449.1072 | -2589.7854 | 3621.2677
8 | -4868.5074 | 2118.4907 | 1928.1607 | -2773.511 | 3595.367
8 | -4807.2985 | 3194.9306 | 7734.3131 | -4762.7972 | -1359.148
8 | -4803.5845 | 3401.0586 | 8429.2712 | -4883.5028 | -2143.2424
8 | -4800.9557 | 672.1371 | 6765.0505 | -4968.9386 | 2332.7068
8 | -4793.255 | 3730.2988 | 8890.6429 | -4975.1645 | -2852.5222
8 | -4779.0452 | 3507.4912 | 9097.3095 | -5116.1807 | -2709.5749
8 | -4763.043 | 2153.4879 | 9917.5187 | -5052.1718 | -2255.7918
8 | 5416.8942 | 4702.442 | -7952.4027 | -3842.7986 | 1675.8651
8 | -4895.0301 | 3265.9708 | -3.545 | -1750.858 | 3383.4622
8 | 4192.0512 | 3849.2816 | 2957.3976 | -7455.7119 | -3543.0185
8 | -4684.8058 | 2369.8417 | 10138.5032 | -5842.3682 | -1981.1709
8 | -4689.7943 | 2292.1439 | 10159.8324 | -5781.6727 | -1980.5094
8 | -4678.751 | 2301.0249 | 10197.1955 | -5887.0405 | -1932.4289
8 | -4783.4375 | 806.6642 | 7279.0354 | -5133.7502 | 1831.4881
8 | -4792.6799 | 619.8906 | 6934.5146 | -5049.355 | 2287.6297
8 | -4783.5855 | 571.6883 | 7109.7872 | -5134.342 | 2236.452
8 | 5505.6695 | 4956.6186 | -8590.769 | -3312.5329 | 1441.0138
9 | 5490.9826 | -288.7981 | -5644.2148 | 6483.7088 | -6041.6786
9 | 5827.5435 | -631.2329 | -8782.8526 | 7390.7701 | -3804.228
9 | 6233.1877 | 192.5801 | -13233.3025 | 6142.1047 | 665.43
9 | 5864.5186 | 2560.699 | -10871.2013 | 1373.8807 | 1072.1031
9 | 3740.2146 | 431.1106 | -11550.7672 | 6419.7192 | 959.7228
9 | 6206.9325 | -2783.4984 | -12746.1227 | 8016.0209 | 1306.6676
9 | 5922.6778 | -4463.2443 | -10569.3062 | 6807.1034 | 2302.7693
9 | 4125.1519 | -3005.4683 | -11274.7266 | 8512.394 | 1642.6489
9 | 6099.4002 | -3444.7964 | -11781.0126 | 7633.5253 | 1492.8835
9 | -4441.1148 | -235.239 | 987.417 | 9352.564 | -5663.6272
9 | -4686.6209 | -214.8628 | 1168.1898 | 9384.2479 | -5650.9541
9 | -4938.4615 | 1183.3963 | 2571.7167 | 6580.6923 | -5397.3437
9 | -4938.4615 | 3501.9068 | 4622.1314 | 1806.7468 | -4992.3235
9 | -4867.0662 | 5014.5746 | 5912.5554 | -1329.3376 | -4730.7261
9 | -4840.9502 | 2900.0419 | 7270.592 | -1590.4985 | -3739.1853
9 | -4788.101 | 3554.2038 | 7953.6953 | -3151.5166 | -3568.2815
9 | -4806.2824 | 2562.1882 | 8301.7267 | -2708.7614 | -3348.8712
9 | -4938.4615 | 4817.6068 | 2315.3846 | -500 | -1694.5299
9 | -4933.3333 | 4892.8395 | 2466.6667 | -666.6667 | -1759.5062
9 | -4938.4615 | 3593.5686 | 900.9034 | 2058.8552 | -1614.8657
9 | -4557.4003 | 4132.8178 | -3063.2885 | 1319.8307 | 2168.0403
9 | -4938.4615 | -2985.4602 | 793.0505 | 4215.9138 | 2914.9575
9 | -4938.4615 | 4.225 | 349.2924 | 1067.5041 | 3517.4401
9 | -4784.917 | -1468.5142 | -782.9724 | 3492.0133 | 3544.3902
9 | -4621.006 | 2446.6744 | -2427.7622 | 1966.5091 | 2635.5847
9 | -4007.4264 | 1141.3434 | -6171.3609 | 7325.835 | 1711.6088
9 | -4686.6561 | -254.1537 | 1173.2096 | 9408.7383 | -5641.1382
9 | -4888.3288 | -1429.2963 | 2577.4746 | 8609.7849 | -4869.6344
9 | -4938.4615 | -1784.7041 | 2909.7553 | 8397.5403 | -4584.13
9 | -4938.4615 | -4142.4588 | 4893.8777 | 6893.3194 | -2706.2768
9 | -4938.4615 | -3876.1498 | 6714.4997 | 3899.1151 | -1799.0035
9 | -4831.6875 | -3477.5353 | 9154.1707 | -281.2023 | -563.7455
9 | -4819.1415 | 543.2721 | 8404.6407 | -1808.5847 | -2320.1865
9 | -4938.4615 | -1194.3614 | 2862.1707 | 8079.0494 | -4808.3972
9 | -4938.4615 | 1139.5056 | 5406.6927 | 2591.3081 | -4199.0449
9 | -4938.4615 | -1758.4863 | 2977.9121 | 8428.3573 | -4709.3216
9 | -4028.157 | -3789.9341 | -5368.9539 | 10428.7372 | 2758.3077
9 | 4555.3866 | 5762.6534 | 327.7236 | -5695.9428 | -4949.8208
9 | 5511.6482 | 4789.7022 | -8590.0064 | -3118.7333 | 1407.3894
9 | -112.3622 | 5787.8244 | 3444.3655 | -4347.6782 | -4772.1494
9 | -4826.4001 | 5600.3883 | 6403.6711 | -2547.7593 | -4629.9
9 | -4921.3042 | 5085.3495 | 2550.8703 | -1057.612 | -1657.3035
9 | -4938.4615 | 4890.8876 | 1078.7722 | -500 | -531.1982
9 | -4938.4615 | 4812.731 | 480.6915 | -277.7423 | -77.2186
9 | -4598.0564 | 4430.3456 | -2762.7214 | 718.1823 | 2212.2499
9 | -4647.576 | 4266.812 | -2356.224 | 373.5135 | 2363.4745
9 | -4938.4615 | 4568.9237 | 408.014 | -500 | 461.5238
9 | -4938.4615 | 2095.1536 | 183.1258 | -500 | 3160.1821
9 | -4938.4615 | 2358.8127 | 269.5556 | -500 | 2810.0933
9 | 2801.3979 | 4785.3634 | -6942.5261 | -2280.0028 | 1635.7676
9 | -2976.9824 | 3990.7441 | -2463.2224 | -1109.5973 | 2559.0581
9 | -4789.2291 | 5176.5082 | 7254.1652 | -3460.671 | -4180.7732
9 | -4775.4218 | 4784.0844 | 7668.4432 | -3750.5932 | -3926.5126
9 | -4678.822 | 4033.291 | 8413.7789 | -4325.2748 | -3442.9731
9 | -4305.2508 | 667.4357 | 10998.8974 | -6580.7136 | -780.3687
9 | -4894.2537 | 4368.7812 | 2740.2239 | -1936.7539 | -277.9975
9 | -4921.6702 | 3897.5421 | 53.5128 | -1045.718 | 2016.3333
9 | -4826.6098 | 3765.6887 | -859.7047 | -790.4533 | 2711.0791
9 | -4917.0716 | 3267.8322 | -84.1047 | -1195.1729 | 2928.517
9 | -4917.9323 | 3276.8604 | -54.9236 | -1167.1997 | 2863.1953
9 | -4871.1109 | 1440.3319 | 2702.6651 | -2688.8962 | 3417.0101
9 | -4778.3202 | 4750.1306 | 7714.1055 | -3747.0155 | -3938.9004
9 | -4575.8321 | 2932.9424 | 9569.6064 | -5010.5286 | -2916.1882
9 | -4567.9561 | 2384.9416 | 9873.8693 | -4937.1088 | -2753.746
9 | -4799.8053 | 3714.4334 | 8114.5765 | -3297.4948 | -3731.7098
9 | 4438.7483 | 5019.858 | 1208.046 | -6204.0406 | -4462.6117
9 | 4082.2884 | 2559.9279 | 3852.6999 | -7799.5455 | -2695.3707
9 | 562.0338 | 3782.2924 | 5154.8951 | -6001.4048 | -3497.8165
9 | 5509.0232 | -178.0549 | -5774.385 | 6565.1763 | -6121.7597
9 | 5769.5743 | -388.0929 | -8187.9479 | 7281.3935 | -4474.927
9 | 6225.5294 | 915.8992 | -13233.42 | 5576.3737 | 515.6178
9 | 5888.0027 | 3160.1096 | -11076.406 | 1158.2286 | 870.065
9 | 3932.6288 | 1156.944 | -11686.0743 | 5814.7266 | 781.7749
9 | -2599.5724 | -128.5084 | -366.5032 | 8911.8706 | -5817.2866
9 | -4691.7413 | 54.7056 | 1174.0942 | 9174.3905 | -5711.449
9 | -4938.4615 | 1471.228 | 2544.7021 | 6398.2389 | -5475.7074
9 | -4938.4615 | 3799.1794 | 4528.8893 | 1713.5046 | -5103.1118
9 | -4867.2622 | 5349.068 | 5802.7944 | -1426.9489 | -4857.6513
9 | -4938.4615 | 5205.0876 | 2315.3846 | -500 | -2082.0106
9 | -4938.4615 | 4075.3322 | 904.3696 | 1854.3686 | -1895.6088
9 | -4021.8565 | 1948.9827 | -6163.1945 | 6695.7969 | 1540.2714
9 | 4589.9715 | 5974.9546 | 78.1796 | -5539.7648 | -5103.3409
9 | 5016.0139 | 5631.5091 | -3868.3796 | -4368.6358 | -2410.5075
9 | 5595.9703 | 5066.8654 | -9192.9396 | -2602.5266 | 1132.6306
9 | 5547.4207 | 4995.7632 | -8852.1101 | -2960.6345 | 1269.5606
9 | 2759.66 | 5986.1385 | 1298.8729 | -5010.0576 | -5034.6138
9 | -4844.6516 | 5683.674 | 6073.0277 | -2107.1266 | -4804.9235
9 | -4912.3825 | 5362.5462 | 3427.8815 | -1004.4005 | -2873.6446
9 | -4936.3595 | 5235.348 | 2377.3957 | -568.3173 | -2108.0669
9 | -4938.4615 | 5215.3001 | 2210.2108 | -500 | -1987.0493
9 | -4938.4615 | 5024.8674 | 602.9064 | 143.9995 | -833.3118
9 | -4617.1565 | 4701.3875 | -2436.944 | 1158.4962 | 1194.2168
9 | -4491.601 | 4587.7627 | -3516.9463 | 1511.7073 | 1909.0773
9 | -4547.6428 | 4514.1654 | -3162.1519 | 1144.9034 | 2050.7259
9 | -4634.9093 | 3410.7074 | -2303.7232 | 1285.3503 | 2242.5748
9 | -4929.349 | 5201.6374 | 2584.2035 | -796.1564 | -2060.3355
9 | -4938.4615 | 5228.0324 | 2315.3846 | -500 | -2104.9555
9 | 5569.6379 | 166.1788 | -6171.5007 | 6858.2442 | -6422.5602
9 | 5557.9781 | 81.5202 | -6068.4653 | 6814.6784 | -6385.7114
9 | 5347.6085 | -1319.0857 | -4392.7237 | 5940.5643 | -5576.3634
9 | 5183.637 | -2363.316 | -3155.1564 | 5226.2747 | -4891.4393
9 | 4983.2044 | -3746.5023 | -1668.1024 | 4329.1432 | -3897.743
9 | 4612.7559 | -6628.0318 | 1002.076 | 2597.9176 | -1584.7177
9 | 4968.5576 | -7109.2346 | -2344.6909 | 3530.0284 | 955.3395
9 | 5583.7787 | -6413.5787 | -7763.8243 | 5485.339 | 3108.2852
9 | 5452.867 | -5347.4646 | -6941.8778 | 3650.006 | 3186.4694
9 | 4977.1822 | -3015.3618 | -3534.6839 | -1216.6783 | 2789.5418
9 | 4963.2686 | -3009.2874 | -3418.0752 | -1286.3902 | 2750.4842
9 | 4813.207 | -2971.1694 | -2152.9492 | -2006.2252 | 2317.1368
9 | 4707.174 | -2968.9909 | -1252.2628 | -2485.9202 | 2000
9 | 4682.0949 | -2652.865 | -1107.9814 | -2921.2484 | 2000
9 | 3924.1761 | -2339.2986 | 5267.6566 | -6647.234 | -205.3002
9 | 3753.1436 | -413.7517 | 6323.2334 | -9322.9432 | -339.6821
9 | 4857.9168 | 1026.4917 | -3362.0949 | -5768.7629 | 3246.4493
9 | 3984.0669 | -2998.9754 | 4902.3265 | -5704.852 | -182.5659
9 | 4969.9728 | -2927.532 | -3494.7876 | -1344.8015 | 2797.1482
9 | 4975.8505 | -2688.6976 | -3596.7675 | -1561.9048 | 2871.5193
9 | 5048.7039 | -1677.6635 | -4424.6944 | -2233.7637 | 3287.4177
9 | 5051.5937 | -1542.9316 | -4477.083 | -2354.0273 | 3322.4481
9 | 4953.7287 | -3007.4959 | -3350.6718 | -1367.234 | 2771.673
9 | 4976.2756 | -3008.0804 | -3528.8251 | -1228.8917 | 2789.5216
9 | 5073.8136 | -1766.1767 | -4612.2867 | -2012.6979 | 3317.3477
9 | 4513.4965 | -7332.2042 | 1749.3396 | 2191.2693 | -1121.9012
9 | 4561.0711 | -6827.8163 | 1363.4341 | 2239.3463 | -1336.0353
9 | 4484.7107 | -7293.6822 | 1818.3199 | 1568.3264 | -577.6748
9 | 4359.3624 | -6707.6904 | 2723.9391 | 319.2664 | -694.8776
9 | 4346.8547 | -6608.6411 | 2803.2375 | 147.1981 | -688.6492
9 | 4448.0413 | -7421.5926 | 2150.034 | 1512.4849 | -688.9676
9 | 4365.936 | -6774.8847 | 2684.5815 | 422.4788 | -698.1116
9 | 3518.6693 | -7427.8819 | 2809.4246 | 1809.7561 | -709.968
9 | 4454.763 | -7365.542 | 2127.7766 | 1613.3781 | -830.3757
9 | 5694.7792 | -1577.1642 | -7607.397 | 6897.6199 | -3407.8379
9 | 6061.9539 | -3660.1378 | -11443.07 | 7502.7409 | 1538.513
9 | 6090.6025 | -494.0484 | -11969.124 | 5507.8684 | 864.7016
9 | 5207.1397 | -2217.7657 | -3313.8091 | 5381.2692 | -5056.834
9 | 5204.4379 | -2234.9719 | -3293.4172 | 5369.4995 | -5045.5483
9 | 1535.6197 | -3406.1707 | 441.7745 | 5561.2686 | -4132.4921
9 | 4867.0939 | -4562.9835 | -790.588 | 3859.5566 | -3373.079
9 | 4529.1652 | -7191.5581 | 1645.1889 | 2280.3066 | -1263.1026
9 | 4532.6219 | -7589.7486 | 1517.9334 | 2200.8596 | -661.6663
9 | 4596.6037 | -7676.2805 | 916.1041 | 2368.4755 | -204.9028
9 | 5545.2722 | -6603.5817 | -7440.1778 | 5383.5567 | 3114.9307
9 | 4038.3318 | -6546.6504 | -6597.2067 | 5896.5861 | 3208.9391
9 | -1785.8435 | -6116.2294 | -3598.1955 | 8044.8942 | 3455.3742
9 | -3691.7908 | -5948.0621 | -2650.3991 | 8769.4086 | 3520.8434
9 | 5436.4484 | -5717.3468 | -6756.9135 | 3857.8887 | 3179.9234
9 | 4880.323 | -2990.8744 | -2773.5469 | -1831.7752 | 2715.8735
9 | 4859.9971 | -2985.7113 | -2602.1847 | -1929.2774 | 2657.1762
9 | 4640.2737 | -2981.1971 | -735.767 | -2923.3096 | 2000
9 | 4611.4359 | -2617.6925 | -569.8618 | -3423.8815 | 2000
9 | 3999.2327 | -2364.4116 | 4580.0116 | -6433.5182 | 218.6855
9 | 3831.7167 | -478.4546 | 5613.8853 | -9054.2139 | 87.0665
9 | 4813.2746 | 801.1586 | -2991.2391 | -5896.431 | 3273.2369
9 | 4591.0552 | 810.6693 | -2868.3044 | -5819.9002 | 3286.48
9 | -400.5328 | 940.6883 | 403.176 | -4322.0031 | 3378.6716
9 | 3265.7074 | -466.1996 | 6000.0255 | -8890.9449 | 91.4116
9 | -4562.1883 | 205.0371 | 8279.5766 | -5305.759 | 1383.3335
9 | 1437.064 | -2118.9472 | 6420.7796 | -5963.8366 | 224.9403
9 | -4714.3352 | -1638.3404 | 8209.2254 | -3092.363 | 1235.8133
9 | -4833.5876 | -1677.8061 | 7063.3512 | -2254.2188 | 1702.2614
9 | -4840.2186 | 498.7924 | 5308.631 | -3597.8137 | 2630.6089
9 | -4854.4998 | -1708.3013 | 6291.9081 | -1729.107 | 2000
9 | -4873.2517 | -1708.9206 | 5581.697 | -1276.7006 | 2277.1758
9 | -4855.3266 | 452.7838 | 4767.8663 | -3201.8866 | 2836.5631
9 | -4844.4444 | 585.0746 | 5088.8889 | -3555.5556 | 2726.0365
9 | 4057.4237 | -3005.3656 | 4225.0502 | -5517.8828 | 240.7745
9 | 372.0233 | -3023.7424 | 6689.7201 | -4300.7689 | 262.7679
9 | -4829.7109 | -3040.4524 | 8184.6291 | -1373.2924 | 1058.8266
9 | -4829.0252 | -3005.7937 | 8185.8599 | -1414.575 | 1063.534
9 | -4892.7087 | -3029.4184 | 5787.0927 | 135.0344 | 2000
9 | -4894.2397 | -3029.6193 | 5729.2156 | 172.078 | 2022.5654
9 | -4893.486 | -2934.8484 | 5690.1187 | 86.249 | 2051.9666
9 | 4879.4943 | -2980.284 | -2769.0717 | -1847.0148 | 2716.8762
9 | 4887.5887 | -2651.3779 | -2909.5112 | -2145.9945 | 2819.2949
9 | 4949.8664 | -1787.1088 | -3617.2536 | -2720.3242 | 3174.8201
9 | 4962.8264 | -1182.8761 | -3852.2008 | -3259.6706 | 3331.9211
9 | 3633.6696 | -480.0698 | -2862.7144 | -3679.9392 | 3389.0538
9 | 508.9678 | -2229.2094 | 717.4963 | -1643.082 | 2645.8272
9 | 2034.3137 | -2998.7745 | -293.5049 | -1255.5147 | 2513.4804
9 | 5062.4761 | -2184.0644 | -4458.5495 | -1728.9095 | 3309.0474
9 | 3677.846 | -7729.5876 | 2051.3981 | 2416.2225 | -415.879
9 | -4935.0747 | -7553.5827 | 7923.9772 | 4898.6089 | -333.9287
9 | -4938.4615 | -7532.5299 | 7778.1556 | 4962.771 | -269.9351
9 | -4938.4615 | -6701.6585 | 1912.7131 | 7464.7045 | 2262.7024
9 | -4840.2862 | -6598.6736 | 1104.6009 | 7752.5597 | 2581.7991
9 | -4633.1551 | -6259.6675 | -568.0494 | 8386.109 | 3074.763
9 | -4938.4615 | -6177.6874 | 1730.4275 | 6876.4553 | 2509.2661
9 | -4938.4615 | -5312.2816 | 1482.0071 | 6019.7542 | 2748.9817
9 | -4938.4615 | -3842.5823 | 4725.2617 | 1909.8771 | 2145.9051
9 | -4938.4615 | -3597.3597 | 4554.9124 | 1739.5278 | 2241.3811
9 | -4938.4615 | -594.0828 | 2550.8876 | -264.497 | 3246.1538
9 | -4938.4615 | -157.3437 | 2161.2108 | -482.8666 | 3417.461
9 | -4900.793 | -6567.5072 | 8407.8523 | 3257.0154 | -196.5675
9 | 33.5468 | -7622.3519 | 4918.0459 | 3295.5296 | -624.7704
9 | -4937.9653 | -7272.3077 | 7782.3349 | 4936.1808 | -508.2428
9 | -4938.4615 | -7268.0412 | 7760.8901 | 4945.5055 | -499.893
9 | -4929.625 | -7533.5438 | 8155.0951 | 4791.8481 | -483.7743
9 | -4892.6121 | -6545.5116 | 8763.9191 | 3105.8696 | -431.665
9 | 4529.4449 | -7701.8821 | 1493.9369 | 2096.188 | -417.6878
9 | 4073.7533 | -2085.8444 | 4449.5625 | -4852.343 | -1585.1283
9 | 812.5273 | -68.0386 | 7645.2193 | -6852.9189 | -1536.7891
9 | -4938.4615 | -2074.4464 | 3364.735 | 8376.3702 | -4728.1973
9 | -4938.4615 | -3096.1096 | 4467.506 | 7631.8086 | -4064.7435
9 | -4938.4615 | -7137.7518 | 7868.671 | 5053.2864 | -845.7441
9 | -4934.6014 | -7300.4846 | 8003.0597 | 4948.3481 | -716.3218
9 | -4883.5832 | -5632.9723 | 8783.6392 | 2565.7952 | -832.8789
9 | -4809.3338 | -1762.6089 | 9543.255 | -1278.0479 | -1693.2644
9 | -4938.4615 | -1358.6423 | 6361.7972 | 3546.4126 | -3611.1059
9 | -4800.2893 | 1136.0117 | 9002.915 | -2379.1456 | -2959.4917
9 | -4642.4209 | 1828.1188 | 9667.5687 | -4074.8001 | -2778.4665
9 | -4938.4615 | -2093.8593 | 3135.7632 | 8457.6141 | -4561.0565
9 | -4741.9854 | -2230.4985 | 1427.5327 | 8959.8369 | -3414.8858
9 | -4238.941 | -4931.5716 | -3570.1934 | 9739.0402 | 3001.6658
9 | -4375.4943 | -5652.8129 | -2599.5989 | 9214.1092 | 3413.7969
9 | -4429.6329 | -5902.1313 | -2205.0699 | 9013.8854 | 3522.9487
9 | -4221.6791 | -825.3823 | -4238.3437 | 7155.3073 | 2130.0978
9 | -4558.3646 | 990.536 | -2333.5353 | 3488.6992 | 2412.6646
9 | -4938.4615 | 564.2583 | 5723.1955 | 2907.8109 | -4256.8032
9 | 5776.8932 | -2641.307 | -8589.5172 | 6951.9252 | -1497.9941
9 | 6006.8382 | -3945.78 | -10991.6272 | 7330.8853 | 1599.6837
9 | 6024.7796 | -1963.0002 | -11321.0713 | 6081.5861 | 1177.7057
9 | 5197.8716 | -2158.2308 | -3254.6133 | 5260.8941 | -5045.9215
9 | 838.8845 | 2345.1944 | 3584.8785 | -2657.751 | -4111.2063
9 | -4857.3051 | 2269.3704 | 7194.8178 | -652.2675 | -3954.6156
9 | -4938.4615 | 1808.3316 | 3743.9879 | 928.6033 | -1542.4613
9 | -4938.4615 | 1429.3583 | 858.3705 | 2207.5871 | 443.1457
9 | -4571.4459 | 1055.7638 | -2256.0846 | 3355.6887 | 2416.0779
9 | -4938.4615 | 1472.8784 | 800.5642 | 2065.6389 | 599.3801
9 | -4755.3125 | 1553.0029 | -1107.676 | 1769.1487 | 2540.837
9 | -4938.4615 | -2577.0313 | 734.1722 | 3393.4781 | 3387.8425
9 | -4938.4615 | -2236.8962 | 683.6861 | 3035.285 | 3456.3867
9 | -4920.9928 | -2404.4491 | 554.8689 | 3311.1203 | 3459.4528
9 | -4938.4615 | 2249.599 | 2315.3846 | -500 | 873.4779
9 | -4938.4615 | -123.0769 | 2315.3846 | -500 | 3246.1538
9 | -4927.0501 | -145.8999 | 2652.0234 | -870.8733 | 3291.7998
9 | -4938.4615 | -123.0769 | 2151.3139 | -500 | 3410.2246
9 | -4937.3094 | -125.3811 | 2183.2759 | -537.4434 | 3416.8581
9 | -1156.2346 | 3069.9432 | 6170.8388 | -4435.1934 | -3649.3541
9 | -2177.0202 | 3068.9387 | 6839.8926 | -4117.3357 | -3614.4754
9 | -4798.6155 | 2992.5739 | 8428.3763 | -3057.4637 | -3564.871
9 | -4796.2337 | 2957.0914 | 8499.9688 | -3133.5426 | -3527.2838
9 | -4595.6522 | 2273.272 | 9795.23 | -4671.7892 | -2801.0606
9 | -4531.6227 | 2040.1544 | 10189.4247 | -5168.7591 | -2529.1973
9 | -4529.0086 | 2030.0752 | 10204.7888 | -5189.2739 | -2516.5815
9 | -4834.5306 | 1050.5326 | 5604.4092 | -3654.6941 | 1834.2829
9 | -4933.9381 | 2293.4887 | 2448.8262 | -647.012 | 838.6351
9 | -4938.4615 | 2250.5156 | 2077.9973 | -500 | 1109.9487
9 | -4938.4615 | 2060.0897 | 417.5124 | 145.3264 | 2315.533
9 | -4885.8135 | 2007.9945 | -82.0232 | 305.782 | 2654.0602
9 | -4938.4615 | 1860.6303 | 358.0548 | -36.5031 | 2756.2795
9 | -4938.4615 | 1674.6901 | 878.3608 | -500 | 2885.4106
9 | -4881.1679 | 938.6351 | 2907.8592 | -2362.0423 | 3396.7159
9 | -4844.4444 | 889.3333 | 5088.8889 | -3555.5556 | 2421.7778
9 | -1917.6374 | 2928.2318 | 6987.3077 | -4535.4571 | -3462.4451
9 | 4504.5625 | 2376.986 | 1132.2991 | -3890.9587 | -4122.8889
9 | 5506.8571 | 1278.3564 | -7969.7874 | -491.0879 | 1675.6618
9 | -4444.5739 | 1057.3157 | -2337.5317 | 3311.4824 | 2413.3075
9 | 4308.7431 | 3061.2285 | 2419.8065 | -6088.5642 | -3701.2139
9 | 4862.421 | 2655.5102 | -2818.5282 | -4867.3308 | 167.9278
9 | 5183.5005 | 2347.5197 | -5780.2628 | -3921.7069 | 2170.9496
9 | -904.1365 | 2123.2688 | -2500.7895 | -1301.5497 | 2583.2068
9 | 4599.4706 | 2233.9431 | -704.8086 | -6199.3385 | 70.7334
9 | 4974.1069 | 1727.2675 | -4228.7389 | -5217.8859 | 2745.2503
9 | 3073.6821 | 1465.9288 | -2755.5613 | -4832.9566 | 3048.907
9 | -957.8858 | 975.3836 | 739.5699 | -4137.3296 | 3380.2619
9 | -1888.0192 | 908.2211 | 1812.482 | -4063.9967 | 3231.3128
9 | -4819.6479 | 721.498 | 5338.7289 | -3880.1471 | 2639.5681
9 | -4837.8303 | 730.4643 | 5152.3888 | -3761.9161 | 2716.8932
9 | -4838.487 | 731.5209 | 5130.5909 | -3749.1722 | 2725.5474
9 | -4847.02 | 754.9101 | 4648.6732 | -3471.85 | 2915.2868
9 | -4848.9907 | 971.6392 | 4281.9747 | -3407.8029 | 3003.1798
9 | -4838.269 | 786.0443 | 5076.2854 | -3756.2567 | 2732.196
9 | -4836.9378 | 772.6512 | 5133.0887 | -3781.5036 | 2712.7014
9 | 3499.1811 | 2237.9648 | 1047.9107 | -6270.7012 | -514.3554
9 | -4606.9177 | 1311.5252 | 8422.284 | -4985.4561 | -141.4354
9 | -1000.8554 | 2497.7967 | 7240.0339 | -5805.1285 | -2931.8466
9 | -4460.5075 | 2024.4759 | 10176.1865 | -5231.6366 | -2508.5183
9 | -4529.0881 | 1979.685 | 10138.4158 | -5208.9287 | -2380.084
9 | -4471.7981 | 2025.4908 | 10181.0221 | -5224.6183 | -2510.0966
9 | 4087.4778 | 2370.0223 | 3993.547 | -7621.3499 | -2829.6973
9 | 4059.6773 | 2228.9859 | 4195.6785 | -7778.7641 | -2705.5776
9 | 4282.8673 | 2290.6135 | 2183.8027 | -7112.3149 | -1644.9686
9 | 3822.4263 | 591.7165 | 5955.8955 | -8840.6932 | -1529.3452
9 | 1728.0748 | 644.1448 | 7386.916 | -8235.1687 | -1523.9669
9 | -1841.6516 | 1565.4583 | 9016.9069 | -6630.6989 | -2110.0146
9 | -4535.3238 | 1300.3768 | 9325.2272 | -5372.4254 | -717.8547
9 | 4785.1359 | 2294.0336 | -800.1794 | -1364.8963 | -4914.0938
9 | 4632.0792 | 3295.2397 | 168.2866 | -3385.2828 | -4710.3227
9 | 5666.2581 | 2161.6613 | -9223.3487 | 122.7422 | 1272.6872
9 | 4407.6291 | 4079.5251 | 1644.0401 | -5904.1996 | -4226.9947
9 | 4605.6717 | 3934.4055 | -229.6368 | -5467.382 | -2843.0584
9 | 5344.4332 | 3225.7602 | -7044.1953 | -3291.6269 | 1765.6289
9 | 4389.5595 | 3587.9302 | 1507.5754 | -6562.1251 | -2922.94
9 | 5129.0599 | 2587.7955 | -5448.3646 | -4624.8207 | 2356.3299
9 | 4257.8114 | 3611.5125 | 2709.6127 | -6942.0418 | -3636.8948
9 | 3749.6977 | 105.0183 | 6479.4204 | -9216.3457 | -1117.7906
9 | 3748.7069 | 97.312 | 6486.5614 | -9220.9757 | -1111.6047
9 | 3749.0873 | 100.7267 | 6484.0329 | -9218.814 | -1115.0328
9 | 2258.9557 | 313.9384 | 7331.5778 | -8645.4484 | -1259.0234
9 | 4124.223 | 2678.5686 | 3712.4115 | -7503.5488 | -3011.6543
9 | -4829.1091 | -1226.8405 | 2362.7236 | 8910.4905 | -5217.2643
9 | -4938.4615 | -1898.9247 | 3172.4958 | 8493.4471 | -4828.5566
9 | 5565.0551 | 284.2033 | -6143.6119 | 6739.0419 | -6444.6884
9 | 4863.8932 | 4887.4899 | -1677.2322 | -2434.7664 | -5639.3844
9 | 4661.5248 | 6007.5932 | -385.0608 | -4942.0416 | -5342.0156
9 | 4602.056 | 6043.5833 | -0.992 | -5481.3368 | -5163.3105
9 | 4475.2621 | 5198.7092 | 1010.0238 | -6007.6954 | -4676.2998
9 | 4317.3693 | 4040.3066 | 2250.0152 | -6683.4661 | -3924.2249
9 | 2328.6752 | 3298.9471 | 4378.9797 | -6619.2799 | -3387.3221
9 | -3745.807 | 2412.1984 | 9539.9908 | -5570.088 | -2636.2942
9 | -4509.2339 | 2283.844 | 10156.5399 | -5430.6677 | -2500.4823
9 | -4523.5419 | 2039.7632 | 10221.5848 | -5240.2102 | -2497.5958
9 | -4486.2336 | 2067.7327 | 10338.5254 | -5572.8 | -2347.2245
9 | -4462.7058 | 2025.1386 | 10177.9537 | -5232.0032 | -2508.3833
9 | -3043.5143 | 1805.6525 | 9633.4732 | -6152.6998 | -2242.9116
9 | -3765.9634 | 2759.4269 | 9216.0471 | -5349.771 | -2859.7397
9 | 4513.3693 | 5035.6394 | 793.1049 | -5567.403 | -4774.7106
9 | 4459.5694 | 4645.8474 | 1214.7003 | -5800.7426 | -4519.3745
9 | 819.4165 | 3788.3538 | 4313.2655 | -4881.09 | -4039.9458
9 | -4876.0757 | 5618.9191 | 5518.6724 | -1164.6343 | -5096.8815
9 | -4863.1251 | 5653.459 | 5818.1255 | -1668.1211 | -4940.3383
9 | -4938.4615 | 5284.7202 | 2759.9873 | -55.3973 | -3050.8488
9 | -4938.4615 | 5046.8469 | 753.6841 | 722.4573 | -1584.5267
9 | -4938.4615 | 2662.0317 | 2315.3846 | -500 | 461.0452
9 | 4666.588 | 3554.8751 | -103.2653 | -3241.775 | -4876.4228
9 | -4925.4074 | 4694.362 | 4595.1381 | 970.3991 | -5334.4918
9 | -4938.4615 | 4613.1777 | 4039.3287 | 1223.9441 | -4937.9889
9 | 6074.4162 | 1611.2478 | -11757.488 | 4969.1484 | -897.3245
9 | 4965.771 | 4765.9541 | -2603.7972 | -2090.0654 | -5037.8625
9 | 5456.1966 | 5228.867 | -7718.1359 | -2604.4139 | -362.5138
9 | 5656.6887 | 5029.93 | -9586.4759 | -2054.9893 | 954.8464
9 | 5660.037 | 5007.3058 | -9602.8246 | -2008.4922 | 943.974
9 | -4831.8314 | 4939.0335 | -258.3034 | 1046.989 | -895.8877
9 | -4773.5628 | 4879.63 | -814.6594 | 1211.4807 | -502.8885
9 | -4413.7147 | 4546.6001 | -3965.6531 | 2124.7187 | 1708.049
9 | -4776.8561 | 4877.4295 | -780.732 | 1213.1451 | -532.9865
9 | -4405.8105 | 4501.9645 | -3998.6719 | 2216.0453 | 1686.4727
9 | -4631.2448 | 3323.9065 | -2298.5771 | 1375.2637 | 2230.6517
9 | -4649.9262 | 3239.6237 | -2155.2739 | 1307.7855 | 2257.7909
9 | 5904.7938 | 3529.7326 | -11160.3984 | 1076.7797 | 649.0922
9 | -2219.002 | 3286.9101 | -6480.0539 | 4133.1466 | 1278.9992
9 | -4322.1415 | 3426.2307 | -3986.5284 | 4361.4623 | 520.9769
9 | -4133.3465 | 3088.0987 | -5517.3109 | 5156.9534 | 1405.6053
9 | -4196.4941 | 3414.807 | -5162.3659 | 4476.9751 | 1467.0779
9 | -4228.796 | 2867.3022 | -4846.73 | 4613.5326 | 1594.6912
9 | -4561.6674 | 1099.979 | -2331.1142 | 3390.9409 | 2401.8617
9 | -4938.4615 | 4567.6792 | 3722.1396 | 1363.9389 | -4715.2961
9 | -4938.4615 | 4840.118 | 835.3153 | 1157.5077 | -1894.4794
9 | -4938.4615 | 4179.6443 | 1261.9949 | 2444.3346 | -2947.5123
9 | -4938.4615 | 4667.5763 | 898.7673 | 1499.4227 | -2127.3047
9 | 6190.2388 | 1808.7706 | -13015.8747 | 4675.0672 | 341.7981
9 | 5948.7184 | 3279.5587 | -11470.7649 | 1603.7861 | 638.7017
9 | 4640.1287 | 1952.1839 | -11974.0536 | 4856.0973 | 525.6438
9 | 6184.0893 | 1842.5645 | -12967.0828 | 4603.1397 | 337.2892
9 | 5978.8687 | 3087.8503 | -11642.6958 | 2001.0952 | 574.8816
9 | 6108.7617 | -51.4641 | -12163.1455 | 5335.258 | 770.5898
9 | 4786.997 | 1979.057 | -12018.3777 | 4750.4779 | 501.8458
9 | -4351.3227 | 2243.0642 | -2863.9605 | 6635.032 | -1662.8131
9 | -4938.4615 | 3756.4326 | 1565.4921 | 3265.2937 | -3648.7568
9 | -4938.4615 | 4664.3604 | 899.2293 | 1505.8817 | -2131.0098
9 | -4061.4704 | 2726.9381 | -5953.9687 | 5913.1403 | 1375.3608
9 | -4079.0797 | 2808.7667 | -5826.6982 | 5738.9287 | 1358.0825
9 | -4748.2788 | 1222.7455 | 1458.1292 | 7997.0943 | -5929.6902
9 | -4938.4615 | 2294.1052 | 2515.386 | 5870.3045 | -5741.3342
9 | -4938.4615 | 4414.6412 | 4360.3557 | 1544.9711 | -5381.5065
9 | 5287.6689 | -1583.5739 | -4109.7138 | 5598.0373 | -5192.4184
9 | 5155.011 | -4176.0548 | -3529.2416 | 4627.0994 | -2076.814
9 | 5817.0564 | -5071.4358 | -9756.619 | 6361.4913 | 2649.5071
9 | 1657.2181 | -5643.4798 | -6531.982 | 7204.0626 | 3314.1811
9 | 63.4178 | -5757.4409 | -4687.0212 | 7327.5924 | 3053.452
9 | -4899.2645 | -6045.3801 | 1445.2851 | 7585.4981 | 1913.8614
9 | -4651.1065 | -5785.0651 | -597.3803 | 8313.1098 | 2720.4422
9 | -4381.4262 | -5343.6863 | -2775.1358 | 9137.9776 | 3362.2707
9 | -4292.8791 | -5188.1317 | -3487.3604 | 9411.1066 | 3557.2646
9 | -4447.0246 | -3873.7573 | -2680.8931 | 7413.6207 | 3588.0544
9 | -4381.5691 | -5676.4527 | -2646.0242 | 9154.806 | 3549.2399
9 | -4938.4615 | -6101.7491 | 1771.5181 | 7470.4248 | 1798.2677
9 | -3202.811 | -5284.3116 | -4029.4334 | 8996.7353 | 3519.8208
9 | 5644.9329 | -6062.1306 | -8356.2377 | 5676.8058 | 3096.6297
9 | 3092.2886 | -5833.4362 | -7136.9992 | 6625.2052 | 3252.9416
9 | -4938.4615 | -5420.7157 | 5125.4634 | 6399.9839 | -1166.27
9 | -4938.4615 | -5996.1801 | 1791.9014 | 7490.0322 | 1652.7079
9 | -4938.4615 | -6486.8055 | 7020.4417 | 5421.661 | -1016.8357
9 | -4938.4615 | -7252.8223 | 7763.7471 | 4948.3624 | -520.8257
9 | -4938.4615 | -6970.3179 | 7646.357 | 4830.9724 | -568.55
9 | 4878.6611 | -5862.0319 | -1883.0017 | 2198.6661 | 667.7063
9 | 5649.3375 | -5568.2419 | -8513.8882 | 5323.2853 | 3109.5073
9 | 5487.0668 | -4246.7482 | -7495.0506 | 3048.3121 | 3206.4199
9 | 5256.0535 | -3114.1769 | -5840.3679 | 684.8368 | 3013.6545
9 | 5068.9689 | -3032.4991 | -4272.4281 | -252.5208 | 2488.4791
9 | 4705.4751 | -2940.166 | -1207.9168 | -1996.1751 | 1438.7829
9 | 4257.6236 | -2958.7366 | 2603.8867 | -3989.7989 | 87.0253
9 | 166.3141 | -2982.1927 | 5996.8543 | -3039.1227 | -141.8529
9 | -4725.3272 | -3007.2878 | 9419.4532 | -1515.8566 | -170.9816
9 | -4837.7754 | -3002.3136 | 8304.7302 | -753.1957 | 288.5545
9 | -4829.0162 | -3040.1164 | 8216.3899 | -1384.6046 | 1037.3473
9 | -4640.3719 | -2638.8446 | 9959.6531 | -2336.0925 | -344.3442
9 | -4681.7432 | -3010.5208 | 9845.401 | -1831.4078 | -321.7292
9 | -4650.0839 | -3019.065 | 10125.801 | -2155.3451 | -301.307
9 | -1790.3881 | -2411.3247 | 8312.4712 | -3682.7991 | -427.9593
9 | -2301.806 | -2999.9952 | 8402.5757 | -2719.6473 | -381.1272
9 | 3985.0597 | -2981.4877 | 4911.9213 | -5400.1687 | -515.3245
9 | 3928.1484 | -2994.462 | 5385.332 | -5836.1907 | -482.8278
9 | 320.0656 | -3013.6723 | 7684.9429 | -4606.5043 | -384.8319
9 | 4885.9526 | -2863.6364 | -2759.0762 | -1263.24 | 2000
9 | 4877.4761 | -2756.7881 | -2710.3102 | -1410.3778 | 2000
9 | 4166.4756 | -2462.6327 | 3270.6498 | -4905.7096 | -68.783
9 | 3833.7942 | -592.422 | 5711.2687 | -8255.1935 | -697.4473
9 | 3770.1026 | 131.5937 | 6102.9235 | -9258.491 | -746.1288
9 | 4975.6295 | 1703.1852 | -4465.6925 | -5380.1747 | 3167.0525
9 | 2028.1588 | 1829.3335 | -2835.1117 | -4365.0867 | 3342.706
9 | -2948.2274 | 326 | 10387.7055 | -7191.085 | -574.3932
9 | -4310.7593 | 442.8362 | 10784.4866 | -6567.0437 | -349.5198
9 | -4809.8555 | 1444.017 | 5083.5319 | -3803.4362 | 2085.7429
9 | -4866.5088 | 1803.8805 | 2934.4383 | -2838.4637 | 2966.6537
9 | -4883.3523 | 2009.3619 | 1694.6838 | -2291.0508 | 3470.3574
9 | -4880.7375 | 1892.4162 | 1895.1349 | -2376.031 | 3469.2174
9 | 3693.0158 | -367.387 | 6833.2829 | -9514.0224 | -644.8893
9 | 3314.3871 | -360.3005 | 7080.0221 | -9399.6644 | -634.4443
9 | -447.044 | -1974.178 | 7709.6231 | -4805.2699 | -483.1312
9 | -4507.1831 | -1593.4493 | 10427.0344 | -3928.7185 | -397.6834
9 | -4842.2346 | -1704.3322 | 7207.5848 | -1573.8675 | 912.8497
9 | -4842.2524 | -1698.4874 | 7202.8728 | -1577.4755 | 915.3426
9 | -4416.9055 | -843.2061 | 10735.4058 | -5022.8561 | -452.4381
9 | -4494.403 | -1587.5803 | 10534.0882 | -4061.4655 | -390.6394
9 | 3942.875 | -2363.3358 | 5139.4645 | -6166.7611 | -552.2426
9 | 3865.5146 | -2320.6319 | 5771.1222 | -6802.072 | -513.933
9 | 1407.1454 | -2087.1726 | 7464.4517 | -6325.2635 | -459.161
9 | -4918.5925 | -1815.6811 | 4390.7701 | 343.5035 | 2000
9 | -4938.4615 | -1816.3372 | 3638.2472 | 822.8626 | 2293.689
9 | -4938.4615 | -1818.5173 | 2986.392 | 1227.2744 | 2543.3125
9 | -4938.4615 | 98.8519 | 2315.3846 | -500 | 3024.225
9 | -4933.3333 | 161.194 | 2466.6667 | -666.6667 | 2972.1393
9 | -4938.4615 | 123.7468 | 2270.3047 | -500 | 3044.4101
9 | -4892.1333 | 1808.7951 | 1605.5291 | -2005.6663 | 3483.4755
9 | -4938.4615 | 930.7647 | 1007.6 | -500 | 3500.0969
9 | -4938.4615 | 90.83 | 2315.3846 | -500 | 3032.2469
9 | -4938.4615 | -123.0769 | 2315.3846 | -500 | 3246.1538
9 | -4938.4615 | -123.0769 | 2142.4123 | -500 | 3419.1262
9 | -4938.4615 | -1794.7635 | 3530.3787 | 714.9941 | 2487.8523
9 | 5150.2628 | -2790.0629 | -5021.4412 | -148.0671 | 2809.3084
9 | 5225.2777 | -2778.7452 | -5661.2182 | 178.813 | 3035.8726
9 | 5268.3794 | -2180.5944 | -6151.0386 | -218.674 | 3281.9276
9 | 3294.938 | -1553.4371 | -4845.7452 | -276.7402 | 3380.9845
9 | 582.7587 | -119.3425 | -2826.6723 | -1134.3093 | 3497.5654
9 | 5075.638 | -1646.1817 | -4656.5562 | -2092.6788 | 3319.7788
9 | 4935.7654 | -2771.2623 | -5405.9982 | 225.3805 | 3016.1146
9 | -2112.1889 | -2091.7277 | 432.1376 | 1034.8829 | 2736.896
9 | 5196.4322 | -2786.8501 | -5418.4552 | -1.4249 | 3010.298
9 | -4938.4615 | -2863.6364 | 3983.1688 | 1818.9291 | 2000
9 | -4938.4615 | -2502.6756 | 4128.2609 | 1312.8763 | 2000
9 | -4938.4615 | -2835.4339 | 3185.4804 | 2278.1875 | 2310.2275
9 | -4938.4615 | -2460.88 | 3033.5457 | 1939.5756 | 2426.2202
9 | -4938.4615 | -2897.6963 | 4325.7712 | 1510.3866 | 2000
9 | -4938.4615 | -2920.65 | 4242.4181 | 1427.0335 | 2189.66
9 | -4938.4615 | -2642.9445 | 4057.2238 | 1241.8392 | 2282.3431
9 | 4764.4026 | -2957.6423 | -1730.0702 | -2076.6901 | 2000
9 | -4899.8096 | -3023.8007 | 5567.7077 | 355.9026 | 2000
9 | -4900.8352 | -3025.7033 | 5515.6917 | 367.4771 | 2043.3698
9 | -4888.633 | -2993.4059 | 6369.2171 | 464.4651 | 1048.3567
9 | -4938.4615 | -2886.115 | 4402.4021 | 1587.0175 | 1835.1569
9 | -4938.4615 | -3057.3949 | 4533.0327 | 1717.6481 | 1745.1757
9 | -4938.4615 | -3106.4334 | 3089.4631 | 2672.3655 | 2283.0663
9 | -4938.4615 | -3065.7791 | 4329.3858 | 1514.0012 | 2160.8536
9 | 3893.3312 | -3081.9175 | -4606.6525 | 884.1024 | 2911.1365
9 | 5243.8636 | -3016.2704 | -5761.5895 | 520.6132 | 3013.383
9 | 3147.9588 | -5634.2081 | -7227.8542 | 6459.1391 | 3254.9645
9 | -1350.5101 | -6100.284 | 3006.1734 | 4087.3509 | 357.2697
9 | -4938.4615 | -6218.4087 | 5386.6944 | 5417.9799 | 352.1959
9 | -4938.4615 | -6059.2662 | 1758.4549 | 7439.9984 | 1799.2743
9 | -4938.4615 | -4552.8571 | 1234.3863 | 5748.7909 | 2508.1414
9 | -4938.4615 | -3615.1694 | 965.217 | 4820.535 | 2767.879
9 | -4938.4615 | -5391.4018 | 6464.0832 | 3648.6986 | 217.0815
9 | -4835.0827 | -3517.1423 | 8832.7643 | -392.1111 | -88.4283
9 | -4938.4615 | -6373.431 | 6147.7589 | 5103.2787 | 60.8549
9 | -4938.4615 | -6979.1026 | 7598.0863 | 4782.7017 | -463.2239
9 | -4935.9143 | -7033.4391 | 7726.4333 | 4753.118 | -510.1979
9 | -4938.4615 | -5890.7285 | 6842.052 | 4026.6674 | -39.5294
9 | -4839.7047 | -4198.3129 | 9179.0463 | 240.7386 | -381.7672
9 | -4831.8983 | -3990.4791 | 9307.7216 | -114.5818 | -370.7624
9 | -4826.646 | -4367.8567 | 9646.1025 | -101.8454 | -349.7545
9 | -4831.9802 | -3815.9465 | 9249.0725 | -168.1556 | -432.9903
9 | -4938.4615 | -6164.0381 | 5759.6128 | 5285.3945 | 57.4925
9 | -4938.4615 | -5492.3845 | 6662.3631 | 3846.9785 | -78.4955
9 | -4832.4713 | -3592.0628 | 9132.6614 | -254.1153 | -454.0119
9 | -4800.1652 | -3442.7356 | 9307.8041 | -583.4728 | -481.4304
9 | 4641.7227 | -6413.2492 | 774.9934 | 2722.3262 | -1725.7931
9 | 3825.5273 | -1846.6263 | -2841 | 5822.9204 | -4960.8213
9 | 5134.8386 | -1367.2481 | -3064.1465 | 4129.5451 | -4832.9891
9 | 4855.9169 | 144.3384 | -1257.2481 | 695.8889 | -4438.896
9 | 5216.4263 | -2050.0875 | -3553.4979 | 5296.5913 | -4909.4321
9 | 5144.8768 | -2553.1701 | -2944.9518 | 5017.8502 | -4664.605
10 | 5647.205 | -438.1164 | -6836.3501 | 7333.4665 | -5706.205
10 | -1869.1725 | -370.2235 | -1583.6233 | 9423.8789 | -5600.8596
10 | -1989.4928 | -360.7836 | -1492.3831 | 9440.1691 | -5597.5096
10 | -4973.8245 | 2675.2325 | 3170.9673 | 4083.99 | -4956.3653
10 | -4961.4389 | 3467.9126 | 3841.4771 | 2450.6868 | -4798.6377
10 | -4878.8412 | 5237.3881 | 5300.26 | -1211.5885 | -4447.2185
10 | -4935.9562 | 5098.8062 | 2389.2935 | -581.425 | -1970.7185
10 | -4933.3333 | 5137.284 | 2466.6667 | -666.6667 | -2003.9506
10 | -5017.3357 | -109.483 | 737.1009 | 9830.9294 | -5441.2116
10 | -5015.5005 | 7.9706 | 166.3229 | 9666.6145 | -4825.4075
10 | -4975.1124 | 2592.8034 | -2006.1076 | 4845.9902 | -457.5736
10 | -4742.8627 | 2950.975 | -4442.6659 | 4340.2048 | 1894.3487
10 | -4420.3 | 1196.4588 | -6265.5674 | 7862.7594 | 1626.6492
10 | -2015.1523 | -380.0475 | -1470.7704 | 9456.8119 | -5590.8418
10 | -5036.6343 | -1344.5968 | 1605.374 | 9614.7448 | -4838.8877
10 | -5064.7181 | -3141.9584 | 3373.2779 | 8385.8001 | -3552.4016
10 | -5046.4938 | -3827.1804 | 4026.7975 | 7909.4137 | -3062.537
10 | -4830.4088 | -2851.3017 | 8969.5639 | -545.0889 | -742.7644
10 | -4822.7555 | 192.7136 | 8216.7124 | -1772.4447 | -1814.2258
10 | -5033.432 | -1139.6491 | 1405.9298 | 9856.3851 | -5089.2338
10 | -5025.1862 | -611.9178 | 806.8186 | 10145.4405 | -5315.155
10 | -5028.9015 | -849.6929 | 409.4189 | 10223.8077 | -4754.6322
10 | -4442.1464 | -4000.2471 | -5419.9705 | 11132.6768 | 2729.6872
10 | -4719.1712 | -5463.4247 | -3450.9316 | 10067.7527 | 3565.7748
10 | -4803.9751 | -5612.4035 | -2768.8154 | 9806.1699 | 3379.0241
10 | -4773.4528 | -5000.5745 | -3166.9383 | 9364.3483 | 3576.6173
10 | -4750.4029 | -5635.3845 | -3154.6594 | 9977.4978 | 3562.949
10 | 5873.9556 | -668.8245 | -8950.9392 | 7944.5794 | -4198.7713
10 | 6301.6682 | 199.8069 | -13643.5092 | 6627.9822 | 514.0519
10 | 5794.2513 | 3459.1624 | -10392.436 | 65.2469 | 1073.7755
10 | 2870.4699 | 528.1078 | -11327.7552 | 7010.0763 | 919.1011
10 | 6273.9847 | -2938.1808 | -13129.8251 | 8603.846 | 1190.1751
10 | 3294.3219 | -3255.8873 | -11023.8086 | 9314.3072 | 1671.0668
10 | 4729.8005 | 5594.826 | -1034.0589 | -4797.1573 | -4493.4103
10 | -1960.0797 | 5655.2535 | 3641.0805 | -2936.6057 | -4399.6486
10 | -4857.1234 | 5552.5425 | 5555.2359 | -1865.9408 | -4384.7142
10 | -4933.1753 | 5139.8133 | 2467.773 | -671.8032 | -2002.6078
10 | -4935.776 | 5110.3368 | 2244.6323 | -587.2804 | -1831.9127
10 | -4946.3556 | 4433.2429 | -2926.8626 | 1341.0487 | 2098.9266
10 | -4944.1044 | 4430.7015 | -2948.4077 | 1347.6705 | 2114.14
10 | -4946.5205 | 4422.6852 | -2928.4865 | 1330.7692 | 2121.5526
10 | -4947.3951 | 4366.7124 | -2796.6229 | 1204.5404 | 2172.7653
10 | -4955.219 | 3865.9831 | -2764.7828 | 1754.1109 | 2099.9079
10 | 798.3874 | 4706.22 | -6192.2272 | -979.1299 | 1666.7496
10 | -3459.028 | 4120.7576 | -2891.95 | -116.7944 | 2347.0148
10 | -4835.4456 | 5287.9725 | 6032.9541 | -2407.4825 | -4077.9985
10 | -4785.9165 | 3766.0954 | 7478.014 | -3467.9975 | -2990.1954
10 | -4915.5203 | 4672.1316 | 2591.3582 | -1245.5917 | -1102.3778
10 | -4952.5744 | 4035.239 | -1039.8054 | -41.3323 | 1998.4731
10 | -4954.0805 | 3938.8456 | -1595.8278 | 141.1695 | 2469.8933
10 | -4955.6072 | 3841.1369 | -1454.8502 | 57.2352 | 2512.0853
10 | -4897.0844 | 1656.9516 | 1632.3931 | -1844.757 | 3452.4967
10 | -4955.6552 | 3838.0652 | -1441.6771 | 58.795 | 2500.4721
10 | -4882.0575 | 951.2623 | 2892.9222 | -2333.1297 | 3371.0027
10 | -4882.7402 | 2574.3762 | 3959.1632 | -2310.9426 | 660.1433
10 | -4797.3203 | 3613.2538 | 7637.1706 | -3454.5459 | -2998.5581
10 | -4805.4524 | 3215.8954 | 7771.6923 | -3290.2569 | -2891.8783
10 | -4822.8862 | 1878.4921 | 6511.4705 | -3469.5878 | -97.4886
10 | 5595.6155 | 4713.8999 | -9108.3191 | -2463.7092 | 1262.5129
10 | 5666.8313 | -309.1896 | -6975.4698 | 7424.2445 | -5806.4164
10 | 358.5949 | -261.0134 | -3266.097 | 8900.7117 | -5732.1961
10 | -1775.4459 | -87.539 | -1647.6843 | 9184.9235 | -5674.2543
10 | -4962.8737 | 3376.0843 | 3413.6695 | 3176.4421 | -5003.3221
10 | -4953.9192 | 3949.1736 | 3880.3395 | 2023.3276 | -4898.9216
10 | -4878.7907 | 5604.0728 | 5193.8726 | -1321.1012 | -4598.0534
10 | -5012.5634 | 195.9396 | 736.0118 | 9591.1087 | -5510.4966
10 | -5009.451 | 395.1361 | 34.6878 | 9346.1453 | -4766.5181
10 | -4966.4538 | 3146.9571 | -2093.0555 | 4597.5886 | -685.0364
10 | -4725.3353 | 3650.4522 | -4621.7093 | 4016.6114 | 1679.981
10 | -4435.0058 | 2019.5323 | -6257.245 | 7220.681 | 1452.0374
10 | 5817.0912 | -430.3187 | -8367.3731 | 7837.2874 | -4856.6869
10 | 6293.9021 | 933.3188 | -13643.6284 | 6054.2789 | 362.1285
10 | 5819.0027 | 4090.9184 | -10608.714 | -162.0422 | 860.8351
10 | 3067.7955 | 1272.4683 | -11466.516 | 6389.6411 | 736.6111
10 | 4765.5265 | 5829.5135 | -1287.3006 | -4631.9127 | -4675.8266
10 | 1195.0202 | 5861.9186 | 1207.7538 | -3638.7891 | -4625.9035
10 | -4876.0555 | 5644.8872 | 5225.658 | -1403.8457 | -4590.644
10 | -4884.3158 | 5605.7232 | 4903.0617 | -1269.3597 | -4355.1095
10 | -4931.9871 | 5352.8255 | 2814.4681 | -402.3316 | -2832.975
10 | -4942.4313 | 4684.3992 | -2817.173 | 1860.7153 | 1214.4897
10 | -4848.8814 | 4589.75 | -3706.1777 | 2157.6684 | 1807.6408
10 | -4935.151 | 5150.3336 | 2413.0444 | -607.5913 | -2020.6357
10 | -4933.281 | 5141.3412 | 2468.211 | -668.368 | -2007.9032
10 | 5580.3196 | 5172.6845 | -8834.9747 | -2392.1643 | 474.135
10 | 5666.1163 | 5089.153 | -9622.672 | -2130.8922 | 998.2948
10 | 5658.9341 | 5078.6344 | -9572.2508 | -2183.8694 | 1018.5518
10 | 5700.7935 | -107.9133 | -7194.4585 | 7591.1526 | -5989.5742
10 | 5654.2649 | -489.7007 | -6788.7658 | 7410.2053 | -5786.0038
10 | 5639.8934 | -595.0405 | -6675.9994 | 7348.6516 | -5717.5051
10 | 4992.9262 | -5059.7626 | -1876.0075 | 4452.8432 | -2509.9994
10 | 5740.5008 | -6070.8172 | -8907.8953 | 6411.2999 | 2826.9118
10 | 5656.6604 | -6536.4233 | -8247.9922 | 6090.4101 | 3037.345
10 | 5333.1684 | -7105.0698 | -5428.8276 | 5066.9967 | 2133.7323
10 | -5093.3973 | -6526.9427 | 1379.4984 | 8170.1306 | 2070.711
10 | -522.6745 | -5936.423 | -5357.2838 | 8420.7713 | 3395.61
10 | -4977.8908 | -5936.1936 | -1350.8516 | 9275.6213 | 2989.3147
10 | -5111.8528 | -6158.5773 | -241.642 | 8876.8185 | 2635.2536
10 | -5114.3742 | -6319.9476 | 478.0735 | 8569.2728 | 2386.9756
10 | -5119.8665 | -6671.4548 | 274.8508 | 8706.5727 | 2809.8978
10 | -5116.8632 | -6479.2429 | -119.4608 | 8861.8772 | 2853.6897
10 | 5661.8037 | -6303.9289 | -8324.7804 | 5924.1523 | 3042.7533
10 | 5338.7379 | -6473.012 | -5566.3816 | 4576.3135 | 2124.3423
10 | 4860.4797 | -2979.0771 | -2454.2266 | -1660.0703 | 2232.8943
10 | 4870.186 | -2929.2705 | -2548.7034 | -1670.2371 | 2278.025
10 | 4922.9072 | -2806.9842 | -3023.4119 | -1557.5417 | 2465.0307
10 | 5094.306 | -2521.9622 | -4537.5164 | -1063.6956 | 3028.8682
10 | 5139.9719 | -1815.8411 | -5072.6714 | -1559.8079 | 3308.3485
10 | 5082.1207 | -1642.4315 | -4657.381 | -2101.9491 | 3319.6409
10 | 4896.2402 | -2616.0655 | -2946.515 | -2165.8892 | 2832.2294
10 | 4771.9994 | -2956.6017 | -1708.2748 | -2084.5041 | 1977.3812
10 | 4809.3578 | -2968.2123 | -2066.956 | -2023.067 | 2248.8775
10 | 4684.9554 | -6722.2408 | 58.7513 | 1925.6275 | 52.9066
10 | 5303.2425 | -3358.4184 | -6076.1022 | 879.3032 | 3251.9749
10 | 4908.6646 | -5357.4182 | -1273.9035 | 3891.479 | -2168.8219
10 | 4265.8342 | -4762.8862 | 3086.8295 | -2250.7983 | -338.9791
10 | 4053.2933 | -2941.836 | 4396.6997 | -5335.9421 | -172.215
10 | 3920.8805 | -1352.2093 | 5175.7856 | -7553.3578 | -191.0991
10 | 3856.7828 | -536.3375 | 5549.1555 | -8656.8501 | -212.7506
10 | 3816.1257 | -839.6235 | 5874.7993 | -8763.9544 | -87.3471
10 | 1763.764 | -791.4472 | 7280.2333 | -8173.1883 | -79.3619
10 | 4930.0492 | 882.1667 | -3855.3037 | -5199.6823 | 3242.7701
10 | 4873.1166 | 594.6515 | -3382.4731 | -5362.7771 | 3277.482
10 | 3839.2565 | -1120.518 | 5738.5985 | -8375.5102 | -81.8268
10 | 1489.1606 | -1036.601 | 7360.2614 | -7739.5625 | -73.2585
10 | 3997.0066 | -2959.1623 | 4804.3477 | -5773.9489 | -68.2431
10 | 4085.8921 | -2930.2941 | 4127.9004 | -5041.8922 | -241.6061
10 | 4000.4454 | -1602.5495 | 4572.9441 | -6661.5581 | -309.2819
10 | 617.3048 | -2943.3766 | 6362.5134 | -3781.863 | -254.5787
10 | 132.9881 | -2978.6241 | 7399.7858 | -4501.2108 | -52.939
10 | -764.3899 | -2970.9176 | 8008.0548 | -4223.2681 | -49.4792
10 | -812.0609 | -3005.8959 | 8021.0716 | -4152.1238 | -50.9911
10 | -2689.8129 | -2909.5575 | 8506.6948 | -2638.0293 | -269.2951
10 | -4670.4399 | -2892.244 | 9843.7498 | -2017.8651 | -263.2007
10 | -4630.5129 | -2913.0358 | 10184.5933 | -2481.3554 | -159.6891
10 | -2990.5306 | -3044.7731 | 8642.5342 | -2334.4634 | -272.767
10 | -4696.9886 | -3093.9841 | 9763.2602 | -1702.7256 | -269.5619
10 | -4653.8139 | -3104.2386 | 10123.5378 | -2204.3112 | -161.1741
10 | -4785.0924 | -3696.2218 | 9473.3356 | -678.0643 | -313.9571
10 | 4510.8951 | -7329.3995 | 1633.3151 | 1660.5622 | -475.3729
10 | 4515.2203 | -7610.7314 | 1636.3666 | 1908.668 | -449.5235
10 | 4239.6351 | -5156.043 | 3323.405 | -2162.5135 | -244.4837
10 | -4935.2058 | -7175.7772 | 7814.4027 | 4797.1602 | -500.5799
10 | -4830.9684 | -4028.1479 | 9335.4745 | -144.4869 | -331.8713
10 | -4824.54 | -4408.8184 | 9660.0273 | -218.4947 | -208.1742
10 | 5380.5792 | -2414.9739 | -4719.9595 | 6288.2095 | -4533.8552
10 | 4737.3019 | -6854.2317 | 52.6559 | 3408.9172 | -1344.6433
10 | -3415.2074 | -7895.5815 | 6834.3222 | 4909.1373 | -432.6706
10 | -4942.8798 | -7865.8479 | 7886.4198 | 5344.9678 | -422.6599
10 | -4935.6194 | -7674.9607 | 8003.7483 | 5012.1522 | -405.3205
10 | -4863.3955 | -5428.6521 | 9063.7697 | 1594.2922 | -366.0142
10 | -4816.3541 | -3000.3045 | 9456.5685 | -929.4793 | -710.4306
10 | -4865.7484 | -5763.2199 | 9102.8748 | 1779.2739 | -253.1805
10 | -4869.9127 | -5777.1669 | 8924.712 | 1859.2964 | -136.9289
10 | -4826.05 | -3586.5834 | 8775.2698 | -1009.6321 | 646.9956
10 | -4944.0374 | -7810.9776 | 7833.4679 | 5363.7854 | -442.2383
10 | 5140.2422 | -7399.1868 | -3737.5087 | 4464.519 | 1531.9343
10 | 4522.469 | -7634.6884 | 1577.8008 | 1959.8286 | -425.41
10 | 4243.3592 | -4962.0438 | 3221.2175 | -2420.3432 | -82.1897
10 | 4523.2413 | -7610.4045 | 1582.2581 | 1982.8114 | -477.9062
10 | 4238.5659 | -4734.1165 | 3301.1806 | -2433.1439 | -372.486
10 | 1844.5489 | -7724.2857 | 3387.2122 | 2934.7533 | -442.2288
10 | 455.1123 | -7474.597 | 4486.6831 | 2945.6607 | -412.8592
10 | -5050.593 | -2237.9512 | 2489.2064 | 9246.2352 | -4446.8973
10 | -5066.1241 | -3231.94 | 3466.9043 | 8566.5961 | -3735.4363
10 | -5120.3424 | -6701.9144 | 259.6342 | 8720.8638 | 2841.7589
10 | -5111.709 | -6149.377 | 182.0575 | 8108.0165 | 2971.0121
10 | -5072.7107 | -3653.4871 | -115.7346 | 5392.3311 | 3449.6013
10 | -5015.3109 | 20.1038 | 63.64 | 2012.9144 | 2918.6526
10 | -5000 | 1000 | 500 | 1500 | 2000
10 | -5000 | -8.7719 | 500 | 1500 | 3008.7719
10 | -4941.8492 | -269.4302 | 2215.4477 | -389.9 | 3385.7317
10 | -5000 | 1000 | -214.2857 | 1500 | 2714.2857
10 | -5051.9334 | -2323.7372 | 1481.5767 | 9604.3767 | -3710.2828
10 | -5061.6743 | -2947.1535 | 439.6445 | 9809.8456 | -2240.6623
10 | -5119.2562 | -6632.399 | -48.524 | 8859.9148 | 2940.2644
10 | -5114.7673 | -6345.1072 | -165.1335 | 8596.516 | 3028.492
10 | -5088.4793 | -4662.6724 | -823.9423 | 7106.539 | 3468.5549
10 | -5060.7111 | -2885.5081 | -1261.301 | 6096.7654 | 3110.7547
10 | -4652.9304 | -5141.8846 | -3621.21 | 10442.9798 | 2973.0453
10 | -4735.0631 | -5575.6894 | -3037.4267 | 10127.2497 | 3220.9296
10 | -4871.7733 | -6205.2657 | -2041.1663 | 9621.6465 | 3496.5587
10 | -5055.704 | -6528.3846 | -561.7291 | 9054.3013 | 3091.5163
10 | -5046.2311 | -1958.7902 | 159.503 | 9167.7415 | -2322.2231
10 | -5008.0823 | 482.7341 | -1759.5489 | 4904.4215 | 1380.4756
10 | -4915.0537 | 676.3329 | -2734.6998 | 4685.3906 | 2288.0301
10 | -4634.8497 | -840.9246 | -4321.053 | 7736.6915 | 2060.1357
10 | -4905.8963 | 630.373 | -2788.8763 | 4778.7044 | 2285.6951
10 | -5029.5036 | -888.2272 | 3632.9172 | 6462.1374 | -4177.3238
10 | 5830.2916 | -2750.4776 | -8884.4204 | 7527.6755 | -1723.0691
10 | 6069.9734 | -4110.1867 | -11388.2445 | 7922.6822 | 1505.7757
10 | 5600.3301 | -6814.4989 | -7774.6462 | 5941.2761 | 3047.539
10 | 5314.2507 | -7202.4281 | -5270.2512 | 5017.5572 | 2140.8714
10 | -5076.8173 | -7033.285 | 2119.6811 | 7882.3561 | 2108.0651
10 | -5117.0051 | -6734.4486 | 400.6202 | 8654.9369 | 2795.8966
10 | -4957.2575 | -4188.1234 | 4298.5421 | 2648.5096 | 2198.3292
10 | 4736.6904 | -2983.0374 | -1511.9105 | -2513.7049 | 2271.9624
10 | 4894.0279 | -2618.0948 | -2928.5979 | -2177.3845 | 2830.0494
10 | 4894.1968 | -2611.2309 | -2931.5288 | -2183.6239 | 2832.1868
10 | 3879.5063 | -1138.0702 | 5371.2922 | -8255.2166 | 142.4882
10 | 3855.8644 | -871.6431 | 5516.2197 | -8627.8668 | 127.4258
10 | 4834.0916 | 421.2507 | -3055.4621 | -5476.8358 | 3276.9556
10 | 791.4753 | 535.828 | -419.2209 | -4255.7011 | 3347.6187
10 | 1755.9246 | -822.7817 | 6949.6329 | -8021.3568 | 138.5809
10 | -4545.6498 | -265.609 | 8784.6597 | -5129.8826 | 1156.4817
10 | -4839.8374 | 333.098 | 5429.7948 | -3500.2879 | 2577.2324
10 | -4853.2449 | 430.4868 | 4855.7469 | -3243.0668 | 2810.078
10 | 1498.9407 | -1053.2292 | 7010.5253 | -7609.6887 | 153.4518
10 | 4949.02 | -1763.5135 | -3573.9968 | -2779.2201 | 3167.7104
10 | 4957.9043 | -1080.0178 | -3792.287 | -3419.6971 | 3334.0976
10 | 4887.6635 | -177.2559 | -3384.952 | -4637.6105 | 3312.1549
10 | 4415.5458 | -779.608 | -3380.8818 | -3612.7336 | 3357.6777
10 | 0.58621 | -2295.6114 | 1185.4299 | -1480.3485 | 2589.9438
10 | -4876.7704 | -1922.1103 | 5600.5516 | -1039.6827 | 2238.0118
10 | -4833.7047 | -1646.7645 | 7036.0568 | -2274.2499 | 1718.6624
10 | -4631.5363 | -1303.3696 | 8752.104 | -3877.5544 | 1060.3563
10 | 4044.4369 | -2968.8152 | 4368.3653 | -5645.471 | 201.484
10 | -166.7913 | -2990.3312 | 7184.5439 | -4253.9188 | 226.4975
10 | -1739.7312 | -3015.5759 | 2987.1247 | -477.8922 | 2246.0746
10 | -4893.8801 | -2984.3979 | 5710.5599 | 131.1234 | 2036.5947
10 | -4829.1936 | -2966.7195 | 8149.4056 | -1440.5929 | 1087.1003
10 | -4770.3922 | -2962.6931 | 8726.1403 | -1844.1479 | 851.093
10 | -4893.486 | -2934.8484 | 5690.1187 | 86.249 | 2051.9666
10 | -4898.5547 | -3108.9456 | 5631.2531 | 341.6468 | 2034.6005
10 | -4828.5042 | -3117.3621 | 8294.0129 | -1338.7291 | 990.5825
10 | -4783.9803 | -3117.8851 | 8733.9783 | -1641.7707 | 809.6578
10 | -745.3695 | -2985.4111 | 7575.2955 | -4074.191 | 229.6762
10 | -776.1328 | -3007.9187 | 7584.6688 | -4028.6838 | 228.0665
10 | -1723.5453 | -3015.5039 | 2973.055 | -481.2272 | 2247.2214
10 | 569.7199 | -6596.4481 | -4995.0255 | 7675.9433 | 3345.8104
10 | -2258.2169 | -6387.4565 | -3538.8513 | 8719.0574 | 3465.4673
10 | -3008.5824 | -6321.2496 | -3165.7068 | 9004.2964 | 3491.2423
10 | 5275.3094 | -4144.5167 | -5736.3133 | 1368.331 | 3237.1896
10 | 5067.5042 | -2181.1774 | -4459.1812 | -1736.0856 | 3308.9399
10 | 6088.7146 | -2039.0046 | -11732.3768 | 6617.6829 | 1064.9839
10 | 4658.758 | 2336.5895 | -155.0605 | -3259.3744 | -3580.9127
10 | 4448.1044 | 3072.6665 | 1229.9814 | -5623.4583 | -3127.2939
10 | 4331.2688 | 2707.6859 | 2060.9702 | -6432.8216 | -2667.1033
10 | 3853.5897 | -588.778 | 5604.9759 | -8570.9004 | -298.8872
10 | 1325.7445 | -525.2324 | 7331.934 | -7839.8603 | -292.5857
10 | 1424.103 | 3077.4887 | 3305.5849 | -4708.5789 | -3098.5977
10 | -4829.2976 | 2920.807 | 7316.7953 | -2266.7515 | -3141.5532
10 | -4802.5486 | 2490.6647 | 8098.5321 | -3143.4539 | -2643.1942
10 | -4950.5634 | 2294.3402 | 1958.3789 | -106.6886 | 804.533
10 | -4979.2214 | 2022.0875 | -390.9797 | 824.6944 | 2523.4192
10 | -4884.8862 | 810.1565 | 2950.6345 | -2241.1997 | 3365.2948
10 | 2284.0512 | 2673.7374 | 3542.6438 | -5899.5399 | -2600.8925
10 | -4610.9283 | 1793.0164 | 9278.2338 | -4630.7297 | -1829.5922
10 | -4512.2991 | 973.6716 | 10005.2987 | -5221.2544 | -1245.4168
10 | -4828.6946 | 1189.021 | 6121.6789 | -3499.2539 | 1017.2485
10 | -4862.3569 | 910.38 | 4560.4711 | -2973.4003 | 2364.9062
10 | -4872.1687 | 741.7332 | 3598.9527 | -2654.517 | 3185.9998
10 | -4855.3503 | 452.5857 | 4767.1665 | -3201.1156 | 2836.7137
10 | 4704.4371 | 2884.8337 | -1195.1767 | -5058.0718 | -1336.0223
10 | 5246.0918 | 2365.2599 | -6191.5629 | -3462.8235 | 2043.0347
10 | -731.3395 | 2145.0687 | -2971.4585 | -890.0995 | 2447.8288
10 | 4567.5607 | 2665.3909 | -94.8998 | -5751.4359 | -1386.6159
10 | 5102.9618 | 1941.2896 | -5131.0263 | -4348.8203 | 2435.5952
10 | 4871.9734 | 611.2061 | -3353.7213 | -5323.3511 | 3193.8929
10 | 2591.6365 | 1595.9424 | -3184.2889 | -3840.1537 | 2836.8638
10 | -3781.435 | 820.4923 | 2340.7876 | -2740.5119 | 3360.667
10 | -4882.5621 | 2254.4327 | 6229.7093 | -51.4396 | -3550.1402
10 | -4989.8888 | 1647.1197 | 1658.3512 | 2031.4539 | -347.0361
10 | -4997.5332 | 1157.8781 | -2082.1997 | 3685.1912 | 2236.6636
10 | -4985.192 | 1143.852 | -2198.6708 | 3728.7443 | 2311.2665
10 | -4997.1005 | 1185.5697 | -2104.6679 | 3594.5523 | 2321.6464
10 | -4984.9961 | 1960.2503 | 942.6154 | 1012.3729 | 1069.7575
10 | -4984.8932 | 1966.8347 | -501.174 | 1009.0292 | 2510.2033
10 | 5548.1546 | 1366.5032 | -8236.9028 | -258.1177 | 1580.3627
10 | -4017.7586 | 1155.5953 | -2819.9141 | 3391.9581 | 2290.1193
10 | 5664.5156 | -613.4097 | -6904.0078 | 7416.5136 | -5563.6117
10 | 6178.175 | -3527.3875 | -12269.9263 | 8263.0481 | 1356.0907
10 | 6024.5865 | -4434.9874 | -11093.7494 | 7609.8462 | 1894.3041
10 | 6113.7532 | -3883.2936 | -11746.8375 | 8059.1916 | 1457.1862
10 | 6217.3087 | 908.5032 | -12996.0753 | 5469.9472 | 400.3162
10 | 5967.0455 | 2514.2936 | -11392.4353 | 2234.3768 | 676.7194
10 | 6118.9524 | -1360.8168 | -12030.4058 | 6351.7934 | 920.4767
10 | 4917.5491 | 4159.9668 | -2107.7917 | -2205.8524 | -4763.8719
10 | 4686.5181 | 4967.2474 | -588.7692 | -4798.6235 | -4266.3728
10 | 4620.4884 | 4733.9963 | -116.9441 | -5238.5239 | -3999.0167
10 | 4441.5751 | 3478.0345 | 1232.9412 | -5969.1752 | -3183.3756
10 | 5412.8678 | 3662.3456 | -7570.2777 | -3162.69 | 1657.7543
10 | 4519.3789 | 3806.6282 | 670.8291 | -5490.5731 | -3506.2631
10 | 5567.957 | 4121.741 | -8719.4279 | -2202.6634 | 1232.3933
10 | 5870.8775 | 3120.1485 | -10770.5751 | 1011.1414 | 768.4076
10 | -5042.5884 | -1725.6574 | 1984.5897 | 9562.4835 | -4778.8274
10 | 5681.4402 | 387.9207 | -7076.2339 | 7090.4472 | -6083.5742
10 | 5047.5568 | 4629.0282 | -3074.9517 | -1337.9606 | -5263.6727
10 | 4989.8326 | 4990.8976 | -2710.316 | -2089.3151 | -5181.0991
10 | 4821.0336 | 5941.8421 | -1642.8819 | -4215.2057 | -4904.7882
10 | 4787.8117 | 5961.5862 | -1430.9958 | -4522.3917 | -4796.0104
10 | -4900.0146 | 5584.9548 | 4705.5585 | -493.5333 | -4896.9654
10 | -4878.2785 | 5641.3793 | 5196.0251 | -1350.7094 | -4608.4165
10 | -4930.9494 | 5419.2383 | 3337.6321 | 56.495 | -3882.416
10 | -4963.4152 | 3341.4263 | 1579.2512 | 310.9945 | -268.2567
10 | -4982.305 | 2132.4794 | -563.195 | 924.9128 | 2488.1079
10 | -4940.9658 | 4778.1914 | 3926.9948 | 1365.0629 | -5129.2833
10 | -4940.3027 | 4820.6285 | 3968.977 | 1267.7431 | -5117.046
10 | 5411.5698 | 5363.1554 | -7092.2339 | -2478.0687 | -1204.4227
10 | 5721.5776 | 5055.4157 | -9982.1346 | -1630.7624 | 835.9037
10 | 5726.9193 | 5019.0636 | -10008.1494 | -1556.3786 | 818.545
10 | -1988.6581 | 4630.4684 | -5710.8264 | 1680.7747 | 1388.2413
10 | -4937.3007 | 5012.7559 | -27.8868 | 1363.7483 | -1411.3168
10 | -4943.3504 | 4625.5715 | -2659.3033 | 2461.9329 | 515.1494
10 | -4778.9898 | 4421.4457 | -4221.5336 | 2997.3916 | 1581.686
10 | -4942.2117 | 4698.4512 | -2700.0867 | 2319.3697 | 624.4775
10 | -4795.056 | 4546.9348 | -4111.3841 | 2737.2674 | 1622.2379
10 | -4950.5199 | 4166.7279 | -2662.0322 | 2265.6609 | 1180.1633
10 | -4874.063 | 3967.0919 | -3404.6078 | 2476.0461 | 1835.5328
10 | -4949.887 | 3504.017 | -2742.5834 | 2139.666 | 2048.7874
10 | -4961.8558 | 3441.2299 | -2636.9232 | 2088.5608 | 2068.9883
10 | -4936.2209 | 5081.8621 | 497.1634 | 1161.1128 | -1803.9174
10 | -4942.167 | 4701.315 | -2701.8095 | 2313.7822 | 628.8793
10 | -4795.5207 | 4551.0291 | -4108.5346 | 2728.8465 | 1624.1797
10 | 5011.7962 | 4853.3164 | -2847.5802 | -1803.8236 | -5213.7086
10 | -4942.0116 | 4711.2567 | 3868.2781 | 1507.5047 | -5145.0279
10 | -4943.4334 | 4620.2628 | 3958.1332 | 1451.0036 | -5085.9663
10 | -4956.9359 | 3756.0996 | -2205.8525 | 4166.7056 | -760.0167
10 | -4953.4538 | 3751.3478 | -2238.7932 | 4178.8927 | -737.9935
10 | -4729.6457 | 4069.7542 | -4584.2804 | 3731.2136 | 1512.9583
10 | -4849.7468 | 1908.4273 | -3386.8181 | 4324.2315 | 2003.9062
10 | -4920.3512 | 1478.7188 | -2770.5216 | 4009.833 | 2202.3209
10 | -4909.9509 | 764.8194 | -2785.884 | 4658.6439 | 2272.3717
10 | 5957.3591 | 3613.5631 | -11470.3277 | 1364.9789 | 534.4266
10 | 5898.8966 | 3973.856 | -11101.5278 | 616.5899 | 612.1853
10 | 5928.7344 | 3445.3991 | -11239.4256 | 1247.3502 | 617.9418
10 | 5587.1078 | 3601.1736 | -11265.7883 | 1507.8993 | 569.6076
10 | -2227.4325 | 3369.2586 | -6760.3146 | 4442.1696 | 1176.3188
10 | -4779.2112 | 3539.1757 | -3724.003 | 4717.5647 | 246.4738
10 | -4625.4625 | 3525.1274 | -5162.8178 | 4858.9333 | 1404.2196
10 | -4663.7914 | 2875.4682 | -4788.29 | 5020.9699 | 1555.6432
10 | -4549.9688 | 3132.0086 | -5586.6832 | 5673.5738 | 1331.0696
10 | -4943.711 | 4602.4959 | 3771.1143 | 1739.1655 | -5169.0647
10 | -1723.6224 | 1020.394 | -1453.9918 | 8045.5751 | -5888.3549
10 | -4946.0589 | 4452.2312 | 3646.3999 | 2045.2945 | -5197.8667
10 | -5021.64 | -384.9596 | 1561.5864 | 9077.2891 | -5232.2759
10 | -4995.0183 | 1318.8259 | 957.4364 | 8443.8911 | -5725.1351
10 | -4989.0428 | 1701.2632 | -503.9998 | 7967.1513 | -4175.372
10 | 6105.0133 | 1494.4344 | -11745.1235 | 5615.5522 | -1469.8765
10 | 6261.1084 | 1763.016 | -13441.4753 | 5216.7436 | 200.6073
10 | 5866.1218 | 4183.6181 | -10914.7605 | 183.7375 | 681.2831
10 | 3715.4972 | 2000.4943 | -11730.1552 | 5512.0355 | 502.1282
10 | 6252.9209 | 1808.304 | -13376.539 | 5120.7724 | 194.5418
10 | 3918.2092 | 2037.824 | -11791.3594 | 5366.0952 | 469.2309
10 | -4807.2229 | 2169.8921 | -2483.9935 | 7341.9352 | -2220.6108
10 | -4974.706 | 2618.8179 | -1231.1841 | 6350.9173 | -2763.8452
10 | -4957.6121 | 3712.8258 | -2190.5571 | 4252.4226 | -817.0793
10 | -4723.9504 | 4047.823 | -4639.6754 | 3779.8888 | 1535.914
10 | -4957.0984 | 3745.7006 | -2200.5322 | 4187.1071 | -775.1771
10 | -4471.4626 | 2735.4855 | -6064.6942 | 6500.4013 | 1300.27
10 | -4491.6206 | 2829.7542 | -5919.0796 | 6300.5817 | 1280.3643
10 | 5399.9761 | -2144.2436 | -5002.1045 | 6226.8764 | -4480.5044
10 | 5335.728 | -3399.8184 | -4720.9737 | 5756.6377 | -2971.5736
10 | 6035.6701 | -4346.4526 | -11304.8174 | 7590.3092 | 2025.2906
10 | 4847.163 | -4515.2264 | -10414.4123 | 7841.1461 | 2241.3295
10 | -3052.5039 | -5601.5564 | -4290.7227 | 9441.2162 | 3503.5668
10 | -3675.1844 | -5555.5388 | -3970.0891 | 9670.8984 | 3529.9139
10 | 5863.2399 | -4872.6636 | -10034.3271 | 6510.1547 | 2533.5961
10 | 5670.094 | -5444.7879 | -8603.1922 | 5314.5516 | 3063.3345
10 | 5335.3106 | -5620.0037 | -5744.7463 | 3917.8267 | 2111.6126
10 | 4977.553 | -3006.3903 | -3416.7207 | -747.2562 | 2192.8142
10 | 4997.8566 | -2902.2048 | -3614.3471 | -768.523 | 2287.2184
10 | 5283.5011 | -2427.2017 | -6137.6762 | 54.4956 | 3226.8812
10 | 5291.7114 | -2300.2483 | -6233.8917 | -34.7004 | 3277.129
10 | 3173.5073 | -1623.1601 | -4830.4899 | -103.4365 | 3383.5791
10 | 1209.0181 | -535.0388 | -3340.3295 | -802.6387 | 3468.9889
10 | 4853.4246 | -2875.7472 | -2394.2077 | -1450.2511 | 1866.7813
10 | 4139.7338 | -1839.5875 | 3445.6491 | -5720.7552 | -25.0401
10 | 4667.2543 | -2927.5696 | -800.6816 | -2235.7376 | 1296.7345
10 | 4338.5957 | -2920.8173 | 1991.0749 | -3722.5944 | 313.7412
10 | 1695.8467 | -2932.9148 | 4186.9081 | -3115.1655 | 165.3255
10 | 386.9432 | -2939.4688 | 5102.9355 | -2707.9149 | 157.505
10 | -303.4658 | -2950.5495 | 3260.5664 | -1050.5072 | 1043.956
10 | -4910.1938 | -2917.8062 | 5495.9251 | 927.9427 | 1404.1322
10 | -4838.195 | -2898.1293 | 8210.4638 | -821.4441 | 347.3047
10 | -4922.4138 | -2965.4554 | 4785.4719 | 975.1304 | 2127.2669
10 | -4952.8273 | -3075.8432 | 4003.6546 | 2078.9449 | 1946.071
10 | -4837.3182 | -3089.7215 | 8394.3801 | -691.8906 | 224.5502
10 | -4774.8563 | -2893.7923 | 8831.702 | -1256.1393 | 93.0859
10 | -4818.1678 | -3089.9464 | 8583.616 | -822.2334 | 146.7317
10 | 461.6235 | -2939.3465 | 5393.4817 | -2960.9174 | 45.1588
10 | -3725.1966 | -2828.1542 | 2146.9487 | 2016.0988 | 2390.3033
10 | -3791.5162 | -2826.8386 | 2187.0703 | 2038.7109 | 2392.5736
10 | -4968.2384 | -2750.9445 | 3177.0381 | 2207.8212 | 2334.3236
10 | -4841.4681 | -1940.423 | 7402.6626 | -1426.3122 | 805.5408
10 | -4842.2256 | -1695.8841 | 7204.2683 | -1577.7439 | 911.5854
10 | -4968.2792 | -2498.6346 | 3000.3185 | 2033.6306 | 2432.9647
10 | -4942.6977 | 59.576 | 2190.419 | -362.326 | 3055.0287
10 | -4933.3333 | 171.1443 | 2466.6667 | -666.6667 | 2962.1891
10 | -4949.2283 | -2573.065 | 3666.3216 | 1518.4783 | 2337.4934
10 | -3812.8281 | -2828.1185 | 2206.0766 | 2044.1734 | 2390.6966
10 | -4968.912 | -2835.6318 | 3211.9751 | 2284.518 | 2308.0507
10 | 4929.6914 | -2888.22 | -3053.4001 | -1296.8412 | 2308.77
10 | -4967.661 | -3094.8924 | 3457.0316 | 2452.0112 | 2153.5105
10 | -4971.8031 | -2935.8064 | 3179.0046 | 2430.7991 | 2297.8058
10 | -4954.1937 | -3081.7725 | 3851.9038 | 2011.9109 | 2172.1515
10 | -1707.235 | -3012.5506 | 2861.5334 | -384.3924 | 2242.6446
10 | -1738.8011 | -3015.4279 | 2978.3191 | -471.0065 | 2246.9164
10 | -2017.2989 | -3009.0069 | 3032.0959 | -252.4066 | 2246.6165
10 | -4945.9359 | -3086.7594 | 4100.3643 | 1748.39 | 2183.941
10 | -4948.3025 | -3060.3382 | 4009.5729 | 1804.3265 | 2194.7413
10 | 4947.5891 | -5767.8072 | -2408.7965 | 2345.854 | 883.1607
10 | 228.993 | -5948.2831 | 1294.7528 | 3776.5323 | 648.005
10 | -4999.2245 | -6120.4097 | 4763.5516 | 5715.471 | 640.6117
10 | -4836.8628 | -3176.7915 | 8483.6835 | -630.8224 | 160.7932
10 | -4974.1806 | -6344.3953 | 5850.6156 | 5249.81 | 218.1503
10 | -4831.9506 | -3906.9719 | 9216.3637 | -202.6992 | -274.7419
10 | -4987.4264 | -6040.9735 | 5297.899 | 5518.3334 | 212.1675
10 | -4833.3301 | -3278.1475 | 8889.3984 | -444.1352 | -333.7856
10 | -5088.3518 | -5966.9697 | 1257.5583 | 7735.3708 | 2062.3925
10 | 5321.0658 | -2577.5881 | -6414.2984 | 403.8271 | 3266.9936
10 | -451.292 | -5585.3781 | -5504.9589 | 8141.3899 | 3400.239
10 | -4979.2083 | -5803.5067 | -1381.2212 | 9175.4525 | 2988.4837
10 | -5107.2751 | -5865.6036 | -366.8847 | 8686.8017 | 2652.9617
10 | -5108.1093 | -5918.9931 | 490.1938 | 8192.9684 | 2343.9401
10 | -5091.2448 | -4839.6688 | 264.5667 | 6921.7458 | 2744.601
10 | -5080.4939 | -4151.6099 | 167.9626 | 6158.5847 | 2905.5564
10 | -5031.7778 | -1033.7769 | -204.0352 | 2766.1861 | 3503.4038
10 | -5023.8317 | -525.2297 | -179.2038 | 2298.3624 | 3429.9028
10 | -5000 | 1000 | 500 | 1500 | 2000
10 | -5000 | -418.7328 | 500 | 1500 | 3418.7328
10 | -5000 | -293.5459 | 304.1256 | 1500 | 3489.4202
10 | -5000 | -475.4443 | 500 | 1500 | 3475.4443
10 | -5000 | 1000 | -611.8012 | 1500 | 3111.8012
10 | -5012.9088 | -545.8298 | 132.0979 | 1932.4464 | 3494.1944
10 | -5099.6779 | -5379.3827 | -586.7369 | 8191.9297 | 2873.8678
10 | -5089.4762 | -4726.475 | -851.7472 | 7593.322 | 3074.3765
10 | -5084.8811 | -4432.3934 | -966.9039 | 7332.8811 | 3151.2974
10 | -5059.2341 | -2790.9818 | -1437.1745 | 5750.9844 | 3536.406
10 | -4955.2704 | 3862.6936 | -2815.5539 | 1661.4251 | 2246.7055
10 | -4989.6312 | -3461.7358 | -1952.6769 | 6855.3624 | 3548.6816
10 | -4885.7426 | -921.2871 | -3003.5644 | 5848.7129 | 2961.8812
10 | -5079.7617 | -4104.7464 | -1059.5992 | 6752.5009 | 3491.6064
10 | 5926.5361 | -5000.0501 | -10421.4616 | 7151.3248 | 2343.6508
10 | -5038.7771 | -4679.1344 | 4174.7043 | 7578.8846 | -2035.6774
10 | -5096.1579 | -5154.1067 | 1513.4651 | 8475.256 | 261.5436
10 | -5100.7997 | -5451.178 | -200.1199 | 9037.7014 | 1714.3961
10 | -4877.0584 | -5732.017 | -2178.6441 | 9582.6309 | 3205.0887
10 | 3953.3572 | -806.315 | 4811.2439 | -7595.6409 | -362.6451
10 | 3900.2279 | -130.0561 | 5120.7223 | -8510.3025 | -380.5917
10 | -4339.5214 | 57.7462 | 10768.7048 | -6140.7081 | -346.2215
10 | -4814.1881 | 1023.7501 | 5355.6857 | -3511.384 | 1946.1364
10 | -4880.692 | 1452.4098 | 2835.1557 | -2377.5087 | 2970.6352
10 | -4896.7037 | 1650.4062 | 1658.838 | -1857.1304 | 3444.5899
10 | -4855.0563 | 525.4353 | 4775.8378 | -3210.6688 | 2764.452
10 | -4855.1939 | 462.7971 | 4771.7811 | -3206.1996 | 2826.8152
10 | -4840.4208 | 373.5285 | 5403.7746 | -3490.1367 | 2553.2544
10 | -4333.7046 | -75.3785 | 10894.8955 | -6194.3149 | -291.4975
10 | 5008.8513 | 1335.1785 | -4593.5513 | -4939.244 | 3188.7655
10 | 2754.9408 | 1437.3293 | -3353.657 | -4158.5403 | 3319.9272
10 | -4816.1007 | 1651.9104 | 1583.5149 | -1871.5902 | 3452.2656
10 | 482.7342 | -1539.5993 | 6861.5866 | -5478.4178 | -326.3038
10 | -4499.7102 | -1359.9272 | 10303.5735 | -4136.6361 | -307.3
10 | -4448.9474 | -1201.5487 | 10623.1924 | -4741.516 | -231.1802
10 | -1555.2729 | -1973.1459 | 8049.502 | -4208.7558 | -312.3274
10 | -4581.9001 | -2056.4237 | 10056.8806 | -3120.1275 | -298.4293
10 | -4709.0234 | -2703.5701 | 9563.308 | -1711.4289 | -439.2856
10 | 5048.6077 | -4651.2474 | -2313.2952 | 4691.1564 | -2775.2215
10 | -5002.579 | -5516.5308 | 5640.0753 | 6799.9734 | -1920.9389
11 | -5015.625 | 3133.4436 | 2201.9171 | 4170.6671 | -4490.4028
11 | -4899.6906 | 5583.4012 | 4308.5227 | -910.6577 | -4081.5755
11 | -4893.6388 | 5380.2578 | 4530.7824 | -1063.612 | -3953.7894
11 | -4824.9392 | -19.1019 | 8103.1619 | -1750.6081 | -1508.5128
11 | -4828.1926 | -1539.9922 | 8536.6448 | -1115.4171 | -1053.0429
11 | -4820.7075 | -2837.7191 | 9249.2457 | -866.8872 | -723.9319
11 | -4819.7333 | -3252.1062 | 9416.7331 | -759.804 | -585.0896
11 | -4833.5736 | -3725.7817 | 9234.6825 | -83.7559 | -591.5713
11 | -4831.7466 | -2595.5972 | 8707.262 | -724.4468 | -555.4714
11 | -4833.2573 | -2813.1243 | 8664.2045 | -673.8435 | -343.9793
11 | -4838.4935 | -2659.2384 | 8061.0267 | -952.3789 | 389.0841
11 | -4839.4548 | -2492.2524 | 7880.9187 | -1072.8836 | 523.6722
11 | -4932.4185 | -2839.2753 | 4596.8874 | 1406.835 | 1767.9715
11 | -4968.8026 | -3077.4461 | 3399.2825 | 2465.0407 | 2181.9255
11 | -4972.1485 | -2964.8602 | 3186.0826 | 2459.2892 | 2291.6369
11 | -2649.9784 | -2775.8628 | 1257.4442 | 1702.8883 | 2465.5088
11 | -1647.2877 | -2723.5766 | 380.3031 | 1443.5932 | 2546.968
11 | -1014.2474 | -2776.5848 | 155.0692 | 1178.1953 | 2457.5676
11 | 1480.5285 | -2921.6968 | 112.6565 | -1000 | 2328.5118
11 | 2214.7541 | -3024.5902 | -1549.1803 | 157.377 | 2201.6393
11 | 4995.9719 | -3135.8389 | -3581.3234 | -487.8655 | 2209.0559
11 | 4182.2061 | -3006.8089 | -2910.8034 | -474.8525 | 2210.2587
11 | 4733.3376 | -2955.6942 | -3380.5144 | -654.7521 | 2257.623
11 | 4989.2859 | -2956.7975 | -3571.8623 | -723.2593 | 2262.6332
11 | 5252.6157 | -2525.7374 | -5900.7556 | 31.098 | 3142.7793
11 | 5335.3118 | -2873.4399 | -6505.8273 | 817.8259 | 3226.1296
11 | 5452.0329 | -3824.9778 | -7239.3886 | 2452.6993 | 3159.6342
11 | 5269.9269 | -2257.5174 | -6103.5291 | -156.9429 | 3248.0625
11 | 5154.6569 | -1937.5471 | -5209.8194 | -1277.393 | 3270.1026
11 | 3647.612 | -2955.5541 | -1966.3104 | -1000 | 2274.2525
11 | 4981.5309 | -3029.5478 | -3487.5763 | -677.12 | 2212.7131
11 | 2117.6471 | -3031.3482 | -341.8918 | -959.2427 | 2214.8357
11 | 2017.29 | -3030.0605 | -204.9921 | -1000 | 2217.7627
11 | 4178.8584 | -3006.3425 | -2882.6638 | -490.2748 | 2200.4228
11 | 4610.3262 | -2956.8456 | -2941.8186 | -832.6483 | 2120.9864
11 | 4939.352 | -2958.4626 | -3146.827 | -945.6279 | 2111.5656
11 | 4136.6809 | -2956.9253 | -2291.2899 | -1000 | 2111.5342
11 | 4977.8924 | -3029.0375 | -3456.7647 | -694.026 | 2201.9358
11 | 2135.0646 | -3030.4848 | -332.4748 | -974.1373 | 2202.0323
11 | 2088.832 | -3029.5409 | -258.7054 | -1000 | 2199.4144
11 | -4946.7645 | -3083.4733 | 4071.6485 | 1771.0503 | 2187.539
11 | -3647.0898 | -3079.1118 | 3754.1585 | 776.2708 | 2195.7723
11 | -415.4351 | -3054.1872 | 1400.6568 | -134.647 | 2203.6125
11 | -4967.0264 | -2790.1291 | 3246.4701 | 2202.1051 | 2308.5803
11 | -4840.2945 | -2250.3851 | 7675.593 | -1226.1466 | 641.2333
11 | -4961.6123 | -2392.3318 | 3167.0044 | 1786.9671 | 2399.9727
11 | -4965.7223 | -2649.8778 | 3195.4721 | 2070.2518 | 2349.8761
11 | -4960.9877 | -2312.1351 | 3135.1704 | 1716.4072 | 2421.5452
11 | -3099.5045 | -2414.327 | 1457.1635 | 1499.071 | 2557.597
11 | 4118.3772 | -1888.5568 | -5336.0576 | -198.2232 | 3304.4604
11 | -1572.0768 | -5227.0292 | -4655.6518 | 8034.1022 | 3420.6558
11 | -3905.9386 | -2499.3394 | 2234.5017 | 1706.8082 | 2463.9681
11 | -4952.0133 | -2377.1795 | 3465.5325 | 1490.3572 | 2373.3031
11 | -3492.3743 | -2511.5784 | 2434.2929 | 1130.7824 | 2438.8774
11 | -4842.0546 | -1679.2997 | 7213.1589 | -1579.4536 | 887.6491
11 | -4933.3333 | 168.9223 | 2466.6667 | -666.6667 | 2964.411
11 | -4937.0898 | 122.9697 | 2355.8522 | -544.583 | 3002.8508
11 | -4882.6846 | 411.503 | 3960.8037 | -2312.7499 | 2823.1278
11 | -4882.7962 | 353.5792 | 3957.5107 | -2309.122 | 2880.8283
11 | -4840.5932 | -18.2016 | 5769.8187 | -3113.4045 | 2202.3806
11 | -4832.3473 | -3521.8858 | 8963.7918 | -430.6776 | -178.8811
11 | -4848.4848 | -3949.2453 | 8698.0308 | 304.087 | -204.3877
11 | -4825.2042 | -4039.4278 | 9424.3611 | -412.9793 | -146.7497
11 | -4843.7838 | -4652.0168 | 9176.8821 | 491.4795 | -172.561
11 | -4832.4466 | -3183.3695 | 8856.5179 | -531.7942 | -308.9076
11 | -4776.9945 | -2553.3965 | 8969.651 | -1247.1405 | -392.1195
11 | -4796.9007 | 2700.6317 | 7451.1418 | -3086.0037 | -2268.8691
11 | -4477.5279 | 270.9636 | 9942.5446 | -4985.5155 | -750.4649
11 | -3311.7429 | 210.0565 | 9222.6325 | -5361.8396 | -759.1066
11 | 4381.5316 | 2431.9153 | 1548.2474 | -5891.9217 | -2469.7725
11 | 4670.0207 | -934.987 | -156.8436 | -1123.009 | -2455.1811
11 | 3994.5934 | -175.008 | 4432.0146 | -7615.7386 | -635.8614
11 | -1715.1446 | -1617.3784 | 6689.8483 | -2295.4294 | -1061.8958
11 | -4451.6844 | -27.1212 | 10266.5829 | -5163.8043 | -623.973
11 | -4494.5729 | 121.5712 | 10146.2771 | -4951.7365 | -821.5389
11 | -4431.745 | -238.2758 | 10463.3857 | -5294.0575 | -499.3074
11 | -4417.2088 | -298.241 | 10341.346 | -5352.5634 | -273.3329
11 | -4819.5417 | 504.4536 | 5734.2724 | -3129.362 | 1710.1778
11 | -4899.2146 | 1007.6531 | 2705.4978 | -1775.5255 | 2961.5892
11 | -4908.4945 | 1120.4887 | 2019.3383 | -1473.93 | 3242.5975
11 | -3971.2865 | 1137.0792 | 1153.3435 | -1646.4175 | 3327.2813
11 | 4917.3243 | 906.7127 | -4676.1713 | -4311.2563 | 3163.3906
11 | 3140.7148 | -1363.019 | -4601.5181 | -521.4272 | 3345.2495
11 | -470.7103 | -413.7502 | 7834.3958 | -6570.8431 | -379.0923
11 | 2080.5269 | -466.6597 | 6079.9678 | -7300.6534 | -393.1817
11 | 3980.5357 | -460.0714 | 4490.6101 | -7722.1147 | -288.9597
11 | 5032.7489 | 901.8775 | -4740.5357 | -4350.7542 | 3156.6636
11 | 5026.1191 | 863.9355 | -4678.4125 | -4372.6541 | 3161.012
11 | 3940.1231 | -555.2291 | 4850.9315 | -7852.559 | -383.2666
11 | 285.0098 | -841.8506 | 7154.0046 | -6227.4963 | -369.6675
11 | -4553.5922 | -1425.2548 | 9869.8853 | -3704.0354 | -187.0028
11 | -4741.3825 | -2225.431 | 8635.0039 | -1914.8965 | 246.7061
11 | -4791.9935 | -2444.0516 | 8311.7678 | -1427.1793 | 351.4567
11 | -2641.6195 | -2437.6363 | 6799.2506 | -2086.7123 | 366.7175
11 | 138.883 | -2833.0856 | 943.5124 | -85.3684 | 1836.0586
11 | 1287.6741 | -2903.5458 | 645.8421 | -1000 | 1970.0295
11 | 4357.4811 | -2538.9891 | 1715.1535 | -3971.6093 | 437.9638
11 | 4492.5542 | -3201.5613 | 746.3002 | -2593.2351 | 555.9419
11 | -4647.4574 | -2322.1784 | 9624.9647 | -2544.2369 | -111.0921
11 | -3415.1738 | -2307.6211 | 8884.9768 | -3018.2999 | -143.8821
11 | -2511.8374 | -2347.8054 | 8998.4469 | -4022.7727 | -116.0314
11 | -1489.1939 | -2441.0297 | 8037.04 | -4265.336 | 158.5195
11 | -1805.3051 | -2356.0618 | 8648.5065 | -4358.088 | -129.0516
11 | 1175.9431 | -2340.047 | 6209.2212 | -4784.7515 | -260.3657
11 | 4043.5357 | -2380.73 | 4337.4318 | -5748.2743 | -251.9633
11 | 1995.4221 | -7100.3817 | 3227.6378 | 2402.3037 | -524.982
11 | -1446.4643 | -2364.8145 | 8445.256 | -4514.7719 | -119.2053
11 | -1862.6841 | -2642.5565 | 8556.6432 | -3911.1525 | -140.25
11 | 1835.2229 | -6936.0676 | 3438.8302 | 2172.0183 | -510.0038
11 | -1355.4499 | -2319.0264 | 7625.0654 | -3749.7298 | -200.8593
11 | 4343.1404 | -2530.2524 | 1834.9581 | -4049.5758 | 401.7297
11 | -4604.1264 | -2354.4454 | 10021.7204 | -2984.3476 | -78.801
11 | -4633.2194 | -2195.0043 | 9664.9137 | -2717.4853 | -119.2047
11 | -4584.2002 | -2171.9081 | 10074.6401 | -3227.7582 | -90.7737
11 | -707.5133 | -1169.1536 | 7608.6463 | -5414.9587 | -317.0206
11 | 4334.776 | -2446.4689 | 1889.103 | -4165.1233 | 387.7132
11 | -4404.9264 | -458.7631 | 10548.621 | -5444.6106 | -240.3208
11 | -2773.4623 | -637.5141 | 9688.175 | -6020.4277 | -256.7709
11 | 100.2857 | -970.6605 | 7984.2111 | -6951.6177 | -162.2186
11 | -4810.7079 | 2537.3071 | 7667.2225 | -3068.8905 | -2324.9312
11 | 4880.9616 | 5528.0584 | -2239.0689 | -3728.7006 | -4441.2505
11 | 5698.3148 | 4705.0408 | -9866.0365 | -1542.1508 | 1004.8316
11 | 5365.0759 | 2774.7558 | -7306.1056 | -2954.3746 | 2120.6484
11 | -4951.7667 | 5303.8966 | 1922.8822 | -67.5821 | -2207.43
11 | -5000 | 4596.2963 | 500 | 1500 | -1596.2963
11 | -5000 | 0 | 500 | 1500 | 3000
11 | -4961.4165 | -77.167 | 1638.2135 | 246.0359 | 3154.334
11 | -5000 | 0 | 271.6049 | 1500 | 3228.3951
11 | -4978.2121 | -43.5758 | 876.8245 | 791.8931 | 3353.0703
11 | -5000 | 0 | 500 | 1500 | 3000
11 | -4933.4192 | -133.1617 | 2464.1344 | -663.8769 | 3266.3233
11 | -5000 | 4778.022 | -2566.6209 | 1500 | 1288.5989
11 | -5008.0769 | 4685.0574 | -3270.4896 | 1766.5386 | 1826.9705
11 | -5000 | 4761.2474 | -2601.5678 | 1500 | 1340.3204
11 | -5005.8192 | 4655.6448 | -3189.1537 | 1692.034 | 1847.2941
11 | -5000 | 4436.0821 | -2877.4657 | 1500 | 1941.3836
11 | -4912.7866 | 1195.7462 | 1721.5447 | -1334.4342 | 3329.93
11 | -5000 | 4424.6259 | -2841.2787 | 1500 | 1916.6528
11 | -4933.3333 | 4114.2857 | 2466.6667 | -666.6667 | -980.9524
11 | -4997.4346 | 4807.099 | -2346.505 | 1416.6229 | 1120.2177
11 | -4650.702 | 4698.9174 | -3497.5126 | 1631.0797 | 1818.2175
11 | -3156.5938 | 4688.1635 | -4517.6279 | 1207.397 | 1778.6612
11 | 2762.4229 | 4694.1436 | -8138.6055 | -614.8338 | 1296.8729
11 | -3348.6286 | 4782.5807 | -4513.9144 | 1345.7544 | 1734.2078
11 | -5015.625 | -3663.6298 | 4507.6381 | 6476.3881 | -2304.7714
11 | -4883.7433 | -2713.8578 | 7527.234 | 1319.318 | -1248.9509
11 | -5015.625 | -5464.3162 | 5152.372 | 7121.122 | -1793.5528
11 | -5015.625 | -6254.1204 | 5467.9606 | 7436.7106 | -1634.9258
11 | -4995.8274 | -6938.6955 | 6225.7392 | 6967.04 | -1258.2564
11 | -4997.5856 | -5905.3702 | 5769.8411 | 6620.1484 | -1487.0336
11 | -1118.7445 | -6286.8869 | 3767.2517 | 5022.9531 | -1384.5733
11 | 5062.8944 | -4774.1631 | -2450.199 | 4860.2544 | -2698.7867
11 | 1926.9868 | -7316.0299 | 3093.6369 | 2864.4895 | -569.0832
11 | -5015.625 | -5612.908 | 4427.7497 | 6396.4997 | -195.7164
11 | -5015.625 | -5961.3168 | 4182.3914 | 6151.1414 | 643.409
11 | -5015.625 | -5854.4495 | 3974.8074 | 5943.5574 | 951.7096
11 | -5015.625 | -4133.0779 | 2499.9429 | 4468.6929 | 2180.067
11 | -5015.625 | -3681.828 | 2142.5055 | 4111.2555 | 2443.6919
11 | -5015.625 | -3459.4795 | 1988.3982 | 3957.1482 | 2529.5582
11 | -5015.625 | -3126.7406 | 1765.4631 | 3734.2131 | 2642.6894
11 | -5015.625 | -5929.4974 | 914.0873 | 7853.913 | 2177.1221
11 | -5015.625 | -5810.591 | -1079.1101 | 8998.2121 | 2907.114
11 | -5015.625 | -5760.6428 | -1602.5723 | 9318.6483 | 3060.1917
11 | -5015.625 | -5654.1182 | -2620.819 | 9951.9281 | 3338.634
11 | -2094.7891 | -5584.6452 | -4623.8709 | 8873.58 | 3429.7252
11 | 225.095 | -5569.9127 | -5712.9678 | 7717.8142 | 3339.9713
11 | 4054.9633 | -5479.2796 | -7670.2837 | 5961.6833 | 3132.9168
11 | -5015.625 | -6686.8517 | -869.3841 | 9660.4832 | 2911.3775
11 | -17.3792 | -6721.8845 | -5225.5214 | 8639.2901 | 3325.495
11 | 5359.3736 | -5587.9023 | -5998.6662 | 4021.1659 | 2206.029
11 | 5643.9985 | -5444.7099 | -8431.5199 | 5203.8518 | 3028.3794
11 | -5015.625 | -7145.3485 | 1197.0803 | 8777.8764 | 2186.0168
11 | -5015.625 | -6023.1763 | 3752.414 | 6304.8963 | 981.491
11 | 3611.2803 | -5739.7865 | -1975.9226 | 3107.1917 | 997.2371
11 | 5022.0279 | -5687.8263 | -3082.8793 | 2677.1661 | 1071.5115
11 | -5015.625 | -6099.1599 | 4166.0931 | 6134.8431 | 813.8488
11 | -4985.7418 | -6340.4902 | 5465.4736 | 5581.4664 | 279.2921
11 | -4953.145 | -7026.4329 | 7122.6952 | 5217.6832 | -360.8006
11 | -4959.0921 | -7719.8971 | 7284.8372 | 5748.5463 | -354.3944
11 | 1176.5901 | -7370.5584 | 3581.9328 | 3128.606 | -516.5704
11 | 1684.5253 | -7337.2965 | 3274.3989 | 2908.4074 | -530.0351
11 | -5005.2851 | -5892.7195 | 4649.9751 | 5977.6511 | 270.3784
11 | -5015.625 | 158.9197 | -449.258 | 10297.7703 | -4991.8071
11 | 3095.8379 | -513.7498 | -6438.0599 | 9251.7234 | -5395.7516
11 | 5822.1567 | -529.1763 | -8263.1756 | 8466.2049 | -5496.0097
11 | 5533.3066 | -2319.8601 | -6072.7453 | 7215.0855 | -4355.7867
11 | 5915.9231 | -623.5925 | -9138.1376 | 8717.0448 | -4871.2378
11 | 6376.6622 | 281.0458 | -14176.2798 | 7357.6208 | 160.951
11 | 6374.5845 | 378.6673 | -14208.466 | 7171.1368 | 284.0773
11 | 6373.4669 | 302.1111 | -14277.5635 | 7329.3531 | 272.6323
11 | 6374.0946 | -1007.7215 | -14061.5999 | 8150.4323 | 544.7945
11 | 6354.3515 | -3049.4143 | -13710.5876 | 9433.846 | 971.8044
11 | -5015.625 | -1126.91 | -273.551 | 11098.1771 | -4682.0911
11 | -5015.625 | -3908.9287 | 2826.2683 | 9027.0213 | -2928.7359
11 | -5015.625 | -4064.1499 | 3154.5566 | 8694.2557 | -2769.0374
11 | -70.0289 | -3264.7504 | -1233.4736 | 8102.4863 | -3534.2333
11 | 5435.7425 | -2943.4322 | -5307.1842 | 6804.817 | -3989.943
11 | 5520.8937 | -2571.5709 | -6021.0055 | 7121.1555 | -4049.4727
11 | 6259.3174 | -3599.8989 | -12980.5386 | 9031.1037 | 1290.0164
11 | -5015.625 | -5168.4005 | -4289.63 | 11320.8079 | 3152.8477
11 | -5015.625 | -5607.1474 | -3058.6171 | 10225.4535 | 3455.936
11 | -2828.3214 | -5586.7737 | -4267.2576 | 9235.4627 | 3446.8901
11 | -2588.1032 | -5584.3543 | -4400.5056 | 9127.1921 | 3445.771
11 | -2180.4394 | -6138.8661 | -4403.8494 | 9301.598 | 3421.5569
11 | -2474.423 | -5501.4541 | -4404.4833 | 8936.4483 | 3443.9121
11 | -1855.4506 | -5936.9128 | -4414.7716 | 8791.614 | 3415.5209
11 | -4951.4679 | -5160.5827 | -4345.3395 | 11309.7956 | 3147.5945
11 | 666.8291 | -4391.3218 | -8745.6353 | 10191.2796 | 2278.8485
11 | -5015.625 | -6107.737 | -2858.995 | 10546.4242 | 3435.9329
11 | -5015.625 | -6250.4779 | -2380.3838 | 10332.4051 | 3314.0816
11 | -5015.625 | -6533.6787 | -1417.5352 | 9902.891 | 3063.9479
11 | -2810.3235 | -6370.3628 | -3964.661 | 9729.85 | 3415.4973
11 | -2280.2519 | -6432.6313 | -4231.7266 | 9534.2826 | 3410.3272
11 | -1948.6396 | -6467.1335 | -4405.5845 | 9415.6068 | 3405.7507
11 | -2152.7126 | -6567.996 | -4079.7128 | 9404.5799 | 3395.8414
11 | -5015.625 | -3475.397 | -4322.3448 | 11878.0916 | 935.2752
11 | -5015.625 | -4968.9507 | -4547.9224 | 11482.9716 | 3049.5265
11 | -5015.625 | -5130.5345 | -4344.0797 | 11353.648 | 3136.5912
11 | -5015.625 | -4989.3092 | -4345.8903 | 11577.5661 | 2773.2584
11 | -4887.2742 | -4170.0223 | -5634.1496 | 12082.7763 | 2608.6698
11 | -225.6827 | -3733.118 | -9031.1194 | 10993.5639 | 1996.3563
11 | -5015.625 | -4918.285 | -4451.005 | 11624.6541 | 2760.2608
11 | -5015.625 | 978.5869 | -4533.4571 | 9167.604 | -597.1088
11 | -5015.625 | 2782.635 | -5155.2632 | 5710.0381 | 1678.215
11 | -4818.9771 | 1350.1573 | -6611.3456 | 8607.4339 | 1472.7315
11 | -972.3629 | 999.7556 | -9294.8511 | 8154.6845 | 1112.7739
11 | -5015.625 | 3467.757 | 2094.3824 | 4063.1324 | -4609.6468
11 | -4908.3656 | 5796.2759 | 4023.4524 | -657.8793 | -4253.4835
11 | -4905.6438 | 5778.5095 | 4097.1255 | -752.9586 | -4217.0326
11 | -4954.1855 | 5436.9958 | 1851.5287 | 11.0277 | -2345.3668
11 | -4928.7702 | 5741.1849 | 3546.3807 | 130.1341 | -4488.9295
11 | -4928.8897 | 5738.5803 | 3544.4999 | 135.6589 | -4489.8494
11 | -4992.7747 | 5358.7498 | 713.1459 | 1265.1783 | -2344.2993
11 | -3250.4984 | 5808.8556 | 2501.1614 | -526.7842 | -4532.7344
11 | 4957.9122 | 5965.9461 | -2773.6242 | -3369.5605 | -4780.6736
11 | 1221.0658 | 5990.4541 | -271.9947 | -2295.7202 | -4643.805
11 | 4957.5939 | 5967.6967 | -2771.5845 | -3373.4812 | -4780.225
11 | 627.4374 | 3912.3758 | 2469.0136 | -3541.4905 | -3467.3362
11 | 1461.3172 | 5936.9411 | -954.6333 | -2183.8676 | -4259.7574
11 | 4958.7553 | 5966.6902 | -2782.3836 | -3370.3376 | -4772.7243
11 | 5781.0133 | 5174.9139 | -10461.4293 | -1170.6433 | 676.1454
11 | 5780.7912 | 5169.3661 | -10441.1588 | -1161.7929 | 652.7945
11 | 2844.7689 | 5170.3851 | -8741.3894 | -238.0003 | 964.2357
11 | 4562.0911 | 5167.5453 | -9727.4633 | -774.789 | 772.6159
11 | 4292.767 | 4370.8373 | -8553.5794 | -1275.9083 | 1165.8834
11 | -4989.1095 | 5410.6913 | 821.2687 | 1146.06 | -2388.9104
11 | -5000 | 5256.3559 | 500 | 1500 | -2256.3559
11 | -5000 | 5256.3559 | 500 | 1500 | -2256.3559
11 | -5000 | 5279.2221 | 114.5416 | 1500 | -1893.7638
11 | -5000 | 2746.3614 | -1346.5656 | 1500 | 2100.2042
11 | -5000 | 5294.6476 | -145.488 | 1500 | -1649.1596
11 | -4288.6682 | 5820.8217 | 3633.5239 | -894.0995 | -4271.5779
11 | 4920.26 | 5762.4566 | -2524.4221 | -3552.4183 | -4605.8762
11 | 5765.6818 | 5089.9121 | -10360.2326 | -1244.3606 | 748.9993
11 | 664.0642 | 5087.2506 | -7330.1646 | 362.1727 | 1216.6771
11 | 2458.4819 | 5085.6325 | -8423.7799 | -193.131 | 1072.7964
11 | 2493.9384 | 5156.2107 | -8521.08 | -139.1736 | 1010.1044
11 | -4965.6753 | 5492.2463 | 1512.5777 | 384.4483 | -2423.597
11 | -5000 | 4998.1243 | 500 | 1500 | -1998.1243
11 | -5000 | 5164.8837 | -1217.3808 | 1500 | -447.5029
11 | -5015.625 | 3973.7717 | 1950.7577 | 3919.5077 | -4828.4121
11 | -5015.625 | 3970.5326 | 1956.5931 | 3925.3431 | -4836.8437
11 | -5015.625 | 34.6711 | 3373.2322 | 5341.9822 | -3734.2604
11 | -5015.625 | -6286.4393 | 5517.4958 | 7486.2458 | -1701.6772
11 | -4991.3312 | -7101.9136 | 6409.7083 | 6872.2446 | -1188.7081
11 | -3577.5369 | -7175.7781 | 5536.642 | 6415.8613 | -1199.1882
11 | -2091.0005 | -6982.1524 | 4316.3736 | 6137.9666 | -1381.1873
11 | -2922.9155 | -7170.1527 | 5167.7143 | 6122.7503 | -1197.3965
11 | -733.282 | -7429.204 | 4360.9036 | 4628.5741 | -826.9916
11 | -15.0384 | -7406.1043 | 3890.6856 | 4358.3973 | -827.9402
11 | 558.5667 | -7378.0099 | 3748.0333 | 3771.469 | -700.0592
11 | -4985.3159 | -7372.9072 | 6614.5074 | 6704.0962 | -960.3805
11 | -4967.754 | -7694.8924 | 7099.8803 | 6100.6307 | -537.8646
11 | -5015.625 | -7630.9496 | 5203.7767 | 7172.5267 | 270.2712
11 | -5015.625 | -7763.4723 | 5110.4508 | 7079.2008 | 589.4457
11 | -5015.625 | -5516.1742 | 3184.9745 | 5153.7245 | 2193.1002
11 | -5015.625 | -5159.3561 | 2902.337 | 4871.087 | 2401.5571
11 | -5015.625 | -4941.8739 | 2751.6024 | 4720.3524 | 2485.5441
11 | -5015.625 | -4769.2277 | 2635.9294 | 4604.6794 | 2544.2438
11 | -5015.625 | -7367.8062 | 1550.3781 | 8642.9884 | 2190.0647
11 | -5015.625 | -7102.0499 | -37.6862 | 9330.8884 | 2824.4727
11 | -5015.625 | -7004.0599 | -466.4436 | 9525.0575 | 2961.071
11 | -5015.625 | -6870.7002 | -1011.1914 | 9774.6063 | 3122.9102
11 | -2669.0669 | -6889.889 | -2936.1936 | 9230.9231 | 3264.2264
11 | 429.0503 | -6996.5622 | -5070.6509 | 8332.5177 | 3305.6452
11 | 451.6663 | -7458.0873 | -2331.0303 | 7132.5966 | 2204.8547
11 | 4780.9317 | -7179.4674 | -7496.6415 | 6842.8386 | 3052.3386
11 | -5015.625 | -7745.2402 | 4558.0454 | 7380.6761 | 822.1438
11 | -4910.5226 | 2247.744 | 5285.7209 | 738.1221 | -3361.0644
11 | -4847.0339 | 3027.0009 | 6630.1346 | -1853.766 | -2956.3356
11 | -4810.795 | 2498.756 | 7727.5923 | -3003.1189 | -2412.4344
11 | -4805.0616 | 2306.3031 | 7938.1555 | -3148.024 | -2291.3731
11 | -4815.0048 | -2341.9561 | 9262.9985 | -1206.7057 | -899.3319
11 | -4888.1157 | -4920.8232 | 8285.2349 | 2348.4071 | -824.7031
11 | -4878.3455 | -4760.1007 | 8473.7387 | 1931.1614 | -766.4538
11 | -4815.3931 | -2501.1519 | 9303.5657 | -1142.0598 | -844.9609
11 | -4830.6671 | -3287.2751 | 9177.0935 | -321.5433 | -737.6081
11 | -4857.9721 | -4729.283 | 8584.233 | 778.5021 | 224.52
11 | -4966.3145 | -7827.44 | 7064.9073 | 5976.4092 | -247.5621
11 | 173.0035 | -7660.2149 | 3700.8086 | 4044.9942 | -258.5914
11 | -4827.3554 | -3192.5695 | 8447.0691 | -1256.8974 | 829.7532
11 | -4829.8456 | -2760.0181 | 7980.5271 | -1569.0462 | 1178.3828
11 | -4893.4202 | -2997.3349 | 5734.6928 | 126.7467 | 2029.3156
11 | -4893.795 | -2999.7882 | 5722.3568 | 137.6468 | 2033.5796
11 | -4956.6906 | -4187.4729 | 4316.9543 | 2631.7698 | 2195.4394
11 | -3969.8709 | -3783.1779 | 3987.6704 | 1566.58 | 2198.7984
11 | -1874.3282 | -3044.6416 | 3106.8255 | -419.9098 | 2232.0541
11 | -69.08 | -3028.5912 | 1857.9663 | -1000 | 2239.7049
11 | 1599.4183 | -3032.64 | 688.789 | -1501.704 | 2246.1367
11 | 2900.3451 | -2960.1668 | -367.9896 | -1897.1815 | 2324.9928
11 | -992.9096 | -2972.9045 | 2374.7784 | -707.0144 | 2298.0501
11 | -79.5267 | -2973.3076 | 1759.2185 | -1000 | 2293.6159
11 | 1078.6656 | -2864.8802 | 562.5907 | -1242.7224 | 2466.3463
11 | 1986.818 | -2940.9252 | 239.4727 | -1623.4591 | 2338.0935
11 | -3144.6075 | -3048.9566 | 4198.5729 | -151.3628 | 2146.354
11 | -571.8942 | -3024.9864 | 2452.2387 | -1000 | 2144.6419
11 | 1846.6117 | -3030.6268 | 780.6777 | -1741.7074 | 2145.0448
11 | 3422.5722 | -2966.5354 | 90.5512 | -2553.1496 | 2006.5617
11 | -4893.711 | -2996.922 | 5723.3474 | 133.4281 | 2033.8575
11 | -1064.1353 | -2992.6611 | 2976.0689 | -1000 | 2080.7275
11 | -4831.7621 | -2208.0131 | 7511.9196 | -1918.8327 | 1446.6882
11 | -4881.1308 | -2265.7766 | 5677.2047 | -692.683 | 2162.3857
11 | -4893.1002 | -2942.466 | 5707.5131 | 79.7277 | 2048.3254
11 | -4893.3504 | -2958.1402 | 5709.2456 | 96.9685 | 2045.2765
11 | -4810.5739 | -2946.3821 | 5634.1872 | 68.581 | 2054.1879
11 | -1517.7982 | -2607.1052 | 2694.1106 | -940.1399 | 2370.9326
11 | -4837.9443 | -202.123 | 5887.6583 | -3159.7945 | 2312.2035
11 | -4859.3824 | -49.6933 | 4967.9811 | -2750.3121 | 2691.4067
11 | 1054.2056 | 54.9893 | -496.2664 | -3838.6724 | 3225.7439
11 | -4784.1871 | -2713.6482 | 8395.0103 | -1909.884 | 1012.709
11 | -1576.6837 | -2563.7666 | 7494.2979 | -3885.5398 | 531.6922
11 | -373.5866 | -2555.7566 | 6690.7733 | -4285.7882 | 524.358
11 | 2349.6826 | -2943.066 | 955.5684 | -2325.6395 | 1963.4545
11 | -4577.9054 | 578.184 | 9710.1839 | -4499.0655 | -1211.397
11 | -3953.5571 | 438.6822 | 9443.7194 | -4780.1815 | -1148.663
11 | -4772.2282 | -1939.4596 | 9380.5928 | -1751.1577 | -917.7473
11 | -4613.6043 | -649.7038 | 8456.553 | -4399.447 | 1206.2021
11 | 93.6233 | -1055.0257 | 7111.2684 | -6562.6001 | 412.734
11 | -4740.0053 | -2184.8642 | 8401.9269 | -2557.7585 | 1080.7011
11 | -1446.4662 | -2452.9164 | 7461.5744 | -4089.1974 | 527.0056
11 | -2376.2424 | 2815.8636 | 5729.1162 | -3458.2367 | -2710.5007
11 | 1136.4522 | 2877.0475 | 3287.2467 | -4409.9816 | -2890.7648
11 | -964.8529 | 1301.8359 | 6462.3535 | -4986.1093 | -1813.2272
11 | -2243.4193 | 7.6772 | 8663.6483 | -5546.8742 | -881.032
11 | -423.1361 | -701.0341 | 7576.7138 | -6346.0511 | -106.4925
11 | 1424.2869 | -1083.8223 | 6203.5806 | -6946.4368 | 402.3916
11 | -1005.4248 | -309.5226 | 8098.0666 | -6096.5503 | -686.569
11 | -918.0485 | -355.3554 | 8088.235 | -6167.5506 | -647.2805
11 | -4907.3662 | 1676.5764 | 3232.6958 | -1510.597 | 1508.6911
11 | -4884.8437 | 223.0695 | 3897.1101 | -2242.5789 | 3007.2431
11 | -4922.696 | 1402.593 | 1708.5806 | -1012.3814 | 2823.9037
11 | 2375.6115 | 2291.9253 | -4628.7583 | -2265.1051 | 2226.3266
11 | -4896.4053 | 425.7854 | 3094.9641 | -1866.8288 | 3242.4845
11 | -2856.3183 | 3084.7896 | 5422.1787 | -2657.9078 | -2992.7421
11 | 2125.9776 | 2792.1778 | -1413.7489 | -3188.7309 | -315.6756
11 | 3594.5243 | 2458.8196 | -5583.4207 | -2507.7718 | 2037.8485
11 | -4957.1716 | 2458.0223 | 1763.4379 | 108.0768 | 627.6345
11 | -5000 | 2042.471 | 500 | 1500 | 957.529
11 | -5000 | 234.7826 | 500 | 1500 | 2765.2174
11 | -4924.1999 | -100.7151 | 2736.1021 | -963.5023 | 3252.3152
11 | -5000 | 2047.4392 | -786.7624 | 1500 | 2239.3232
11 | -4984.6355 | 2197.1131 | -488.0344 | 1000.6536 | 2274.9032
11 | 1808.2317 | 2393.6614 | -4615.5144 | -1741.1212 | 2154.7425
11 | 4744.3199 | 2373.6704 | -847.3518 | -2652.4212 | -3618.2173
11 | 5510.8085 | -2554.7762 | -5753.666 | 7275.8151 | -4478.1813
11 | 5133.1898 | -4895.7677 | -2890.0791 | 5640.2053 | -2987.5483
11 | 4956.9495 | -6083.1542 | -1576.5973 | 4855.051 | -2152.249
11 | 5657.9624 | -7059.3838 | -8183.539 | 6668.2353 | 2916.7251
11 | 4631.3782 | -7210.2385 | 760.4654 | 2705.0781 | -886.6831
11 | 5902.7773 | -2843.1315 | -9385.4523 | 8348.8319 | -2023.0254
11 | 6171.738 | -2122.6122 | -12339.4955 | 7437.5502 | 852.8196
11 | 6151.4648 | -4219.118 | -11979.0596 | 8755.4193 | 1291.2934
11 | 5774.9235 | -6400.2318 | -9086.4811 | 7159.6856 | 2552.1037
11 | 4532.5629 | 3091.1543 | 568.4057 | -4955.5879 | -3236.535
11 | 4482.8036 | 2948.6671 | 930.2059 | -5284.4283 | -3077.2483
11 | 4468.6234 | 2860.2606 | 1037.7846 | -5345.5074 | -3021.1612
11 | 3979.3256 | -448.1485 | 4685.4102 | -7517.561 | -699.0263
11 | 3985.6712 | -1146.6797 | 4452.7455 | -7674.7514 | 383.0144
11 | 4063.8119 | -1037.2395 | 3765.4926 | -7432.6029 | 640.5379
11 | 4832.0023 | -42.9199 | -2973.9002 | -4971.2701 | 3156.0878
11 | 4941.4054 | -1311.4869 | -3641.6957 | -3223.7876 | 3235.5648
11 | 4930.0885 | -2137.4235 | -3374.4178 | -2456.3687 | 3038.1215
11 | 5128.5645 | -2921.4219 | -4837.9022 | -620.4181 | 3251.1777
11 | 5095.3922 | -2588.5192 | -4635.9265 | -1129.4782 | 3258.5317
11 | 4114.8551 | -2599.9603 | 3654.9613 | -5655.545 | 485.6888
11 | 4631.5903 | -2972.4772 | -662.7601 | -2968.2975 | 1971.9445
11 | 4707.8981 | -3112.2113 | -1276.4182 | -2470.1408 | 2150.8722
11 | 4743.8656 | -3122.5598 | -1579.661 | -2297.1167 | 2255.4719
11 | 4760.3216 | -2968.1844 | -1758.5152 | -2395.024 | 2361.4019
11 | 4890.1911 | -2755.5933 | -2907.0833 | -2022.9885 | 2795.474
11 | 5288.9426 | -4432.1764 | -5824.6722 | 1770.526 | 3197.38
11 | 4878.974 | -4114.0642 | -2457.5219 | -529.821 | 2222.4332
11 | 5350.6615 | -7296.7887 | -5595.1798 | 5322.8027 | 2218.5043
11 | 5623.4951 | -7159.5283 | -7927.2471 | 6456.4933 | 3006.7871
11 | 4290.2708 | -4337.0413 | 2644.5672 | -2817.1181 | 219.3213
11 | 4623.1111 | -7512.2939 | 693.2715 | 2424.2107 | -228.2993
11 | 4276.9124 | -3621.5367 | 2901.438 | -2794.854 | -761.9597
11 | 4569.1347 | 2917.2938 | 132.8473 | -5054.9701 | -2564.3057
11 | 4843.7824 | 2863.1022 | -2376.0348 | -4269.139 | -1061.7107
11 | 5300.5623 | 2458.7948 | -6624.8893 | -3034.3927 | 1899.9248
11 | 5048.7961 | 1039.929 | -4681.2503 | -4092.2699 | 2684.7951
11 | 5615.5071 | 1423.4455 | -8763.7273 | 287.3881 | 1437.3866
11 | 5676.9148 | 1038.2975 | -9161.6775 | 1065.3975 | 1381.0677
11 | -5015.625 | -2403.6584 | 1191.1699 | 10376.8965 | -4148.7831
11 | -5015.625 | -2413.2958 | 1076.1879 | 10417.4087 | -4064.6758
11 | -5015.625 | -863.8621 | -4638.1426 | 8594.1253 | 1923.5044
11 | 2788.4322 | -1729.4617 | -10056.4502 | 7772.6423 | 1224.8375
11 | -5015.625 | -5275.4261 | -3858.1277 | 11367.9003 | 2781.2785
11 | -5015.625 | -6655.3306 | -1873.8866 | 10171.1499 | 3373.6922
11 | -1774.9965 | -6857.2615 | -3829.626 | 9097.3085 | 3364.5755
11 | -810.1822 | -6905.3783 | -4429.1571 | 8788.0095 | 3356.7081
11 | 2751.525 | -4315.9821 | -4553.6804 | 2818.4221 | 3299.7153
11 | -4375.5781 | -5235.5113 | -4359.1453 | 11225.0151 | 2745.2196
11 | 3229.117 | -4522.7668 | -9900.7978 | 9448.1267 | 1746.3209
11 | -5015.625 | 1653.017 | 809.0997 | 2777.8497 | -224.3414
11 | -5015.625 | 1888.4532 | 46.875 | 2015.625 | 1064.6718
11 | -5015.625 | 283.6957 | 46.875 | 2015.625 | 2669.4293
11 | -5015.625 | -891.0846 | 500.2298 | 2468.9798 | 2937.5
11 | -5015.625 | -3563.5302 | 1836.4526 | 3805.2026 | 2937.5
11 | -4935.5554 | -394.1821 | 2533.762 | -461.8029 | 3257.7784
11 | -5015.625 | -2613.8935 | 1000.0571 | 3330.3842 | 3299.0772
11 | -5015.625 | 1892.8637 | -1095.4356 | 2015.625 | 2202.572
11 | -5015.625 | 1223.9481 | -2476.322 | 4226.1315 | 2041.8674
11 | -5015.625 | -612.4237 | -4402.0042 | 8072.7732 | 1957.2797
11 | -5015.625 | -2404.3448 | -4379.0308 | 9560.6353 | 2238.3654
11 | -1854.103 | 1262.2476 | -4507.1031 | 3125.7918 | 1973.1667
11 | -4981.8643 | 4655.6613 | 2580.1853 | 2455.7711 | -4709.7535
11 | 5139.5258 | 4851.393 | -3922.0209 | -1053.8387 | -5015.0593
11 | 5032.9774 | 4164.4717 | -3071.4749 | -1498.1156 | -4627.8586
11 | 5772.6135 | -591.3165 | -7805.9062 | 8082.3046 | -5457.6954
11 | 5755.4152 | -1026.735 | -7639.4626 | 8246.5077 | -5335.7253
11 | 5770.2645 | -932.6302 | -7757.5052 | 8295.1907 | -5375.3198
11 | 5226.7759 | -4301.9085 | -3636.08 | 5941.1349 | -3229.9223
11 | 5111.1456 | -5024.3468 | -2744.3512 | 5483.0676 | -2825.5152
11 | 5069.3906 | -4804.7003 | -2486.8523 | 4936.6121 | -2714.45
11 | 5029.5037 | -4942.7832 | -2200.531 | 4673.2118 | -2559.4014
11 | 4572.7145 | -7206.9681 | 1157.6435 | 2164.2912 | -687.6811
11 | 5965.4832 | -5330.6314 | -10598.286 | 7851.8167 | 2111.6175
11 | 5740.8439 | -6606.6502 | -8837.3077 | 6984.8546 | 2718.2593
11 | 6258.4381 | -3633.6915 | -12848.7562 | 9093.3219 | 1130.6878
11 | 6301.56 | 825.6796 | -13615.4211 | 6290.1491 | 198.0325
11 | 4800.9869 | 4950.5114 | -1520.4414 | -4021.3505 | -4209.7064
11 | 4595.8606 | 3669.0918 | 61.0079 | -4835.2889 | -3490.6715
11 | 4519.752 | 3194.7358 | 644.878 | -5145.626 | -3213.7399
11 | 4463.4203 | 2845.707 | 1071.5491 | -5391.0815 | -2989.5948
11 | 3948.1519 | -622.9152 | 4909.0324 | -7695.1887 | -539.0804
11 | 3969.3404 | -1126.2914 | 4598.4309 | -7738.3212 | 296.8413
11 | 4430.3846 | 2653.0168 | 1289.9386 | -5626.5699 | -2746.7701
11 | 3901.1631 | -912.5134 | 5234.1127 | -7984.2616 | -238.5008
11 | 3881.8997 | -1054.0423 | 5388.6131 | -8035.3682 | -181.1023
11 | 4938.5469 | 430.2407 | -3866.9332 | -4660.4157 | 3158.5613
11 | 5067.6094 | -1066.2847 | -4654.7299 | -2598.9148 | 3252.3201
11 | 5122.6798 | -1799.8649 | -4971.2035 | -1625.1535 | 3273.542
11 | 5120.3545 | -1969.567 | -4916.2869 | -1467.4747 | 3232.9741
11 | 5152.0755 | -2094.8678 | -5150.185 | -1174.048 | 3267.0253
11 | 5076.7549 | -1613.0477 | -4647.9546 | -2094.0434 | 3278.2908
11 | 4015.0593 | -2406.1761 | 4574.7138 | -5993.6373 | -189.9596
11 | 3992.7395 | -2423.4059 | 4737.7269 | -6159.1785 | -147.882
11 | 4299.1169 | -5156.1579 | 2862.3449 | -1631.0574 | -374.2466
11 | 4790.9184 | -2965.4967 | -1908.1876 | -1958.8331 | 2041.5991
11 | 4861.1474 | -3094.0995 | -2472.9613 | -1500.3599 | 2206.2733
11 | 4834.6752 | -3107.5133 | -2267.5064 | -1666.8231 | 2207.1676
11 | 4866.2357 | -3094.813 | -2516.0501 | -1476.7175 | 2221.3449
11 | 4838.0294 | -3109.3143 | -2297.3642 | -1654.6154 | 2223.2645
11 | 4880.3383 | -2962.5148 | -2669.3264 | -1560.623 | 2312.1259
11 | 5077.0515 | -2640.5034 | -4409.061 | -997.1015 | 2969.6144
11 | 5317.1797 | -3650.1422 | -6166.0337 | 1287.3538 | 3211.6422
11 | 5632.8909 | -6223.895 | -8150.1957 | 5709.4167 | 3031.7831
11 | 4886.4309 | -3243.4572 | -2647.1521 | -1212.052 | 2216.2305
11 | 4860.166 | -3266.7987 | -2441.9425 | -1369.2113 | 2217.7866
11 | 5360.4872 | -6442.1654 | -5800.5673 | 4669.9637 | 2212.2819
11 | 5641.9759 | -6300.5508 | -8206.6148 | 5839.6183 | 3025.5713
11 | 5641.3491 | -6342.78 | -8195.2679 | 5871.2314 | 3025.4675
11 | 4206.7947 | -4017.0853 | 3388.9602 | -3235.3035 | -343.3661
11 | 4423.8939 | -6253.3554 | 2096.6444 | 201.1181 | -468.301
11 | 4761.0509 | -6619.7224 | -619.4478 | 2281.7839 | 196.3353
11 | 4561.4112 | -7303.8022 | 1194.4909 | 1994.1554 | -446.2552
11 | 5620.4311 | 4225.2009 | -9142.7092 | -1806.2671 | 1103.3443
11 | 5538.1926 | 3757.8519 | -8498.3234 | -2124.3609 | 1326.6398
11 | 5504.0944 | 3551.3207 | -8249.0138 | -2299.2874 | 1492.8861
11 | 5041.7701 | 945.8238 | -4679.8636 | -4241.8923 | 2934.162
11 | 5932.4771 | 3183.3657 | -11245.1234 | 1537.2341 | 592.0466
11 | 5653.1323 | 1624.4487 | -9059.773 | 435.0716 | 1347.1205
11 | 6021.1235 | 3695.5064 | -11961.4583 | 1900.6014 | 344.2272
11 | -5015.625 | 4425.1748 | 1137.543 | 3106.293 | -3653.3857
11 | -5015.625 | 3455.6878 | -5039.3131 | 5800.9503 | 798.3
11 | -5015.625 | 3863.0885 | -5188.385 | 4997.0225 | 1343.899
11 | -5015.625 | 2932.8251 | -5090.621 | 5734.0704 | 1439.3505
11 | -5015.625 | 2459.524 | -4441.3881 | 5351.1078 | 1646.3813
11 | -4944.0725 | 3358.516 | -5713.203 | 6050.0712 | 1248.6884
11 | 1272.4246 | 3539.4603 | -9319.9109 | 3725.7009 | 782.325
11 | -5015.625 | 2784.9427 | 838.8934 | 6450.531 | -5058.7422
11 | -5015.625 | 1551.2303 | -241.1273 | 8965.3788 | -5259.8568
11 | -5015.625 | -2350.7626 | 1131.6132 | 10412.9105 | -4178.136
11 | 5443.1463 | 2990.703 | -5876.7504 | 2816.4702 | -5373.5691
11 | 5813.8612 | 565.1479 | -8244.5612 | 7646.873 | -5781.321
11 | 6054.9608 | 1177.1156 | -10893.0668 | 6839.5762 | -3178.5858
11 | 6354.6149 | 1675.4889 | -14139.7284 | 6107.5483 | 2.0764
11 | 6339.2205 | 1760.8275 | -14017.586 | 5926.7178 | -9.1798
11 | -5015.625 | 1869.2063 | -1480.2461 | 8575.1614 | -3948.4966
11 | -5015.625 | 2422.1789 | -4679.6392 | 7842.5971 | -569.5118
11 | -5015.625 | 3894.9767 | -5212.1023 | 4935.5389 | 1397.2117
11 | -4843.6943 | 2698.157 | -6484.7691 | 7435.7945 | 1194.5119
11 | -386.5181 | 2300.2255 | -9584.3402 | 6895.0501 | 775.5827
11 | -5015.625 | 2544.028 | -4714.5756 | 7600.9964 | -414.8238
11 | -5015.625 | -609.2965 | -4743.4544 | 8495.8835 | 1872.4925
11 | -4868.2618 | 2834.7242 | -6277.2942 | 7144.9487 | 1165.8831
11 | 13.6431 | 2377.9819 | -9701.827 | 6598.3582 | 711.8438
11 | -5015.625 | 5030.5879 | 46.875 | 2015.625 | -2077.4629
11 | -5015.625 | 5030.5879 | 46.875 | 2015.625 | -2077.4629
11 | -5015.625 | 5104.5716 | -1200.2784 | 2015.625 | -904.2932
11 | -5015.625 | 4684.5305 | -4397.8081 | 3245.4977 | 1483.4048
11 | -5015.625 | 4617.1776 | -4469.0504 | 3389.8797 | 1477.6181
11 | -4895.6034 | 4689.4722 | -4473.0547 | 3198.3717 | 1480.8142
11 | 2591.9271 | 5063.278 | -8668.513 | 66.5714 | 946.7365
11 | -5015.625 | 3313.6304 | -2233.4016 | 2015.625 | 1919.7713
11 | -5015.625 | 5125.572 | -1554.2847 | 2015.625 | -571.2872
11 | -5015.625 | 4797.6231 | -4316.0351 | 3007.5946 | 1526.4424
11 | -5015.625 | 4655.8 | -4469.5455 | 3312.0339 | 1517.3366
11 | -4757.5417 | 4807.8698 | -4478.1126 | 2907.0572 | 1520.7274
11 | 2483.0427 | 5152.2133 | -8546.3105 | -85.5634 | 996.6178
11 | -5015.625 | 506.0206 | -449.7643 | 10026.8529 | -5067.4841
11 | 5251.3995 | -391.0919 | -8029.9796 | 8738.4853 | -5568.8132
11 | 5844.677 | -394.852 | -8426.7002 | 8567.2253 | -5590.3501
11 | 5849.2081 | -369.9428 | -8456.6974 | 8588.9423 | -5611.5102
11 | 5863.987 | -410.2134 | -8605.6751 | 8619.9428 | -5468.0413
11 | 6376.8648 | 1015.9694 | -14261.0749 | 6773.9247 | 94.3159
11 | 6376.2741 | 1046.9687 | -14270.6095 | 6718.28 | 129.0867
11 | 6375.9531 | 1024.3759 | -14290.2714 | 6763.9538 | 125.9886
11 | 6376.6889 | 1103.2311 | -14274.2184 | 6683.7575 | 110.541
11 | -5015.625 | 1659.4196 | -4587.2201 | 8629.8657 | -686.4403
11 | -5015.625 | 3607.333 | -5205.6534 | 5121.1486 | 1492.7969
11 | -4824.6755 | 2169.1809 | -6616.6589 | 7968.2772 | 1303.8763
11 | -812.609 | 1773.0202 | -9415.2404 | 7520.0425 | 934.7867
11 | -5015.625 | 4768.232 | 46.875 | 2015.625 | -1815.107
11 | -5015.625 | 5013.5542 | -2479.5892 | 2015.625 | 466.035
11 | -5015.625 | 4723.9851 | -3489.5062 | 2015.625 | 1765.5211
11 | -5015.625 | 4825.3598 | -4068.0024 | 2652.0554 | 1606.2123
11 | -5015.625 | 4428.1884 | -4466.6274 | 3462.1639 | 1591.9002
11 | -4353.2454 | 4851.0931 | -4489.0334 | 2401.2665 | 1589.9192
11 | -5015.625 | 4362.6157 | 46.875 | 2015.625 | -1409.4907
11 | -5015.625 | 15.625 | 46.875 | 2015.625 | 2937.5
11 | -5015.625 | -2222.8709 | 1166.1229 | 3134.8729 | 2937.5
11 | -5015.625 | 15.625 | -157.8897 | 2015.625 | 3142.2647
11 | -5015.625 | -1080.7467 | 160.1935 | 2563.8109 | 3372.3674
11 | -5015.625 | 15.625 | 46.875 | 2015.625 | 2937.5
11 | -5015.625 | 4566.1769 | -3388.2197 | 2015.625 | 1822.0428
11 | -5015.625 | 3533.5245 | -4455.1574 | 4159.7347 | 1777.5231
12 | 6215.626 | 1859.2203 | -13274.8162 | 4830.9501 | 369.0199
12 | 5708.4861 | 5129.8044 | -10026.8374 | -1737.3583 | 925.9052
12 | 5677.417 | 5129.7408 | -10008.6937 | -1727.5384 | 929.0742
12 | 4364.2231 | 5130.3801 | -9209.4088 | -1323.468 | 1038.2736
12 | 632.3091 | 5912.6173 | 657.9943 | -2750.8897 | -4452.031
12 | -3968.956 | 4736.2312 | -4505.735 | 2060.9077 | 1677.5522
12 | -5015.625 | 4695.8427 | -3841.136 | 2458.0058 | 1702.9125
12 | -5015.625 | 4839.9551 | -2674.5727 | 2015.625 | 834.6175
12 | -5000 | 5006.5998 | -1340.4171 | 1500 | -166.1827
12 | -4966.2726 | 5360.8174 | 1494.9577 | 403.8602 | -2293.3627
12 | -4906.9712 | 5693.7827 | 4134.072 | -633.7149 | -4287.1686
12 | -4933.3333 | 4844 | 2466.6667 | -666.6667 | -1710.6667
12 | -4893.4306 | 5492.8181 | 4541.6077 | -1065.6938 | -4075.3014
12 | -4836.9714 | 945.0609 | 7477.4859 | -1630.2857 | -1955.2897
12 | -4933.3333 | 216.5 | 2466.6667 | -666.6667 | 2916.8333
12 | -5015.625 | 4641.3093 | 46.875 | 2015.625 | -1688.1843
12 | -5000 | 4872.2628 | 500 | 1500 | -1872.2628
12 | -5000 | 0 | 500 | 1500 | 3000
12 | -4968.881 | -62.238 | 1418.0109 | 488.632 | 3124.4761
12 | -5000 | 0 | 500 | 1500 | 3000
12 | -4945.1064 | -109.7873 | 2119.362 | -284.0429 | 3219.5745
12 | -5015.625 | 3385.5457 | 2170.8208 | 4139.5708 | -4680.3124
12 | -5015.625 | -2149.2876 | 4015.7653 | 5984.5153 | -2835.368
12 | -5015.625 | -3480.964 | 4371.8682 | 6340.6182 | -2215.8973
12 | -5015.625 | 15.625 | 46.875 | 2015.625 | 2937.5
12 | -5015.625 | -2001.9855 | 1055.6802 | 3024.4302 | 2937.5
12 | -5015.625 | -2393.7381 | 1308.8322 | 3277.5822 | 2822.9488
12 | -5015.625 | -3706.8001 | 2168.2909 | 4137.0409 | 2417.0932
12 | -5015.625 | 15.625 | 46.875 | 2015.625 | 2937.5
12 | -5015.625 | 4086.3581 | -4470.3334 | 3722.6728 | 1676.9275
12 | -5015.625 | 3897.9605 | -4644.6177 | 4110.7478 | 1651.5345
12 | -5015.625 | 417.5873 | -3472.2588 | 10661.2765 | -2590.98
12 | -5015.625 | 2492.5311 | -4536.0927 | 5150.4297 | 1908.7568
12 | -5015.625 | 4797.9572 | -4429.3471 | 3104.8643 | 1542.1506
12 | -5015.625 | 4518.9146 | -3343.407 | 2015.625 | 1824.4924
12 | -5000 | 4315.6667 | -2779.861 | 1500 | 1964.1943
12 | -5000 | 0 | 291.411 | 1500 | 3208.589
12 | -4984.8782 | -30.2435 | 711.9907 | 1008.5429 | 3294.5882
12 | -5015.625 | 15.625 | -138.612 | 2015.625 | 3122.987
12 | -5015.625 | -889.4795 | 125.1455 | 2468.1772 | 3311.7818
12 | -5015.625 | -3305.2104 | -1573.2939 | 6534.3846 | 3359.7447
12 | -1430.5606 | 4320.9615 | -4673.7522 | -185.367 | 1968.7183
12 | -4966.4844 | 3886.4027 | -1589.9105 | 410.7434 | 2259.2488
12 | -4926.6809 | 4667.778 | 2513.2334 | -882.8696 | -1371.461
12 | -4866.171 | 5182.9956 | 5166.4104 | -1734.6401 | -3748.595
12 | -4792.6327 | 3114.6317 | 7370.0112 | -3280.2185 | -2411.7916
12 | -4642.2706 | 1955.9162 | 8530.7593 | -4176.9202 | -1667.4847
12 | -4515.4336 | 634.4847 | 9924.1492 | -5016.4366 | -1026.7637
12 | -4811.9257 | 1243.2113 | 7806.5764 | -2367.3882 | -1870.4739
12 | -4826.4036 | -161.1487 | 8027.0131 | -1735.9641 | -1303.4967
12 | -4820.5509 | 765.153 | 7972.7644 | -2153.0804 | -1764.2861
12 | -4807.8769 | 2935.1325 | 7609.9446 | -3261.0549 | -2476.1453
12 | -4810.2585 | 2771.826 | 7499.6539 | -3264.3176 | -2196.9038
12 | -4808.557 | 2902.3562 | 7622.6512 | -3246.8149 | -2469.6355
12 | -4913.5638 | 3839.9054 | 3049.8679 | -1309.1765 | -667.033
12 | -4867.1252 | 508.4777 | 4419.8058 | -2818.4301 | 2757.2718
12 | -4902.9689 | 1530.1509 | 1763.079 | -1653.5116 | 3263.2505
12 | -4887.2754 | 788.6003 | 3079.2961 | -2163.5488 | 3182.9279
12 | 4865.9246 | 5884.6624 | -2170.8554 | -3968.1138 | -4611.6178
12 | 5705.2078 | 5110.5056 | -10001.7397 | -1751.3525 | 937.3789
12 | 5173.4447 | 2074.3569 | -5907.5379 | -3998.7805 | 2658.5168
12 | 4845.0538 | 5752.9343 | -2013.2557 | -4059.3243 | -4525.4081
12 | 4704.3152 | -537.5141 | -457.747 | -1021.6887 | -2687.3654
12 | 4226.0425 | -399.5326 | 771.0582 | -2280.1574 | -2317.4106
12 | 3270.904 | 1064.7397 | 3000.8848 | -5433.2694 | -1903.2591
12 | 4674.5787 | -1441.7438 | -138.8153 | -666.8967 | -2427.123
12 | 4654.2666 | -1837.7726 | 73.9629 | -574.2696 | -2316.1874
12 | 2996.0248 | 1753.8584 | 3592.1202 | -6484.8126 | -1857.1908
12 | 2874.2144 | 1474.8975 | 3951.1477 | -6645.9075 | -1654.352
12 | 2336.7425 | 143.6194 | 5468.9933 | -7365.1857 | -584.1695
12 | 2358.5054 | -331.9024 | 5472.1596 | -7076.898 | -421.8647
12 | 2125.8377 | -572.9891 | 6485.4223 | -7725.723 | -312.5479
12 | 2096.1633 | -692.4396 | 6623.5264 | -7778.8553 | -248.3949
12 | 1680.7352 | -705.1645 | 6930.3643 | -7678.322 | -227.613
12 | -31.9586 | -446.5967 | 7891.872 | -7008.6881 | -404.6286
12 | 2533.0376 | 1615.7092 | 4055.3123 | -6455.7943 | -1748.2647
12 | -2868.9746 | 378.527 | 9096.3419 | -5647.437 | -958.4573
12 | 5114.4583 | -239.0945 | -5250.9339 | -2851.4307 | 3227.0009
12 | 5114.35 | -242.9732 | -5249.7231 | -2849.4678 | 3227.8141
12 | 5114.5956 | -245.8385 | -5251.2203 | -2845.5311 | 3227.9943
12 | 5168.6548 | -965.6969 | -5562.0973 | -1890.3413 | 3249.4808
12 | 5182.7653 | -2421.3069 | -5378.7826 | -379.8931 | 2997.2174
12 | 1788.9563 | -2431.2559 | -2467.6 | 332.0943 | 2777.8053
12 | 5389.0709 | -3220.7582 | -6899.2892 | 1523.7816 | 3207.1948
12 | 5332.6011 | -3092.8412 | -6464.4536 | 1092.2753 | 3132.4184
12 | 5423.6189 | -3564.5402 | -7109.8715 | 2052.074 | 3198.7187
12 | 4767.0205 | -723.4041 | -5250.264 | -2059.213 | 3265.8606
12 | 1282.5277 | -3366.3499 | -5152.1885 | 3902.4936 | 3333.5171
12 | 5127.0271 | -772.2675 | -5254.1988 | -2353.8616 | 3253.3008
12 | 4679.599 | 1134.3918 | -4325.8091 | -4635.7811 | 3147.5994
12 | 2400.1146 | -56.7093 | 5054.0375 | -7310.5176 | -86.9252
12 | -250.2069 | -80.5935 | 7384.894 | -6771.1038 | -282.9898
12 | 2378.5339 | -515.4423 | 5384.0741 | -6979.9529 | -267.2128
12 | 1727.5973 | -502.9779 | 5944.1132 | -6860.5083 | -308.2242
12 | 2355.1436 | -653.0915 | 5549.2757 | -6941.0944 | -310.2334
12 | 2114.6956 | -822.9113 | 6580.8217 | -7647.8658 | -224.7402
12 | 2137.8956 | -919.1432 | 6544.2327 | -7546.0198 | -216.9653
12 | 2108.0128 | -820.58 | 6605.7163 | -7673.7735 | -219.3756
12 | 1869.5413 | -777.273 | 6785.4205 | -7658.5799 | -219.1089
12 | 2101.315 | -730.9601 | 6583.9335 | -7777.2819 | -177.0065
12 | 1560.4175 | -712.5891 | 7015.7721 | -7648.9326 | -214.6679
12 | 362.488 | -690.0101 | 7798.7667 | -7289.7489 | -181.4958
12 | -903.9146 | 1281.1692 | -657.1228 | -2970.9016 | 3250.7697
12 | -4888.4986 | 1258.7362 | 2762.2654 | -2123.7966 | 2991.2936
12 | -4888.2303 | 1255.5074 | 2782.3879 | -2132.5153 | 2982.8503
12 | -4816.394 | 809.7813 | 5531.5949 | -3344.0183 | 1819.036
12 | -4424.4069 | 40.6035 | 10055.3326 | -5495.7031 | -175.8261
12 | -4408.45 | -162.6503 | 10321.3412 | -5614.1854 | -136.0554
12 | -4841.8347 | -1657.9676 | 7224.5947 | -1581.6528 | 856.8604
12 | -4840.4641 | 208.1023 | 5562.744 | -3328.4806 | 2398.0984
12 | -4890.0155 | 1211.6188 | 2769.8914 | -2074.496 | 2983.0013
12 | -4923.707 | -43.1938 | 2967.2348 | -762.9298 | 2762.5958
12 | -4948.7709 | -1777.4762 | 3221.5489 | 1045.3469 | 2459.3513
12 | -4886.7855 | 1203.0842 | 2892.7891 | -2179.4728 | 2970.385
12 | -4857.8024 | 382.2554 | 4814.784 | -3001.4684 | 2662.2315
12 | 5079.8435 | -664.6007 | -4882.1136 | -2770.6146 | 3237.4853
12 | 4936.5865 | -2570.6273 | -3290.2779 | -1862.0007 | 2786.3194
12 | 4935.5897 | 1592.8659 | -5164.7175 | -4308.0112 | 2944.2731
12 | 6201.2559 | 147.1419 | -14811.1193 | 8356.5858 | 106.1357
12 | 1101.656 | 646.0219 | -11373.5176 | 8920.8987 | 704.941
12 | -4645.4286 | 1182.4952 | -7381.817 | 9589.9765 | 1254.7739
12 | 6214.8068 | -2013.4037 | -14478.2813 | 9709.1632 | 567.715
12 | 1711.1195 | -2479.9037 | -11298.7178 | 10776.3781 | 1291.1239
12 | -4695.4011 | -3076.0573 | -6655.1808 | 12271.8168 | 2154.8224
12 | -5015.625 | -1406.6456 | -3384.9442 | 11775.1536 | -1967.9389
12 | -5015.625 | -5009.5322 | -3936.5546 | 10789.2227 | 3172.4891
12 | -5015.625 | -5529.5074 | -3186.8794 | 10337.5444 | 3394.4675
12 | -4911.6522 | -4441.1024 | -4828.3459 | 11254.363 | 2926.7374
12 | 6271.5326 | -339.5318 | -12666.4842 | 8965.8842 | -2231.4009
12 | 6190.0137 | -514.4286 | -11776.0656 | 9210.0985 | -3109.6179
12 | 5797.9763 | -163.199 | -8120.7372 | 8172.145 | -5686.1851
12 | 5544.5948 | -1762.4452 | -6207.3959 | 7064.8017 | -4639.5553
12 | -3720.322 | -3401.952 | 1836.0253 | 8474.8555 | -3188.6067
12 | 5085.3082 | -4745.5195 | -2619.6517 | 5115.5276 | -2835.6647
12 | -5015.625 | -109.267 | -1065.2722 | 11338.8704 | -5148.7062
12 | -5015.625 | -91.7958 | -895.2222 | 11281.2077 | -5278.5647
12 | -5015.625 | -54.7325 | -935.1281 | 11310.5628 | -5305.0773
12 | -5015.625 | -3340.5371 | 2643.9432 | 8886.2431 | -3174.0241
12 | -5015.625 | -3723.2117 | 2977.498 | 8635.2245 | -2873.8858
12 | 6273.1257 | -957.0615 | -12641.5482 | 9342.1477 | -2016.6637
12 | 6213.2028 | 2697.2076 | -13319.1681 | 4230.3173 | 178.4404
12 | 6081.0694 | 3576.3953 | -12474.8889 | 2500.2457 | 317.1786
12 | 5795.6982 | 5338.2265 | -10641.5094 | -1141.4149 | 648.9997
12 | 5726.5833 | 5235.0763 | -10158.902 | -1656.6285 | 853.8709
12 | 5592.753 | 5224.3438 | -10068.6734 | -1622.9205 | 874.4971
12 | 4919.2593 | 6208.8039 | -2555.8738 | -3726.44 | -4845.7494
12 | 4823.2397 | 5574.2919 | -1790.3915 | -4126.4898 | -4480.6503
12 | 3858.3339 | 3149.8806 | 1537.1396 | -5491.1912 | -3054.1629
12 | 5715.9438 | 5171.5431 | -10072.8298 | -1699.5668 | 884.9097
12 | 5157.0579 | 5306.5461 | -10298.202 | -873.9583 | 708.5564
12 | -5015.625 | 4831.9548 | -4586.5732 | 3294.0195 | 1476.2238
12 | -5015.625 | 5248.1952 | -1216.2055 | 2015.625 | -1031.9898
12 | -5015.625 | 5234.7888 | -1015.947 | 2015.625 | -1218.8418
12 | -5011.5069 | 5292.086 | -864.6823 | 1879.7265 | -1295.6234
12 | -5000 | 5401.2981 | 69.5745 | 1500 | -1970.8727
12 | -4991.4661 | 5481.0575 | 751.7503 | 1222.6479 | -2463.9896
12 | -4926.0496 | 5819.9519 | 3621.9783 | 37.0508 | -4552.9314
12 | -5000 | 5411.8621 | 160.3106 | 1500 | -2072.1726
12 | -5000 | 5389.1213 | 500 | 1500 | -2389.1213
12 | -4994.1635 | 5471.6864 | 672.1753 | 1310.3154 | -2460.0135
12 | -4931.3791 | 5805.455 | 3498.6067 | 244.1114 | -4616.794
12 | -5015.625 | 5129.072 | 46.875 | 2015.625 | -2175.947
12 | -5000 | 5358.4846 | 500 | 1500 | -2358.4846
12 | -5015.625 | 3869.8672 | 2018.2994 | 3987.0494 | -4859.5911
12 | -5015.625 | 409.9025 | -932.2337 | 10947.4137 | -5409.4575
12 | -5015.625 | 5163.6376 | 46.875 | 2015.625 | -2210.5126
12 | -5000 | 5389.1213 | 500 | 1500 | -2389.1213
12 | -5015.625 | 4073.7715 | 1962.1544 | 3930.9044 | -4951.2052
12 | -5015.625 | 1074.884 | -795.0312 | 10271.3134 | -5535.5411
12 | -5015.625 | 5179.2548 | -186.4083 | 2015.625 | -1992.8466
12 | -5011.3221 | 5225.7321 | 171.6581 | 1873.6304 | -2259.6985
12 | -5015.625 | 5163.6376 | 46.875 | 2015.625 | -2210.5126
12 | -4938.5195 | 5647.4301 | 3388.159 | 576.3674 | -4673.4369
12 | -5000 | 4249.6729 | 500 | 1500 | -1249.6729
12 | -5015.625 | 2596.4732 | -1629.8497 | 2015.625 | 2033.3765
12 | -5015.625 | 4721.569 | -4693.5969 | 3528.1411 | 1459.5118
12 | -5015.625 | 4692.7397 | -4673.0849 | 3582.8245 | 1413.1457
12 | 5823.2538 | 5151.4382 | -10777.5808 | -762.0447 | 564.9335
12 | 5789.8566 | 4954.638 | -10508.0508 | -898.8356 | 662.3918
12 | 5355.6763 | 5126.0836 | -10527.6219 | -561.7402 | 607.6021
12 | -1648.5376 | 4767.9396 | -6614.4807 | 2373.1283 | 1121.9504
12 | -5015.625 | 5118.1523 | -662.5648 | 2200.8085 | -1640.7709
12 | -5015.625 | 4002.3616 | -3851.3811 | 3275.5374 | 1589.1072
12 | -4993.276 | 4514.2277 | -4823.3635 | 3949.6447 | 1352.767
12 | -5015.625 | 4541.6026 | -4612.2485 | 3875.7277 | 1210.5432
12 | -5015.625 | 4407.9097 | -4632.0338 | 3828.2939 | 1411.4552
12 | -5015.625 | 4273.3534 | -4401.3549 | 3658.6755 | 1484.951
12 | -5015.625 | 2452.7698 | -4427.7292 | 5371.9169 | 1618.6675
12 | -5012.6111 | 4666.0204 | -4691.4686 | 3637.3112 | 1400.7481
12 | -5015.625 | 4668.9658 | -4662.7026 | 3628.7899 | 1380.5719
12 | -5015.625 | 4644.0911 | -4664.6191 | 3627.4034 | 1408.7495
12 | -5015.625 | 4418.1868 | -4404.6939 | 3513.1946 | 1488.9376
12 | -4353.8602 | 4137.8217 | -4437.3241 | 3112.6323 | 1540.7303
12 | 4954.9052 | 6073.3043 | -2762.5788 | -3326.6584 | -4938.9723
12 | 4792.7676 | 5010.9464 | -1471.8888 | -4008.3202 | -4323.505
12 | 3237.4834 | 3499.8344 | -10885.2798 | 3554.5194 | 593.4425
12 | -4825.1049 | 3384.1603 | -6105.8597 | 6305.4947 | 1241.3095
12 | -5015.625 | 3964.4243 | -4427.354 | 5000.6219 | 477.9327
12 | -5015.625 | 1123.5526 | -3528.1804 | 10102.8563 | -2682.6034
12 | -5015.625 | 1585.0494 | -3583.9769 | 9627.0933 | -2612.5408
12 | 5271.0329 | 5877.1258 | -5785.172 | -2656.7404 | -2706.2463
12 | 4920.1022 | 6210.1215 | -2561.7055 | -3720.0489 | -4848.4693
12 | 4934.7444 | 6201.0692 | -2656.3443 | -3587.3918 | -4892.0775
12 | 6199.3266 | 972.5433 | -14816.2829 | 7710.5503 | -66.1373
12 | 1238.1436 | 1492.8143 | -11472.2606 | 8232.19 | 509.1127
12 | -4652.3114 | 2077.3454 | -7381.1396 | 8890.8167 | 1065.289
12 | 6268.4664 | 374.6045 | -12714.2206 | 8402.3208 | -2331.1712
12 | 6088.6422 | -116.4524 | -10738.1656 | 9024.6786 | -4258.7028
12 | 5836.8956 | 73.3329 | -8401.6921 | 8348.4986 | -5857.035
12 | -1783.7192 | 126.5521 | -3312.8131 | 10541.8292 | -5571.8489
12 | 5847.5265 | 133.001 | -8471.4219 | 8400.0678 | -5909.1734
12 | 2562.7669 | 276.895 | -6404.7343 | 9456.0743 | -5891.002
12 | 6213.319 | 2758.3274 | -13320.6429 | 4190.5336 | 158.4628
12 | 6218.3384 | 2701.1249 | -13288.4572 | 4298.2046 | 70.7893
12 | 6240.46 | -246.3155 | -13050.7719 | 6597.5815 | 459.0459
12 | 6255.6827 | -3265.7584 | -12851.9696 | 8850.9459 | 1011.0993
12 | 6074.6914 | -4331.2268 | -11466.3542 | 8078.3414 | 1644.5483
12 | 5639.1279 | -6818.1151 | -8112.8219 | 6237.4886 | 3054.3205
12 | 5513.6522 | -6974.0348 | -7008.8929 | 5841.146 | 2628.1294
12 | 5352.2222 | -7043.8296 | -5623.7722 | 5179.8144 | 2135.5652
12 | 4873.2995 | -3352.6349 | -2561.5178 | -1294.8744 | 2335.7275
12 | 4567.3097 | -6684.1673 | 969.63 | 1280.8915 | -133.664
12 | 4536.3868 | -6963.6426 | 1288.7574 | 1414.282 | -275.7836
12 | 4692.1635 | -7270.0147 | 67.1321 | 2524.7313 | -14.0123
12 | 4612.4934 | -7545.9384 | 789.3317 | 2406.6208 | -262.5075
12 | 2284.7886 | -7573.9649 | 2471.8767 | 3145.2394 | -327.9399
12 | 4905.7718 | -6067.9568 | -1252.1552 | 4318.125 | -1903.7848
12 | 4858.6054 | -6246.6612 | -920.7149 | 3993.8917 | -1685.1209
12 | 4630.7218 | -7393.9263 | 727.6954 | 2676.7565 | -641.2474
12 | 5351.1222 | -7242.8152 | -5586.0909 | 5337.0439 | 2140.74
12 | -5015.625 | -6677.896 | 1294.8783 | 8367.2045 | 2031.4383
12 | -5015.625 | -7371.9454 | 4903.2126 | 6871.9626 | 612.3952
12 | -4971.5089 | -7748.5452 | 6819.3588 | 6052.9101 | -152.2148
12 | -4967.6192 | -7870.3624 | 6993.2138 | 5985.6046 | -140.8367
12 | 5480.609 | -5530.6304 | -7116.9001 | 4018.3328 | 3148.5887
12 | 4923.8564 | -2865.0504 | -3120.4031 | -1626.8894 | 2688.4865
12 | 4915.1672 | -2874.3786 | -3044.3509 | -1656.0368 | 2659.599
12 | 4913.9697 | -2869.1628 | -3041.6964 | -1684.0854 | 2680.9749
12 | 5971.6382 | 1471.1167 | -11327.4564 | 3127.3069 | 757.3946
12 | 5835.7692 | 2322.1623 | -10447.9781 | 1403.6272 | 886.4193
12 | 4925.7393 | 3281.4702 | -2192.2406 | -1689.9008 | -4325.0681
12 | 5512.6973 | 3393.6092 | -8259.2141 | -2022.1874 | 1375.095
12 | 4840.0294 | 4013.3778 | -2066.1127 | -4024.371 | -2762.9235
12 | 4751.2588 | 3879.3516 | -1029.6861 | -3601.3049 | -3999.6194
12 | 4642.6663 | -974.2971 | 170.5292 | -1257.4948 | -2581.4036
12 | 4584.1 | -3937.1909 | 812.8514 | 141.0075 | -1600.768
12 | 4553.2583 | -6010.4842 | 1143.7068 | 1077.2487 | -763.7296
12 | 4530.3421 | -6755.1919 | 1360.6896 | 1353.5292 | -489.3691
12 | 4973.2788 | -4834.1944 | -1783.5814 | 4208.1919 | -2563.6949
12 | 5290.6624 | 2739.171 | -6612.5143 | -3393.9211 | 1976.602
12 | 4960.1736 | 3231.782 | -3482.7257 | -4221.948 | -487.2819
12 | 5100.8813 | 1655.5989 | -5151.3333 | -4196.0064 | 2590.8595
12 | 5092.9178 | 1343.2725 | -5062.6888 | -4041.109 | 2667.6074
12 | 5022.1091 | -1192.7712 | -4271.0079 | -2757.6841 | 3199.3541
12 | 4936.3385 | -2572.945 | -3287.6466 | -1861.8733 | 2786.1263
12 | 4935.0655 | -2591.695 | -3273.0259 | -1849.2529 | 2778.9083
12 | 5169.7365 | -2428.7644 | -5222.8844 | -741.3385 | 3223.2509
12 | 5352.6598 | -4300.2387 | -6332.6194 | 2092.0405 | 3188.1578
12 | 5290.1423 | -4158.6226 | -5851.215 | 1614.3221 | 3105.3731
12 | 5390.9077 | -4680.838 | -6565.7539 | 2676.9103 | 3178.7739
12 | 5087.2783 | 1590.2799 | -5035.2523 | -4227.99 | 2585.6842
12 | 6254.6167 | -2202.7865 | -12925.5009 | 8166.4106 | 707.2601
12 | 6259.7558 | -3222.1305 | -12858.3866 | 8927.1316 | 893.6297
12 | 6130.9281 | -3980.5195 | -11872.1205 | 8377.2 | 1344.5119
12 | 5600.4535 | -7009.3116 | -7787.8389 | 6135.2175 | 3061.4795
12 | 5333.1714 | -7341.4439 | -5436.3038 | 5290.948 | 2153.6284
12 | 4841.3415 | -3550.7692 | -2291.5198 | -1358.2377 | 2359.1852
12 | 4553.6838 | -6682.706 | 1028.0732 | 1063.2114 | 37.7376
12 | 3193.0229 | -3264.1386 | 3823.3162 | -4241.2786 | 489.0781
12 | 5156.4472 | -7536.3917 | -3875.4293 | 4738.6185 | 1516.7554
12 | 4775.9383 | -6969.223 | -271.9412 | 3785.2681 | -1320.0422
12 | 4670.3307 | -7369.3502 | 470.1682 | 3059.2953 | -830.444
12 | -879.3765 | -7755.4264 | 4174.4498 | 4889.7886 | -429.4355
12 | 4660.608 | -7706.303 | 399.6052 | 2744.1074 | -98.0176
12 | -1907.9718 | -7925.5844 | 4838.4166 | 5135.6977 | -140.5581
12 | -2827.4379 | -7901.0375 | 5581.59 | 5349.393 | -202.5077
12 | -5015.625 | -7174.1128 | 1981.7229 | 8111.4272 | 2096.5877
12 | -5015.625 | -7578.6252 | 4914.6642 | 6883.4142 | 796.1719
12 | -4967.667 | -7870.5344 | 6991.1695 | 5986.5243 | -139.4924
12 | 5465.3667 | -5912.1415 | -6939.1332 | 4244.0949 | 3141.8131
12 | 4879.9757 | -3109.4488 | -2737.0636 | -1691.5073 | 2658.044
12 | 4751.6944 | -2923.0978 | -2379.8908 | -2068.559 | 2619.8531
12 | 4647.482 | -3131.4261 | -1845.3342 | -2051.7538 | 2381.0321
12 | 1287.5596 | -3035.1287 | 594.0419 | -1211.2965 | 2364.8236
12 | 650.3863 | -3033.5631 | 1044.3191 | -1021.973 | 2360.8306
12 | -4979.5943 | -4642.129 | 3825.3256 | 3560.1743 | 2236.2234
12 | -5015.625 | -5530.3569 | 3195.0714 | 5163.8214 | 2187.089
12 | -5015.625 | -5291.6842 | 3000.897 | 4969.647 | 2336.7651
12 | 3571.8576 | -3014.7094 | 2194.7374 | -3868.4687 | 1116.5831
12 | 3476.7865 | -3012.0843 | 2557.2712 | -4021.9734 | 1000
12 | 3098.6264 | -3018.1409 | 4010.9849 | -4617.3987 | 525.9283
12 | 2195.4373 | -2983.27 | -234.2205 | -1434.981 | 2457.0342
12 | 4737.203 | -2889.8711 | -2346.0891 | -2120.8239 | 2619.5811
12 | 4218.7991 | -2919.5847 | -342.9293 | -2920.9315 | 1964.6465
12 | 4188.9281 | -2920.4904 | -227.9398 | -2967.676 | 1927.1782
12 | 3018.3717 | -2777.2819 | 4181.8185 | -4941.585 | 518.6768
12 | -1307.9162 | -2361.8555 | 7294.8097 | -4152.8492 | 527.8112
12 | 3471.3048 | -2998.0572 | 2569.4933 | -4042.7409 | 1000
12 | 3097.4439 | -3014.8043 | 4013.4265 | -4622.1456 | 526.0796
12 | 2907.1629 | -3017.6769 | 4140.0907 | -4556.7541 | 527.1774
12 | 2673.1662 | -3010.2136 | 3112.3491 | -3775.3018 | 1000
12 | -2088.3007 | -3042.4491 | 7489.9731 | -2913.5555 | 554.3322
12 | 1385.9432 | -3019.9672 | 6008.6778 | -4318.6525 | -56.0013
12 | -1106.3136 | -3010.2805 | 6808.6078 | -2647.838 | -44.1756
12 | -1331.3059 | -3008.5781 | 6741.5001 | -2418.0995 | 16.4834
12 | -1828.9738 | -3012.317 | 7211.2126 | -2341.2228 | -28.6989
12 | -2191.6924 | -3038.4007 | 8295.9783 | -3107.2691 | 41.3839
12 | 4333.5796 | -2889.2818 | -2000.7916 | -2037.5745 | 2594.0683
12 | 4166.1538 | -2913.8462 | -587.6923 | -2741.5385 | 2076.9231
12 | 3472.8012 | -2913.8462 | -1281.045 | -1817.0682 | 2539.1582
12 | 4127.619 | -2916.1905 | -367.619 | -2843.8095 | 2000
12 | -4864.763 | -2052.2935 | 6150.8762 | -1233.8197 | 2000
12 | -4832.141 | -2044.5048 | 7392.0833 | -2015.1756 | 1499.7381
12 | -4744.3606 | -2044.8118 | 8269.4441 | -2607.8385 | 1127.5668
12 | -2594.2433 | -3018.5701 | 4204.2711 | -591.4578 | 2000
12 | -4893.0457 | -3030.1983 | 5777.2065 | 146.0374 | 2000
12 | -4828.5421 | -3048.235 | 8255.6339 | -1374.7543 | 995.8975
12 | -4828.2976 | -3048.2528 | 8258.0919 | -1376.394 | 994.8525
12 | -4828.528 | -3050.8241 | 8258.3464 | -1372.9166 | 993.9223
12 | -4865.9133 | -4929.0958 | 8407.5378 | 1094.1625 | 293.3088
12 | -4967.0839 | -7854.1161 | 6999.6554 | 5958.8548 | -137.3103
12 | -2960.8275 | -3020.7702 | 4080.3805 | -246.8741 | 2148.0912
12 | -4895.4045 | -3030.2947 | 5687.2062 | 202.2868 | 2036.2062
12 | -4918.9713 | -3009.6878 | 4976.2197 | 952.4394 | 2000
12 | -4923.1971 | -3012.3778 | 4793.0267 | 1031.2493 | 2111.299
12 | 1566.0123 | -2630.5834 | 233.6047 | -1671.7373 | 2502.7036
12 | -4876.8419 | -2035.9729 | 5677.8733 | -957.9305 | 2192.872
12 | -4890.3166 | -2677.0236 | 5626.3406 | -174.0293 | 2115.0289
12 | -4892.2862 | -2780.0373 | 5625.5334 | -52.7219 | 2099.512
12 | -4205.554 | -2743.7141 | 5047.3679 | -245.6385 | 2147.5387
12 | 3646.3598 | -6929.5543 | -6696.3253 | 6799.0687 | 3180.4511
12 | -5015.625 | -6985.2951 | 769.5633 | 8626.111 | 2605.2459
12 | 2901.2848 | -6872.6137 | -6313.0872 | 7073.2542 | 3211.1619
12 | 406.2321 | -6646.9146 | -5073.2152 | 8019.2344 | 3294.6632
12 | 6253.3849 | -2346.4374 | -13056.2779 | 8464.7821 | 684.5483
12 | 6258.4957 | -3161.307 | -12930.745 | 8974.9191 | 858.6372
12 | 5118.0169 | -3279.4398 | -12125.577 | 9245.1723 | 1041.8277
12 | -4888.8373 | -4210.6195 | -4872.4671 | 11581.017 | 2390.907
12 | -5015.625 | -3549.6416 | -3577.6672 | 11384.3708 | 758.563
12 | -5015.625 | -4924.7442 | -3788.1987 | 11008.0736 | 2720.4943
12 | -5015.625 | -6312.289 | -1787.7035 | 9802.7779 | 3312.8396
12 | -5015.625 | -6975.6437 | 729.0797 | 8644.4069 | 2617.7822
12 | -4913.64 | -4367.1821 | -4662.9401 | 11464.3211 | 2479.441
12 | 4905.2556 | -2188.1914 | -12151.6893 | 8597.4316 | 837.1935
12 | -4852.3183 | -1098.5471 | -5403.4796 | 9621.177 | 1733.168
12 | -4976.1145 | -200.9459 | -4487.3329 | 7796.6298 | 1867.7635
12 | 6079.4824 | -1083.899 | -11802.7806 | 5905.5663 | 901.6309
12 | 5676.2369 | 1441.9189 | -9192.577 | 789.8579 | 1284.5632
12 | 4786.3099 | 2380.0353 | -1119.2126 | -2235.3326 | -3811.8
12 | 5351.84 | 2517.7601 | -6994.8363 | -2650.0069 | 1775.2431
12 | 4880.3179 | 2952.2012 | -2653.6392 | -4053.4836 | -1125.3963
12 | 4699.1556 | 2678.6816 | -538.5078 | -3190.0935 | -3649.2359
12 | 4628.6527 | -472.5137 | 240.7231 | -1668.3923 | -2728.4698
12 | 4537.1173 | -5103.3298 | 1244.6322 | 517.3785 | -1195.7984
12 | 4526.1705 | -5839.2206 | 1362.0654 | 849.6862 | -898.7015
12 | 4114.0212 | -4665.8689 | 2258.1515 | -775.9816 | -930.3222
12 | 3221.6767 | -2261.1236 | 4149.6509 | -4277.0958 | -833.1081
12 | 1736.2708 | -3174.1243 | 4701.3544 | -2420.3385 | -843.1624
12 | -1969.7628 | -909.9179 | 8304.5957 | -4629.1481 | -795.7669
12 | 3232.4346 | -3040.6291 | 4182.4057 | -3776.4259 | -597.7854
12 | 4644.5462 | 3050.0395 | -1563.4301 | -4330.528 | -1800.6276
12 | 1766.0615 | 3201.0672 | 2303.4723 | -4000.8964 | -3269.7046
12 | 4181.8289 | 3202.8102 | 719.9419 | -4753.1193 | -3351.4617
12 | 4330.3338 | 3820.4739 | 135.3643 | -4652.8934 | -3633.2786
12 | 5134.4976 | 1877.1529 | -5382.9383 | -3992.75 | 2364.0377
12 | 5019.1394 | 2049.1004 | -4290.4756 | -4281.7754 | 1504.0112
12 | 3963.913 | 2712.0421 | 853.723 | -5417.5362 | -2112.1418
12 | 2707.8134 | 2715.71 | 2791.4177 | -5467.702 | -2747.2392
12 | 3684.9276 | 2733.4635 | 2112.1528 | -5730.7919 | -2799.7519
12 | 3505.0329 | 2344.3875 | 2657.508 | -5966.7712 | -2540.1572
12 | 2457.3643 | -54.9026 | 5745.4347 | -7352.3171 | -795.5793
12 | -809.6201 | 25.2579 | 7982.583 | -6413.8507 | -784.3701
12 | -2672.9255 | 500.9669 | 8838.1989 | -5579.5596 | -1086.6807
12 | 5086.1999 | 1601.3932 | -5011.0803 | -4196.8738 | 2520.361
12 | 5067.4474 | 1507.9627 | -4863.3445 | -4272.8691 | 2560.8036
12 | 4985.0492 | -1443.16 | -3942.0877 | -2779.3837 | 3179.5823
12 | 4897.9479 | -2844.749 | -2943.4683 | -1869.6732 | 2759.9427
12 | 4369.608 | 69.9516 | -2532.7362 | -5059.0453 | 3152.2218
12 | 4331.659 | 190.1807 | -2452.0885 | -5214.9711 | 3145.2199
12 | 2388.2727 | -825.2988 | 5544.7487 | -7495.3316 | 387.6091
12 | 386.9034 | -781.235 | 6913.6159 | -6921.4867 | 402.2023
12 | 4005.2024 | 198.7624 | -2237.5879 | -5117.629 | 3151.2521
12 | -4845.2655 | 148.9348 | 5357.4798 | -3236.0587 | 2574.9096
12 | -4839.0071 | 105.3194 | 5627.1305 | -3354.4316 | 2460.9887
12 | -4605.016 | -353.8303 | 8327.5111 | -4638.8491 | 1270.1843
12 | 4735.7682 | -2621.2913 | -2485.3868 | -2336.7206 | 2707.6305
12 | 5181.7402 | -3089.9316 | -5210.3174 | -92.9121 | 3211.421
12 | 5335.2279 | -4660.2533 | -6141.4768 | 2284.5271 | 3181.975
12 | 5270.1287 | -4512.7888 | -5640.1919 | 1787.0805 | 3095.7716
12 | 5375.0554 | -5056.5701 | -6384.239 | 2893.5502 | 3172.2036
12 | 3002.3647 | -4742.9617 | -5148.976 | 3635.8363 | 3253.7367
12 | 4612.7613 | 1804.2765 | -4974.5681 | -3890.2805 | 2447.8108
12 | -4262.563 | 713.5146 | 2766.0103 | -2394.0172 | 3177.0553
12 | -4881.9216 | 666.3264 | 3460.348 | -2337.5484 | 3092.7956
12 | -4874.8146 | 805.8417 | 4192.9681 | -2568.5242 | 2444.529
12 | -4823.4873 | 1272.8227 | 6603.1158 | -3340.6721 | 288.2209
12 | -4673.0966 | 1736.299 | 8843.3108 | -4103.5346 | -1802.9786
12 | -4568.4249 | 929.6813 | 9651.3435 | -4727.7564 | -1284.8435
12 | -4696.9624 | -738.0762 | 9429.5483 | -2911.3987 | -1083.111
12 | -4805.1616 | 2185.1439 | 7988.6909 | -3091.2922 | -2277.381
12 | -4812.7029 | -1224.2911 | 8935.5029 | -1676.9166 | -1221.5924
12 | -4816.0668 | -2330.5655 | 9150.5699 | -1253.2888 | -750.6487
12 | -4844.8484 | -3817.4046 | 8857.1665 | 237.7652 | -432.6787
12 | -4967.0568 | -7849.2617 | 7001.2998 | 5958.821 | -143.8023
12 | -4868.699 | 418.3142 | 4373.3805 | -2767.2836 | 2844.2878
12 | 1180.5682 | 2365.7673 | -4747.3902 | -853.0671 | 2054.1219
12 | -2477.0474 | 1265.4143 | -4575.3787 | 3905.3491 | 1881.6627
12 | -5015.625 | 1234.8075 | -2945.2727 | 4789.7895 | 1936.3008
12 | -5015.625 | 1739.6764 | 1046.3999 | 3015.1499 | -785.6012
12 | -4921.7659 | 2252.727 | 5033.5428 | 1183.0285 | -3547.5324
12 | -5015.625 | 278.1741 | 3331.1535 | 5299.9035 | -3893.6061
12 | -5015.625 | -4738.9796 | 5003.5381 | 6972.2881 | -2221.2216
12 | -5015.625 | 59.4126 | -4186.5147 | 7261.8204 | 1880.9066
12 | -5015.625 | -1528.4893 | -3674.4071 | 10150.2545 | 68.2668
12 | -5015.625 | 2075.8339 | -1212.1349 | 2015.625 | 2136.301
12 | -5015.625 | 2061.3625 | 46.875 | 2015.625 | 891.7625
12 | -5000 | 2214.5594 | 500 | 1500 | 785.4406
12 | -5000 | 258.6207 | 500 | 1500 | 2741.3793
12 | -4928.7688 | -52.7086 | 2601.3194 | -815.0129 | 3195.171
12 | -5015.625 | 306.708 | 46.875 | 2015.625 | 2646.417
12 | -5015.625 | -977.4816 | 543.4283 | 2512.1783 | 2937.5
12 | -5015.625 | -3350.0518 | 1729.7134 | 3698.4634 | 2937.5
12 | -5015.625 | -3832.1184 | 2041.2265 | 4009.9765 | 2796.5403
12 | -5015.625 | -5152.39 | 2905.4043 | 4874.1543 | 2388.4564
12 | -4948.6203 | -569.5411 | 2249.0925 | 63.55 | 3205.5189
12 | -5015.625 | -2442.0268 | 970.213 | 3244.4509 | 3242.988
12 | -5015.625 | -4665.1269 | -592.7925 | 6986.418 | 3287.1263
12 | -5004.3691 | 2187.3891 | -989.756 | 1644.1812 | 2162.5548
12 | -5000 | 2227.5491 | -630.106 | 1500 | 1902.5569
12 | -4978.075 | 2425.9969 | 1146.7872 | 787.4379 | 617.8531
12 | -4860.6533 | 3008.7351 | 6318.532 | -1320.9606 | -3145.6532
12 | -5000 | 2130.5561 | -832.1749 | 1500 | 2201.6188
12 | -4888.875 | 707.279 | 3113.2503 | -2111.5623 | 3179.908
12 | 6259.39 | -2398.9619 | -12873.4461 | 8523.3834 | 489.6346
12 | 6261.229 | -3111.7987 | -12844.6616 | 8957.7179 | 737.5134
12 | 6172.1914 | -2637.6072 | -11917.4725 | 8816.2539 | -433.3655
12 | 5496.662 | -2189.3375 | -5657.4862 | 6990.2197 | -4640.058
12 | 5028.6929 | -5142.9781 | -2123.7449 | 4945.0724 | -2707.0423
12 | 4909.4115 | -5961.4166 | -1239.1538 | 4408.1073 | -2116.9484
12 | 3808.5324 | -5507.0578 | -903.0447 | 5021.5476 | -2419.9775
12 | -2988.1159 | -431.958 | 8809.5158 | -4397.1516 | -992.2904
12 | -5015.625 | -2216.387 | -1193.8499 | 10936.0232 | -2510.1613
12 | -5015.625 | -2030.7947 | 1269.5973 | 10078.3561 | -4301.5338
12 | -5015.625 | -5088.6729 | 4600.8373 | 7824.0953 | -2320.6347
12 | -5015.625 | -5909.9014 | 5316.6537 | 7285.4037 | -1676.5309
12 | -4967.6634 | -7868.3821 | 6991.8485 | 5986.981 | -142.7839
12 | 6261.4288 | -1108.102 | -12822.0983 | 8165.7414 | -496.9699
12 | 6265.1634 | -2555.7227 | -12763.643 | 9047.7828 | 6.4195
12 | 6084.3467 | -1592.7402 | -10880.7183 | 8760.4993 | -2371.3876
12 | 5637.3711 | -1296.1348 | -6738.6903 | 7552.2723 | -5154.8182
12 | 5030.2656 | -5127.9505 | -2154.2985 | 4899.0627 | -2647.0792
12 | 5014.139 | -5230.9468 | -2028.0882 | 4841.1406 | -2596.2446
12 | 6062.7409 | 3660.741 | -12286.3213 | 2314.2934 | 248.5459
12 | 5914.2901 | 2770.5608 | -11086.0073 | 1717.3778 | 683.7785
12 | 4012.5187 | 3590.2614 | -11152.9409 | 3106.5516 | 443.6092
12 | 147.393 | 3472.4269 | -8918.7307 | 4557.185 | 741.7258
12 | -1923.3359 | 3507.0153 | -7087.8476 | 5055.214 | 448.9541
12 | -5015.625 | 3700.7706 | -3431.8828 | 5393.0028 | -646.2656
12 | -5015.625 | 4434.5352 | 1328.1651 | 3296.9151 | -4043.9905
12 | -4988.4142 | 4616.5103 | 2487.5561 | 2769.2383 | -4884.8905
12 | -5015.625 | 4058.5725 | 1988.8642 | 3957.6142 | -4989.426
12 | -5015.625 | 1160.8084 | -694.6242 | 10086.793 | -5537.3522
12 | -5015.625 | 3055.0523 | -4312.7315 | 5702.8313 | 570.4728
12 | -4944.3915 | 2595.9708 | -5017.1116 | 5913.185 | 1452.3472
12 | -5011.6147 | 2182.7116 | -4431.8475 | 5621.9705 | 1638.7802
12 | -5015.625 | 2161.7841 | -4396.5832 | 5605.0058 | 1645.4183
12 | -4983.959 | 3436.9297 | -4529.4173 | 6052.4214 | 24.0253
12 | -5015.625 | 3501.3331 | -4239.2817 | 5897.8689 | -144.2953
12 | -5015.625 | 1802.1413 | -3645.0534 | 9202.8621 | -2344.325
12 | -4863.7077 | 2817.8196 | -5692.8456 | 6475.6481 | 1263.0856
12 | -1151.6453 | 2114.912 | -9450.7018 | 7840.6216 | 646.8135
12 | -4782.7799 | 2281.0877 | -6111.5719 | 8486.632 | 126.6321
12 | -4721.44 | 1985.0702 | -6765.0636 | 8418.042 | 1083.3914
12 | -4699.2687 | 2433.5233 | -6990.7607 | 8267.5478 | 988.9584
12 | -1806.6993 | 3501.5382 | -7706.022 | 5102.8633 | 908.3198
12 | -4879.499 | 3700.1061 | -5655.7745 | 5637.529 | 1197.6383
12 | -5015.625 | 3704.1238 | -4311.446 | 5503.5993 | 119.3479
12 | -4839.9757 | 3419.9296 | -5946.8041 | 6218.8712 | 1147.979
12 | -1589.7761 | 3292.6732 | -7746.0917 | 5111.5947 | 931.5998
12 | 5155.2768 | 4825.7489 | -4024.706 | -752.1392 | -5204.1805
12 | 6206.5348 | 1407.1021 | -14510.0688 | 7042.9714 | -146.5395
12 | 2092.7985 | 1810.8333 | -11718.4071 | 7477.8652 | 336.9101
12 | 6262.521 | 1023.02 | -12806.3839 | 7558.849 | -2038.0061
12 | 5935.3015 | 323.0665 | -9216.4759 | 8602.4296 | -5644.3217
12 | 5688.9878 | 1509.453 | -7448.616 | 6100.3014 | -5850.1262
12 | 1413.1676 | 615.2197 | -5449.9658 | 9289.5255 | -5867.947
12 | 5924.6415 | 191.9745 | -9100.9346 | 8667.1217 | -5682.8031
12 | 5827.3712 | -41.0754 | -8252.7035 | 8344.2126 | -5877.8048
12 | 3336.721 | 133.6094 | -6762.8759 | 9168.2878 | -5875.7422
12 | -5015.625 | -894.5029 | 15.074 | 10844.1393 | -4949.0854
12 | 6200.1795 | 1212.9841 | -14764.6355 | 7466.0211 | -114.5492
12 | 1363.8986 | 1661.3529 | -11517.569 | 8034.2876 | 458.0298
12 | -4656.6933 | 2196.6767 | -7350.4882 | 8770.5555 | 1039.9492
12 | 6265.4551 | 832.3971 | -12760.9714 | 7931.302 | -2268.1828
12 | 5942.9982 | 263.4844 | -9270.9448 | 8725.3453 | -5660.883
12 | 5942.6935 | 263.7573 | -9268.0982 | 8724.5415 | -5662.8941
12 | 5713.6932 | 1357.7604 | -7623.958 | 6416.1252 | -5863.6207
12 | 1629.6012 | 536.3866 | -5680.7171 | 9392.5318 | -5877.8025
12 | 5942.755 | 263.6623 | -9268.5522 | 8724.7672 | -5662.6323
12 | 5929.8441 | 263.9871 | -9258.1951 | 8727.796 | -5663.4322
12 | 6241.6928 | -3311.1751 | -12934.3936 | 8689.5378 | 1314.3381
12 | 6039.5915 | -4500.9149 | -11387.1665 | 7826.8202 | 2021.6697
12 | 5884.3279 | -4974.7379 | -10243.1625 | 6854.2027 | 2479.3697
12 | 5662.99 | -5627.1216 | -8601.6322 | 5486.7754 | 3078.9884
12 | 5342.8541 | -5765.5335 | -5854.7647 | 4175.2721 | 2102.172
12 | 5113.3313 | -5844.185 | -3875.862 | 3252.0179 | 1354.6977
12 | 5090.4549 | -5817.6356 | -3662.7117 | 3188.4549 | 1201.4374
12 | 4799.1611 | -4309.7607 | -1621.5786 | 51.0557 | 1081.1225
12 | 4783.9178 | -4354.0129 | -1443.9137 | 131.9734 | 882.0354
12 | 4771.9808 | -4596.0903 | -1313.3192 | 233.622 | 903.8067
12 | -5015.625 | -6182.9053 | 2983.8618 | 6931.6793 | 1282.9891
12 | -5015.625 | -6025.6194 | 4122.043 | 6517.8059 | 401.3955
12 | -5015.625 | -6182.4189 | 4412.7026 | 6381.4526 | 403.8887
12 | -5015.625 | -6040.8551 | 5159.2456 | 7127.9956 | -1230.7611
12 | -5015.625 | -6451.0069 | 4382.5172 | 6351.2672 | 732.8475
12 | -4997.1012 | -6606.7576 | 5185.7377 | 6006.0126 | 412.1086
12 | -4967.1679 | -7242.0828 | 6700.6039 | 5665.0109 | -156.3641
12 | 5066.1374 | -5920.4344 | -3454.3491 | 3107.5071 | 1201.139
12 | -5015.625 | -6113.0823 | 1190.0251 | 7921.9608 | 2016.7213
12 | 5511.2316 | -4394.5455 | -7648.1845 | 3362.262 | 3169.2363
12 | 5169.0331 | -2756.1922 | -5191.8057 | -107.4775 | 2886.4424
12 | 5050.043 | -2883.9332 | -4150.3409 | -506.6244 | 2490.8555
12 | 4996.8252 | -3098.5895 | -3642.2396 | -502.7884 | 2246.7923
12 | 4912.2103 | -3078.9128 | -2926.1752 | -900.5713 | 1993.449
12 | 4290.0242 | -3011.3989 | -589.229 | -1951.4351 | 1262.0388
12 | 4076.3369 | -3005.4986 | 225.6229 | -2296.4613 | 1000
12 | 3949.8213 | -3007.5249 | 711.971 | -2495.6641 | 841.3966
12 | 3610.2053 | -3012.7318 | 2019.584 | -3090.592 | 473.5345
12 | 2958.7811 | -3022.3189 | 4531.3089 | -4335.4516 | -132.3194
12 | 2816.1905 | -3023.7375 | 5087.158 | -4784.0816 | -95.5295
12 | 4149.3787 | -6148.7055 | 2193.0407 | 108.5991 | -302.313
12 | 3240.2557 | -4027.3069 | 4173.6087 | -3225.6719 | -160.8856
12 | 2509.8665 | -3027.3117 | -1836.654 | 119.3041 | 2234.795
12 | -4966.0357 | -3008.9426 | 3446.4113 | 2340.6216 | 2187.9453
12 | -5015.625 | -4231.4191 | 2578.9865 | 4547.7365 | 2120.3212
12 | -4958.7834 | -3010.4623 | 3658.786 | 2103.3568 | 2207.103
12 | 4900.0758 | -3116.1534 | -2839.5362 | -1255.2238 | 2310.8376
12 | 5038.2694 | -2885.6881 | -4049.5625 | -556.9465 | 2453.9278
12 | 4925.8366 | -2917.9107 | -3083.241 | -1020.1982 | 2095.5133
12 | 4927.4904 | -2897.5851 | -3102.2926 | -1035.0229 | 2107.4101
12 | 4044.6259 | -2924.3537 | 296.3265 | -2416.5986 | 1000
12 | 3034.2857 | -2902.8571 | 1005.7143 | -2137.1429 | 1000
12 | 3117.9691 | -2906.3931 | 1466.5621 | -2471.8763 | 793.7382
12 | -4756.5958 | -2138.8226 | 8455.7425 | -1847.4223 | 287.0982
12 | -4839.0366 | -2490.8762 | 7922.2627 | -1057.4699 | 465.12
12 | -4833.9724 | -2650.2901 | 8510.9184 | -782.7925 | -243.8633
12 | -4836.2796 | -2697.3728 | 8468.1164 | -682.5476 | -251.9165
12 | -4673.5582 | -2133.2972 | 9266.6173 | -2449.9759 | -9.7859
12 | -4609.4636 | -2101.2038 | 9801.2054 | -3115.6208 | 25.0829
12 | -2551.7912 | -2993.6577 | 5420.7445 | -630.0407 | 754.745
12 | -2673.1662 | -2989.7864 | 4887.6509 | -224.6982 | 1000
12 | -4915.7789 | -2993.3443 | 5352.5394 | 1130.8313 | 1425.7525
12 | -4870.8818 | -3005.8985 | 7077.6274 | 72.2973 | 726.8556
12 | -5015.625 | -5612.1111 | 3738.1255 | 5706.8755 | 1182.735
12 | -5015.625 | -5903.506 | 4286.7518 | 6255.5018 | 376.8774
12 | -4836.3335 | -3018.4716 | 8362.2173 | -785.1065 | 277.6943
12 | -4772.1511 | -3024.7663 | 8997.2473 | -1244.9945 | 44.6645
12 | -4711.3784 | -3040.8143 | 9534.6482 | -1866.1473 | 83.6918
12 | -4833.5465 | -3423.8236 | 8776.4323 | -543.6829 | 24.6208
12 | -4870.2454 | -4396.5478 | 8169.3279 | 1124.5437 | -27.0784
12 | -4826.657 | -3920.3701 | 9221.0764 | -526.1867 | 52.1374
12 | -4855.7913 | -4881.1562 | 8830.9238 | 889.9836 | 16.0401
12 | -4967.134 | -7857.5725 | 7001.2754 | 5963.5825 | -140.1513
12 | 3410.5184 | -2918.0349 | 2302.8797 | -3233.4701 | 438.107
12 | 3486.8415 | -2920.9931 | 2435.8593 | -3387.2247 | 385.517
12 | 2902.9809 | -2827.683 | 4630.6177 | -4565.3595 | -140.5561
12 | 2732.0354 | -2776.7593 | 5268.0527 | -5119.1296 | -104.1993
12 | -1434.4802 | -2373.0485 | 8147.7442 | -4328.6348 | -11.5807
12 | 2940.947 | -2966.3551 | 4564.3824 | -4406.1251 | -132.8493
12 | 2806.3769 | -2997.4337 | 5108.2735 | -4821.8062 | -95.4105
12 | -1328.3313 | -2446.7769 | 7115.5601 | -3266.398 | -74.0539
12 | 3807.0767 | -2931.7607 | 1223.2519 | -3098.5678 | 1000
12 | 3891.0236 | -2922.7074 | 884.2256 | -2661.9811 | 809.4394
12 | 3225.7413 | -2020.0326 | 2947.7262 | -4437.0592 | 283.6243
12 | -617.7336 | -1251.2595 | 7051.9966 | -4992.1242 | -190.8793
12 | -4612.7275 | -1534.0046 | 9416.0628 | -3208.9198 | -60.411
12 | 3559.0326 | -2920.9993 | 2158.1872 | -3248.5733 | 452.3528
12 | 4923.7611 | -2897.8003 | -3081.7032 | -1195.9195 | 2251.6619
12 | 5021.4093 | -2883.8503 | -4127.9501 | -499.4943 | 2489.8854
12 | 2470.3975 | -2826.896 | -2500.141 | 301.6634 | 2554.976
12 | 2085.0698 | -2779.8729 | -2538.7463 | 551.2919 | 2682.2576
12 | -844.0495 | -2506.0735 | -173.9209 | 938.4843 | 2585.5596
12 | -4953.1133 | -2126.8971 | 3299.8245 | 1392.8485 | 2387.3374
12 | -4964.53 | -2724.0173 | 3295.1453 | 2096.0083 | 2297.3937
12 | -4925.4178 | -2092.7671 | 4159.8395 | 535.745 | 2322.6004
12 | -463.8461 | -2506.6976 | 334.5009 | 94.2071 | 2541.8356
12 | -3069.6062 | -2915.8151 | 1768.7415 | 1860.4302 | 2356.2496
12 | -4968.1953 | -2977.6162 | 3339.8362 | 2367.9426 | 2238.0327
12 | -5015.625 | -3832.672 | 2254.582 | 4223.332 | 2370.3829
12 | -4967.3129 | -2947.3541 | 3350.1839 | 2323.5853 | 2240.8978
12 | 2192.381 | -2843.8095 | -912.381 | -436.1905 | 2000
12 | -4928.8557 | -2159.6733 | 4249.7382 | 838.7908 | 2000
12 | -4840.2999 | -2138.5298 | 7619.1245 | -1282.2814 | 641.9867
12 | -4951.7891 | -2952.6213 | 3946.7428 | 1957.6676 | 2000
12 | 4098.3607 | -2885.2459 | -2196.7213 | -1622.9508 | 2606.5574
12 | 4131.2949 | -2885.4519 | -2189.6086 | -1667.9281 | 2611.6936
12 | 3999.2506 | -2889.3687 | -2073.659 | -1639.0207 | 2602.7979
12 | 4915.4455 | -2886.9231 | -3040.5864 | -1597.1085 | 2609.1725
12 | 4814.7044 | -2887.6893 | -2647.3506 | -1923.8904 | 2644.226
12 | 3197.0453 | -5688.9237 | -7339.278 | 6612.764 | 3218.3925
12 | -4145.2074 | -5986.0409 | -1340.0881 | 8700.9006 | 2770.4357
12 | -5015.625 | -6021.621 | -621.8143 | 8944.4546 | 2714.6057
12 | -5015.625 | -5742.5174 | -261.6406 | 8346.6406 | 2673.1424
12 | 2524.9282 | -5692.526 | -7026.4978 | 6949.7268 | 3244.3689
12 | -1874.7298 | -5681.821 | -5060.0527 | 9233.3141 | 3383.2894
12 | 5652.634 | -6740.3985 | -8243.5405 | 6279.7574 | 3051.5476
12 | 3002.2875 | -6489.7846 | -6987.2789 | 7265.4166 | 3209.3593
12 | -4117.3636 | -6308.1753 | -1284.2156 | 8936.4586 | 2773.2959
12 | -5015.625 | -6286.8586 | -557.1203 | 9144.1168 | 2715.4871
12 | -5015.625 | -6568.9065 | -24.062 | 8936.1139 | 2672.4797
12 | 2373.2548 | -6404.1028 | -6723.6496 | 7518.9833 | 3235.5144
12 | -1815.7437 | -5764.3134 | -5059.2284 | 9259.4366 | 3379.8488
12 | 4874.7245 | -4669.5715 | -10507.1023 | 8065.458 | 2236.4913
12 | -2103.835 | -5644.3404 | -5044.8882 | 9436.0536 | 3357.01
12 | -2455.2482 | -5687.5285 | -4738.4046 | 9495.2973 | 3385.884
12 | -5015.625 | -5880.3168 | -1855.9004 | 9724.9499 | 3026.8923
12 | -5015.625 | -4931.5715 | 3199.9357 | 8152.5499 | -1405.289
12 | -5015.625 | -6011.7516 | 5121.1465 | 7163.0978 | -1256.8677
12 | -5015.625 | -6056.7634 | 5165.8993 | 7134.6493 | -1228.1602
12 | 5448.0241 | -3619.1523 | -5784.9161 | 6344.6708 | -2388.6265
12 | 4935.2729 | -5854.1453 | -1483.8535 | 4444.9051 | -2042.1793
12 | 5935.2291 | -5124.1128 | -10542.8838 | 7405.638 | 2326.1295
13 | -5015.625 | 4374.3107 | 46.875 | 2015.625 | -1421.1857
13 | -5015.625 | 15.625 | 46.875 | 2015.625 | 2937.5
13 | -5015.625 | -2282.0967 | 1195.7358 | 3164.4858 | 2937.5
13 | -5015.625 | -3725.9525 | 2159.8974 | 4128.6474 | 2453.0327
13 | -5015.625 | -5915.4538 | 3981.1644 | 5949.9144 | 1000
13 | -5015.625 | -4770.9809 | 2694.8552 | 4663.6052 | 2428.1456
13 | -4973.2729 | -2966.7089 | 3138.301 | 2481.2227 | 2320.4582
13 | 350.6392 | -2975.0373 | -1621.0846 | 1503.5052 | 2741.9774
13 | 1583.926 | -2985.064 | -568.2788 | -30.5832 | 2000
13 | 4914.3983 | -3079.4216 | -2944.6913 | -890.2854 | 2000
13 | 4837.9925 | -3082.3992 | -2293.6684 | -1228.5634 | 1766.6384
13 | 5123.2546 | -3131.432 | -4735.2647 | -254.8949 | 2998.337
13 | 4883.1591 | -2821.5244 | -2744.0661 | -1317.5685 | 2000
13 | 4859.8784 | -2821.6103 | -2545.9086 | -1421.5572 | 1929.1976
13 | 1109.1177 | -3004.0563 | -1384.9491 | 577.1715 | 2702.7163
13 | 5303.87 | -3129.42 | -6245.3504 | 910.5026 | 3160.3977
13 | 5368.4837 | -3434.653 | -6711.5033 | 1557.5359 | 3220.1366
13 | 3300.8099 | -2805.9151 | -4166.8315 | 691.3351 | 2980.6015
13 | 4953.9394 | -2796.5951 | -3352.4992 | -1028.1991 | 2223.354
13 | 4972.0192 | -2814.26 | -3513.7807 | -1086.2792 | 2442.3008
13 | 4445.0223 | -2837.1729 | -3964.4012 | -582.1953 | 2938.7471
13 | 5082.8832 | -2821.4055 | -4469.7411 | -776.186 | 2984.4493
13 | 5251.1051 | -2747.9939 | -5892.8002 | 249.1527 | 3140.5363
13 | -5015.625 | 15.625 | 46.875 | 2015.625 | 2937.5
13 | -5015.625 | 15.625 | -40.4525 | 2015.625 | 3024.8275
13 | -5015.625 | -1340.889 | 354.8507 | 2693.882 | 3307.7813
13 | -5015.625 | 3111.6425 | 2220.5823 | 4189.3323 | -4505.932
13 | -5015.625 | -4265.6812 | 4732.0116 | 6700.7616 | -2151.467
13 | -5015.625 | -5422.5145 | 4681.1618 | 6649.9118 | -892.9341
13 | -5015.625 | -5498.0065 | 4663.5958 | 6632.3458 | -782.3101
13 | -5015.625 | -6168.0974 | 4191.7008 | 6160.4508 | 831.5709
13 | -5006.9152 | -6182.2667 | 4534.8966 | 5963.6421 | 690.6433
13 | -4890.2726 | -4071.8532 | 7214.2308 | 1411.1336 | 336.7614
13 | -4889.6767 | -4914.4724 | 7878.373 | 2038.327 | -112.5509
13 | -4889.1839 | -5077.6514 | 8009.8962 | 2139.2998 | -182.3606
13 | -4879.118 | -5814.4264 | 8664.1599 | 2169.4734 | -140.089
13 | -4978.1284 | -6433.3021 | 5784.4598 | 5428.4181 | 198.5526
13 | -4952.4928 | -6973.4934 | 7075.9459 | 5130.4987 | -280.4584
13 | 1722.5369 | -5957.0805 | -19.0945 | 3517.3501 | 736.288
13 | -5015.625 | -6622.9092 | 4448.4015 | 6417.1515 | 772.9812
13 | -4953.9937 | -7151.1607 | 7118.4582 | 5266.0704 | -279.3742
13 | -4942.3708 | -7518.3944 | 7638.3797 | 5065.3722 | -242.9867
13 | -2857.3884 | -7556.2788 | 6276.4485 | 4439.931 | -302.7124
13 | 1614.1472 | -7619.3419 | 3329.4598 | 3108.3567 | -432.6218
13 | 3790.0537 | -7478.4755 | 2004.8982 | 2168.6603 | -485.1367
13 | 4098.2542 | -7388.0559 | 1800.7761 | 1982.0164 | -492.9909
13 | -5015.625 | -6056.7175 | 1536.1809 | 7634.9502 | 1901.2114
13 | -5015.625 | -6150.8219 | 3774.6621 | 6391.7848 | 1000
13 | 4989.0663 | -5822.9973 | -2827.7415 | 2661.6725 | 1000
13 | 4958.2254 | -5834.1681 | -2562.1156 | 2537.1166 | 900.9418
13 | 916.5631 | -5718.5975 | -5797.8129 | 7322.0836 | 3277.7637
13 | 1206.9008 | -5697.4905 | -6131.2426 | 7298.5909 | 3323.2415
13 | 1422.8498 | -5698.218 | -6222.0789 | 7183.3883 | 3314.0588
13 | 5621.3722 | -5590.9368 | -8272.2466 | 5217.8521 | 3023.9591
13 | 1419.259 | -5730.5353 | -6211.2344 | 7208.5291 | 3313.9817
13 | 5618.6773 | -6131.9721 | -8118.3198 | 5612.9292 | 3018.6853
13 | 2525.282 | -6384.0565 | -5905.7465 | 6483.79 | 3280.7311
13 | -5015.625 | -6366.6625 | 3124.945 | 6970.3023 | 1287.0403
13 | -5015.625 | -6460.2459 | 790.4558 | 7993.9477 | 2691.4673
13 | 5315.5412 | -6602.3012 | -5421.2319 | 4657.3915 | 2050.6004
13 | -5015.0231 | -5492.8278 | 4691.6476 | 6623.0825 | -806.8791
13 | -4993.0892 | -6090.5039 | 5160.1557 | 5731.6849 | 191.7524
13 | -4888.5369 | -4218.9757 | 7600.8779 | 1690.1682 | -183.5336
13 | -4781.7651 | -3578.7619 | 8379.1375 | 287.2541 | -305.8645
13 | -4967.7693 | -6587.6141 | 6606.8781 | 5608.5744 | -660.069
13 | 1658.0275 | -6524.5625 | 2290.232 | 3753.5441 | -1177.2411
13 | 2767.7742 | -7526.4136 | 2502.2015 | 2834.609 | -578.1711
13 | 4754.4164 | -6226.8121 | -203.7261 | 3131.9149 | -1455.7931
13 | 5215.2652 | -4215.4641 | -4069.9369 | 4837.6809 | -1767.545
13 | 5804.6454 | -5044.7686 | -9628.7067 | 6355.0626 | 2513.7673
13 | -4957.7777 | -3866.6408 | 6054.4541 | 4436.6696 | -1666.7053
13 | -5015.625 | -4652.6701 | 4871.1031 | 6839.8531 | -2042.6611
13 | -5002.6726 | -5099.4108 | 5359.8867 | 6525.5902 | -1783.3934
13 | -5015.625 | 206.4852 | -323.4023 | 10160.7216 | -5028.1795
13 | -5015.625 | 20.4573 | -296.9244 | 10276.0193 | -4983.9271
13 | -5015.625 | -4328.6246 | 4510.1942 | 7065.2268 | -2231.1715
13 | -5015.625 | -1432.8833 | -2800.7371 | 10756.1599 | -1506.9146
13 | -5015.625 | -4712.4507 | -3295.3707 | 9891.5991 | 3131.8473
13 | -5015.625 | -5294.5503 | -2458.4639 | 9388.736 | 3379.9032
13 | -5015.625 | -5761.082 | -563.9324 | 8523.2883 | 2817.351
13 | 427.2829 | -5623.4807 | -5766.6164 | 7604.106 | 3358.7082
13 | -4715.27 | -3059.7298 | -5871.0906 | 11233.1059 | 2412.9845
13 | -4722.5408 | -3105.3335 | -5809.5833 | 11199.1564 | 2438.3012
13 | -1662.2272 | -4484.1208 | -5953.1808 | 9164.3999 | 2935.1289
13 | -4722.2413 | -3100.5249 | -5806.8182 | 11208.29 | 2421.2944
13 | -2587.0331 | -2859.1408 | -7421.8366 | 10738.0369 | 2129.9736
13 | -3843.4621 | 108.275 | -1190.0631 | 10010.8378 | -5085.5876
13 | 5718.6713 | 44.8091 | -7614.0179 | 7271.8285 | -5421.2911
13 | 6044.012 | -267.3431 | -10647.2017 | 8142.788 | -3272.2551
13 | 6371.001 | 408.5043 | -14222.8663 | 7163.317 | 280.0441
13 | 6345.2755 | -1935.8477 | -13790.1331 | 8633.3134 | 747.3918
13 | 5292.5568 | -2614.9183 | -4384.7784 | 5428.2039 | -3721.064
13 | -5000 | 4606.6176 | 500 | 1500 | -1606.6176
13 | -5000 | 0 | 500 | 1500 | 3000
13 | -4959.4449 | -81.1102 | 1696.3752 | 181.9596 | 3162.2204
13 | -5000 | 0 | 500 | 1500 | 3000
13 | -4941.9181 | -116.1638 | 2213.4156 | -387.6613 | 3232.3275
13 | -5000 | 0 | 389.5706 | 1500 | 3110.4294
13 | -4969.444 | -61.112 | 1239.4216 | 506.9293 | 3284.2051
13 | -4951.6512 | 5311.4077 | 1926.2889 | -71.3352 | -2214.7102
13 | -4897.5031 | 5624.9382 | 4342.7528 | -1012.0542 | -4058.1338
13 | -4896.9105 | 5616.2357 | 4360.6554 | -1030.8953 | -4049.0853
13 | -4849.8514 | 1912.7822 | 6807.7288 | -1501.4863 | -2369.1734
13 | -4873.5857 | -2145.915 | 7591.0891 | 753.4022 | -1324.9907
13 | -4883.6429 | -3677.7819 | 7735.0656 | 1520.9236 | -694.5644
13 | -4830.1936 | 3603.3529 | 6790.4378 | -2737.5608 | -2826.0364
13 | -4807.8678 | 4613.7236 | 6411.5619 | -3210.9772 | -3006.4404
13 | -4891.6991 | 3921.1097 | 2758.1061 | -2019.7785 | 232.2618
13 | -4917.6914 | 3430.7554 | 120.14 | -1175.0295 | 2541.8255
13 | 2106.9623 | 4292.0958 | -6000.8209 | -2364.238 | 1966.0008
13 | -4872.9495 | 1766.385 | 2485.3184 | -2629.14 | 3250.3861
13 | -4868.659 | 1691.3394 | 2785.4704 | -2768.5823 | 3160.4316
13 | -4866.6817 | 1667.6293 | 2933.2281 | -2832.8445 | 3098.6689
13 | -4835.005 | 1471.3891 | 4143.3778 | -3368.1312 | 2588.3693
13 | -4734.2766 | 1243.7009 | 5494.0304 | -4003.4547 | 2000
13 | 3722.2955 | 1055.9338 | -384.9745 | -6393.2548 | 2000
13 | 4870.8639 | -2673.44 | -2672.2697 | -1525.1541 | 2000
13 | 4501.4486 | 1461.0673 | -3588.598 | -5476.3582 | 3102.4403
13 | 5056.0584 | -146.0917 | -4802.0599 | -3283.0834 | 3175.1765
13 | 5235.9017 | -2024.7489 | -5921.715 | -558.4726 | 3269.0348
13 | 5241.2811 | -2069.2974 | -5956.4527 | -485.3515 | 3269.8205
13 | -4873.194 | -434.1768 | 4914.9248 | -1607.5541 | 2000
13 | -4497.375 | 711.4562 | 8672.665 | -5497.375 | 610.6289
13 | -4331.2579 | 387.7398 | 10587.5223 | -6410.8935 | -233.1107
13 | 1182.6423 | 215.0327 | 7073.2394 | -8105.2475 | -365.6668
13 | 2107.9845 | 221.8964 | 6256.047 | -8292.5258 | -293.4021
13 | 1432.9863 | 163.2468 | 6890.9482 | -8117.4777 | -369.7036
13 | 2098.515 | 46.805 | 6390.9826 | -8165.202 | -371.1007
13 | 2222.8422 | -345.648 | 6137.0582 | -7647.3924 | -366.86
13 | 2514.5773 | -1209.3932 | 5508.9933 | -6478.8408 | -335.3366
13 | 2684.1978 | -1188.3173 | 5089.4349 | -6048.6172 | -536.6982
13 | -4305.673 | 48.7222 | 11031.5079 | -6604.0171 | -170.54
13 | -2763.4894 | -121.2352 | 10214.1599 | -7144.5479 | -184.8874
13 | 1233.2297 | 199.1703 | 7060.4288 | -8128.6133 | -364.2155
13 | 2036.8736 | 66.8563 | 6622.0602 | -8403.0512 | -322.7389
13 | 1979.9847 | -402.2044 | 7129.1621 | -8569.8156 | -137.1268
13 | -951.3731 | -331.9224 | 9138.4612 | -7729.2543 | -125.9113
13 | -2294.0462 | -1496.5566 | 9521.1695 | -5619.1483 | -111.4184
13 | -4414.3579 | -269.1908 | 10299.2791 | -5414.3579 | -201.3726
13 | -4403.5199 | -853.8824 | 10776.8382 | -5403.5199 | -115.9159
13 | -4849.8112 | 1119.7475 | 4162.5644 | -3352.6525 | 2920.152
13 | -4882.6511 | 1288.0011 | 2821.4425 | -2313.8402 | 3087.0477
13 | -4856.4976 | 1304.4165 | 3718.1713 | -3163.8267 | 2997.7365
13 | -4850.7247 | 1103.2164 | 4169.163 | -3351.4466 | 2929.7919
13 | -3771.2794 | 1699.7986 | 1815.7261 | -2990.3416 | 3246.0963
13 | -4861.8998 | 1244.2402 | 3412.9951 | -2988.2576 | 3192.9221
13 | -4851.1118 | 1344.5698 | 4432.3854 | -3338.8671 | 2413.0237
13 | -4849.6323 | 979.268 | 4294.8933 | -3386.9509 | 2962.4218
13 | -4796.8222 | 751.964 | 5013.2965 | -3737.042 | 2768.6037
13 | 4653.5718 | 5854.8612 | -1390.2944 | -4952.4444 | -4165.6941
13 | 4855.2062 | 5732.7567 | -2367.8767 | -4733.3051 | -3486.7812
13 | 5523.2654 | 4765.224 | -8681.4477 | -3036.1351 | 1429.0933
13 | 5194.5398 | 2902.6493 | -6145.6776 | -4418.521 | 2467.0095
13 | 5239.2096 | 171.3371 | -6181.2208 | -2112.8231 | 2883.4972
13 | 5207.127 | 2968.0229 | -6105.8902 | -4290.5796 | 2221.32
13 | 5132.5449 | 2593.3011 | -5657.2206 | -4669.4179 | 2600.7925
13 | 5056.4819 | 2217.4206 | -4859.2603 | -4867.17 | 2452.5278
13 | -4804.1752 | 4510.9383 | 6522.9049 | -3288.2391 | -2941.4289
13 | -4485.4897 | 1668.8861 | 9454.456 | -5485.4897 | -1152.3627
13 | -4392.6673 | 959.6382 | 10177.009 | -6037.564 | -706.4159
13 | -1232.0922 | 788.7618 | 8219.3236 | -7053.4715 | -722.5217
13 | 2823.0163 | 1935.6638 | 4194.3348 | -7343.8149 | -1609.2001
13 | 2090.4068 | 279.482 | 6371.9893 | -8307.8772 | -434.001
13 | 4635.2031 | -1501.6957 | 101.182 | -996.8947 | -2237.7946
13 | 4632.9396 | -1612.5274 | 126.06 | -944.2777 | -2202.1945
13 | 4650.3751 | -1632.5233 | 7.6347 | -776.4262 | -2249.0602
13 | 1291.2578 | 225.0821 | 6993.4014 | -8130.2585 | -379.4829
13 | 413.1136 | -2052.7798 | 4665.4451 | -1749.0004 | -1276.7785
13 | -4329.4702 | 240.4874 | 10953.3139 | -6470.4827 | -393.8484
13 | -4129.8572 | 210.7822 | 10851.2202 | -6545.5476 | -386.5975
13 | -4424.7651 | -503.081 | 10693.4337 | -5338.0497 | -427.5378
13 | -4596.9095 | -2416.7994 | 10038.5864 | -2578.3883 | -446.4891
13 | -4446.4667 | 691.782 | 9960.9892 | -5446.4667 | -759.8377
13 | -4419.579 | -448.8636 | 10713.1774 | -5419.579 | -425.1558
13 | -4804.9509 | 4502.416 | 6534.2893 | -3286.9472 | -2944.8072
13 | -4507.9934 | 1423.0848 | 9783.007 | -5447.6241 | -1250.4744
13 | 3347.8181 | 2604.8076 | 3135.7358 | -6791.4371 | -2296.9245
13 | -4500.5259 | 1351.1016 | 9858.1622 | -5500.5259 | -1208.212
13 | 4789.4543 | 6003.8079 | -1776.9908 | -4697.7175 | -4318.5539
13 | 4815.4494 | 5991.394 | -1899.1064 | -4667.925 | -4239.8119
13 | 5642.4763 | 5115.8964 | -9565.8848 | -2300.2258 | 1107.738
13 | 5598.5202 | 4984.9038 | -9240.5525 | -2572.9735 | 1230.102
13 | 4808.7226 | 5968.4878 | -1820.7526 | -4630.9011 | -4325.5567
13 | 4809.3815 | 6013.9062 | -1828.4686 | -4656.4305 | -4338.3886
13 | -4933.3333 | 5024 | 2466.6667 | -666.6667 | -1890.6667
13 | -4933.3333 | 136.7987 | 2466.6667 | -666.6667 | 2996.5347
13 | -4924.2488 | -93.4858 | 2939.0636 | -757.5122 | 2836.1832
13 | -4888.7488 | -783.8027 | 4785.0638 | -1112.5123 | 2000
13 | -4951.4608 | -2952.1403 | 3956.5148 | 1947.0864 | 2000
13 | -4932.3079 | -2972.78 | 4700.5804 | 1503.6709 | 1700.8367
13 | -4888.4783 | -2996.167 | 6386.1553 | 471.8127 | 1026.6774
13 | -4888.5486 | -3037.9576 | 6418.2453 | 508.2609 | 1000
13 | -4888.1742 | -2997.4419 | 6389.417 | 456.2203 | 1039.9789
13 | -4918.3086 | -3004.8047 | 5052.852 | 987.9826 | 1882.2787
13 | -4928.4889 | -3012.7254 | 4607.4221 | 1173.7365 | 2160.0558
13 | -4883.1586 | -2997.0743 | 6450.4025 | 429.8304 | 1000
13 | -2524.6054 | -2985.1439 | 4836.5831 | -326.8338 | 1000
13 | -2028.0736 | -2994.9093 | 6562.0498 | -1730.0431 | 190.9762
13 | 3039.716 | -2917.0069 | 3029.9619 | -3377.0637 | 224.3927
13 | 3515.6532 | -2909.2096 | 2640.9645 | -3497.4016 | 249.9935
13 | 2990.4151 | -2951.3678 | 4682.2592 | -4480.3305 | -240.976
13 | -1414.9872 | -3000.5232 | 7144.4411 | -2583.5288 | -145.4018
13 | 1326.7085 | -3011.0738 | 6252.0924 | -4414.5968 | -153.1303
13 | 1997.4787 | -3013.2832 | 5944.4351 | -4811.8448 | -116.7858
13 | 2917.5284 | -2968.5361 | 4977.4051 | -4707.5753 | -218.8221
13 | -1084.2555 | -2995.9041 | 6945.1468 | -2711.2419 | -153.7453
13 | -1092.3498 | -3001.3821 | 6947.48 | -2700.2455 | -153.5027
13 | 1107.3969 | -2993.5989 | 2327.8805 | -1441.6785 | 1000
13 | 2268.0361 | -3004.3257 | 3454.194 | -2963.8108 | 245.9063
13 | 3207.0244 | -3031.4052 | 2742.1559 | -3179.9001 | 262.125
13 | 3602.8661 | -3043.3638 | 2394.0969 | -3241.0392 | 287.44
13 | 3012.1495 | -3019.2023 | 4642.2157 | -4394.2028 | -240.9601
13 | 3130.2918 | -2961.9977 | 2897.0009 | -3306.6372 | 241.3422
13 | 3535.3547 | -2940.3011 | 2585.028 | -3439.2984 | 259.2169
13 | 3006.212 | -3001.4839 | 4653.313 | -4417.3742 | -240.6669
13 | 2360.13 | -3005.409 | 3599.3425 | -3130.0931 | 176.0295
13 | 2781.5833 | -3012.4937 | 4774.63 | -4307.9717 | -235.7479
13 | 2515.09 | -3013.2449 | 5288.2184 | -4588.4502 | -201.6133
13 | 2120.614 | -3013.5769 | 5861.0885 | -4850.7701 | -117.3555
13 | 2935.7934 | -3023.0287 | 4942.4502 | -4635.9703 | -219.2446
13 | 2828.6638 | -3033.548 | 5370.8342 | -5043.8906 | -122.0593
13 | 3002.7194 | -3055.5648 | 4729.0925 | -4902.8486 | 226.6015
13 | 3042.9993 | -3550.2876 | 4915.2445 | -4244.5763 | -163.3799
13 | 4051.9306 | -5803.5097 | 2636.8881 | -476.4002 | -408.9088
13 | 2926.5635 | -2996.5919 | 4960.4534 | -4671.722 | -218.7031
13 | 4206.1076 | -3081.3902 | 116.8382 | -2241.5556 | 1000
13 | 4741.8497 | -4143.9771 | -1184.3858 | -413.4868 | 1000
13 | 4698.4968 | -4621.3441 | -684.1666 | -46.4655 | 653.4794
13 | 4821.2285 | -3150.5137 | -2163.1573 | -1627.2471 | 2119.6896
13 | 2964.6154 | -2901.5385 | 1103.0769 | -2166.1538 | 1000
13 | 3789.5715 | -2897.7543 | 1587.4548 | -3069.3168 | 590.0447
13 | 4661.4234 | -2827.7642 | -1784.6585 | -1734.0474 | 1685.0467
13 | 542.66 | -2996.8632 | 3818.0678 | -2363.8645 | 1000
13 | 2064.0043 | -3013.2806 | 5860.664 | -4820.9997 | -90.388
13 | 2183.2764 | -3010.487 | 5820.3372 | -4875.5732 | -117.5534
13 | 2859.6174 | -2987.0189 | 5216.9903 | -4926.9929 | -162.5959
13 | 2813.7466 | -2994.2188 | 5402.2796 | -5101.5965 | -120.2109
13 | 2997.1515 | -2985.2745 | 4705.8464 | -4992.1409 | 274.4174
13 | 88.4223 | -3034.3578 | 575.2442 | -137.391 | 2508.0824
13 | -4714.2705 | -3008.9673 | 8479.159 | -915.9099 | 159.9887
13 | -4618.6142 | -2480.0423 | 9282.3772 | -2087.2409 | -96.4798
13 | -246.3527 | -2089.2191 | 6768.758 | -4207.7969 | -225.3893
13 | -4661.4177 | -3014.4928 | 9112.2097 | -1371.0257 | -65.2734
13 | -4574.9425 | -3045.0866 | 10125.995 | -2521.6143 | 15.6484
13 | -4062.9911 | -3044.5707 | 9873.7712 | -2773.7467 | 7.5373
13 | 245.4689 | -3021.9739 | 7122.5767 | -4236.3853 | -109.6863
13 | 1452.4466 | -4689.4285 | 5304.3641 | -1822.0713 | -245.3109
13 | -4611.0884 | -3423.5458 | 9988.3908 | -1953.1104 | -0.64617
13 | -4846.2519 | -4662.2473 | 8198.2801 | 1471.6978 | -161.4787
13 | -4918.9657 | -3008.6458 | 4975.8705 | 951.741 | 2000
13 | -4924.5297 | -3012.796 | 4735.0127 | 1055.8555 | 2146.4575
13 | 4881.0932 | -2802.3822 | -2731.1195 | -1347.5914 | 2000
13 | 4861.0503 | -2807.058 | -2559.4068 | -1432.1204 | 1937.5349
13 | 4858.8302 | -2812.1249 | -2544.1637 | -1502.5417 | 2000
13 | 4829.3791 | -2817.9399 | -2426.0824 | -1585.3568 | 2000
13 | 4857.3573 | -2816.997 | -2533.3574 | -1543.1915 | 2036.1886
13 | -4882.5933 | -903.02 | 5105.1507 | -1174.0674 | 1854.53
13 | -4880.4551 | -719.1354 | 5005.6883 | -1406.0978 | 2000
13 | -4869.7101 | 204.9324 | 4508.1133 | -2569.8612 | 2726.5256
13 | -4972.5761 | -2945.7368 | 3148.7357 | 2448.4548 | 2321.1224
13 | -4858.1037 | 1203.085 | 4685.942 | -3111.631 | 2080.7077
13 | -4867.0311 | 435.3227 | 4422.5816 | -2821.4882 | 2830.615
13 | -5015.625 | 4827.6635 | 46.875 | 2015.625 | -1874.5385
13 | -5015.625 | 4827.6635 | 46.875 | 2015.625 | -1874.5385
13 | -5015.625 | 1776.4841 | 46.875 | 2015.625 | 1176.6409
13 | -5015.625 | 444.639 | 46.875 | 2015.625 | 2508.486
13 | -5015.625 | -1448.0699 | 778.7224 | 2747.4724 | 2937.5
13 | -5015.625 | -3641.7026 | 1875.5388 | 3844.2888 | 2937.5
13 | -5015.625 | -5181.4053 | 2903.7039 | 4872.4539 | 2420.8725
13 | -4949.3303 | -1044.452 | 2466.3129 | 324.7906 | 3202.6789
13 | -5015.625 | -2881.6233 | 1196.4757 | 3464.2492 | 3236.5234
13 | -5000 | 1930.5019 | 500 | 1500 | 1069.4981
13 | -5000 | 396.5517 | 500 | 1500 | 2603.4483
13 | -4908.9579 | -1.3651 | 3185.7424 | -1458.8688 | 3183.4493
13 | -4959.8507 | 2320.0582 | 1684.403 | 195.1492 | 760.2403
13 | -4847.3818 | 2901.0801 | 6654.1109 | -1808.2191 | -2899.5901
13 | -4827.0197 | 2602.0745 | 7269.2132 | -2455.5682 | -2588.6998
13 | -4866.6282 | -4171.1923 | 8576.5067 | 1307.4524 | -846.1387
13 | -4873.7938 | -5262.6355 | 8679.0888 | 1854.3055 | -396.9649
13 | -4512.8883 | 1308.9545 | 9805.0677 | -5360.0597 | -1241.0741
13 | -4541.0529 | 1015.4381 | 9091.7864 | -5287.1089 | -279.0627
13 | 3597.5413 | 1959.169 | 1704.1963 | -6571.4086 | -689.498
13 | 4614.253 | 1343.4754 | -3225.1188 | -5466.4306 | 2733.821
13 | -4505.3769 | 1011.3074 | 9618.5434 | -5505.3769 | -619.0971
13 | -4458.7618 | 1007.2977 | 10212.978 | -5754.8846 | -1006.6294
13 | -446.8663 | 1466.477 | 6979.1077 | -6543.0679 | -1455.6505
13 | 3045.8542 | 1867.1754 | 4100.0848 | -7205.0497 | -1808.0646
13 | 2245.6463 | 58.1765 | 6478.673 | -8258.0668 | -524.429
13 | 2947.864 | -1970.5894 | 5012.2178 | -5432.2031 | -557.2893
13 | 3295.351 | 2483.358 | 3306.6855 | -6862.6508 | -2222.7438
13 | -4433.0629 | 810.9352 | 10413.0242 | -5907.7321 | -883.1644
13 | -3506.0585 | 601.2489 | 10015.5775 | -6324.0316 | -786.7363
13 | -1747.8727 | 156.6132 | 9213.3325 | -7110.6984 | -511.3746
13 | 3237.8227 | 2399.8154 | 3258.588 | -6628.4923 | -2267.7339
13 | 3382.6206 | 2419.6549 | 3134.9132 | -6652.0616 | -2285.1271
13 | 3396.7104 | 2435.865 | 3095.7174 | -6625.2942 | -2302.9986
13 | 3377.3126 | 2447.2526 | 3136.3769 | -6672.5864 | -2288.3558
13 | -4496.2472 | 1204.3521 | 9947.8725 | -5496.2472 | -1159.7302
13 | -4464.3757 | 406.3143 | 10361.5773 | -5464.3757 | -839.1402
13 | -4552.9402 | -1287.5869 | 10129.4845 | -3637.4382 | -651.5192
13 | -4782.0103 | -3609.0072 | 9046.0151 | 79.1768 | -734.1745
13 | -4685.7468 | -3093.5805 | 9597.0668 | -1265.4803 | -552.2592
13 | -1117.7564 | -5586.5664 | 5975.3529 | 1329.438 | -600.4681
13 | -4597.4137 | -2143.1136 | 10003.3651 | -2724.7656 | -538.0722
13 | 2964.2324 | 3125.0721 | 1889.891 | -4954.2959 | -3024.8995
13 | 4307.6017 | 3046.1756 | 46.7295 | -5097.421 | -2303.0859
13 | 4084.2226 | 3125.8289 | 1151.6712 | -5301.8598 | -3059.8629
13 | 3670.0741 | 2735.511 | 2317.7751 | -6112.8435 | -2610.5167
13 | 4152.8429 | 3406.5379 | 880.726 | -5255.3179 | -3184.7889
13 | -4859.4895 | 745.3901 | 4645.06 | -3066.5915 | 2535.6309
13 | -4862.8236 | 383.6392 | 4546.7037 | -2958.2329 | 2890.7136
13 | -4868.6531 | -1422.3825 | 5548.251 | -1595.2551 | 2338.0398
13 | -4871.0766 | -2281.4627 | 6072.896 | -920.3566 | 2000
13 | -4892.7087 | -3029.4184 | 5787.0927 | 135.0344 | 2000
13 | -4873.1919 | -3033.8353 | 6533.3474 | -328.7522 | 1702.432
13 | -4877.5367 | -5639.4147 | 8539.3561 | 1946.6288 | 30.9664
13 | -4631.9388 | -3050.8241 | 9431.3847 | -2251.1149 | 502.493
13 | -4005.8217 | -3049.1551 | 9254.983 | -2603.7759 | 403.7697
13 | -4658.0035 | -3494.3774 | 9470.0645 | -1660.4422 | 342.7585
13 | -2564.5311 | -3017.6416 | 4194.0576 | -611.8849 | 2000
13 | 1220 | -2960 | 1620 | -1880 | 2000
13 | 4341.0992 | -2878.7102 | -489.2555 | -2973.1334 | 2000
13 | 1828.2802 | -2938.5942 | -277.9771 | -1191.4482 | 2579.7392
13 | -4895.8867 | -3029.6948 | 5666.4063 | 211.3846 | 2047.7906
13 | -3058.0699 | -3021.1744 | 4042.6751 | -153.6745 | 2190.2438
13 | -137.7505 | -3033.657 | 1427.8422 | -677.6641 | 2421.2295
13 | 27.8626 | -3011.8321 | 3648.855 | -2183.5878 | 1518.7023
13 | 1555.5678 | -3021.4776 | 5526.0255 | -4433.9665 | 373.8509
13 | 2802.4554 | -2989.3283 | 4702.5683 | -4881.9931 | 366.2977
13 | 3040.8016 | -2983.0948 | 4539.9824 | -4964.5811 | 366.8919
13 | 2725.5812 | -3054.2754 | 4722.1046 | -4755.3292 | 361.9186
13 | 3071.1558 | -3064.0546 | 4476.5366 | -4845.166 | 361.5282
13 | -4856.5966 | 586.548 | 4494.0401 | -3160.6102 | 2936.6187
13 | -4781.244 | 492.5837 | 5358.9344 | -3758.334 | 2688.0599
13 | -4707.1941 | 451.9171 | 6270.1991 | -4322.0666 | 2307.1446
13 | -1723.3276 | 630.9807 | 2649.9593 | -4504.9685 | 2947.3561
13 | -436.8575 | 724.1245 | 1176.1871 | -4611.3245 | 3147.8704
13 | 784.3768 | 650.3114 | 433.9241 | -5011.7273 | 3143.115
13 | -4654.6112 | 333.0577 | 6975.276 | -4653.7225 | 2000
13 | 3407.0704 | 154.0586 | 1370.7988 | -6931.9278 | 2000
13 | 4173.3781 | 552.5129 | -1780.0085 | -6030.1476 | 3084.265
13 | 4698.1044 | -968.0488 | -2928.0863 | -3955.0513 | 3153.0821
13 | -4517.6173 | 25.2746 | 8813.3967 | -5517.6173 | 1196.5633
13 | -4458.9696 | -89.0134 | 9489.4369 | -5840.1349 | 898.6811
13 | -955.0027 | -393.3875 | 8490.9196 | -7443.8608 | 301.3314
13 | 2201.5248 | -468.7892 | 6330.2237 | -8350.2777 | 287.3183
13 | 2984.5637 | -2819.261 | 4662.5608 | -5187.6706 | 359.807
13 | -4483.3001 | -380.1 | 9485.7977 | -5483.3001 | 860.9024
13 | -5000 | 1934.7284 | -594.6533 | 1500 | 2159.9249
13 | -4983.8081 | 2092.461 | -279.6087 | 973.7647 | 2197.1911
13 | 4508.0595 | 2366.9471 | -6048.4189 | -2856.8654 | 2030.2777
13 | -4873.2014 | 675.8221 | 3647.4151 | -2620.9533 | 3170.9176
13 | -5015.625 | 1780.1537 | -903.5526 | 2015.625 | 2123.3989
13 | -5015.625 | 4204.6976 | 1148.6879 | 3117.4379 | -3455.1983
13 | -5015.625 | 3635.6213 | 2051.4651 | 4020.2151 | -4691.6764
13 | -5015.625 | 822.0647 | -328.3341 | 9681.9172 | -5160.0228
13 | 420.4043 | 347.5228 | -4347.4125 | 9001.6574 | -5422.172
13 | 5762.8475 | 310.1513 | -7934.4359 | 7469.8334 | -5608.3963
13 | 5937.2805 | 168.991 | -9552.9062 | 7943.5922 | -4496.9575
13 | -5015.625 | 3705.5265 | 2031.5501 | 4000.3001 | -4721.7517
13 | -5015.625 | 3685.2264 | 2067.4541 | 4036.2041 | -4773.2596
13 | -5015.625 | 4174.4578 | 1202.1717 | 3170.9217 | -3531.9261
13 | -5015.625 | 1515.6705 | 891.2591 | 2860.0091 | -251.3136
13 | -5015.625 | -99.8684 | 3434.4299 | 5403.1799 | -3722.1165
13 | -5015.625 | -4745.6013 | 5015.956 | 6984.706 | -2239.4358
13 | -5015.625 | -7067.7166 | 4475.63 | 6444.38 | 1163.3316
13 | -4942.3728 | -7518.4017 | 7638.2967 | 5065.4101 | -242.9323
13 | -2948.6636 | -7559.8818 | 6275.6549 | 4494.0522 | -261.1617
13 | 4199.3892 | -7687.0581 | 1236.0839 | 2510.6906 | -259.1056
13 | -4970.1086 | -6286.1382 | 6687.827 | 5834.5604 | -1266.1405
13 | -4942.3726 | -7518.3078 | 7638.3284 | 5065.4281 | -243.0761
13 | -2982.2935 | -7493.02 | 6321.0611 | 4516.43 | -362.1776
13 | -3175.8396 | -6383.1287 | 5576.4579 | 5257.791 | -1275.2806
13 | 1166.3725 | -7354.0836 | 3465.798 | 3407.1926 | -685.2794
13 | -29.9344 | -5754.8894 | 2719.6858 | 4705.0206 | -1639.8826
13 | 5019.5755 | -4371.1078 | -2243.7931 | 4281.6885 | -2686.3631
13 | -4913.5568 | 2085.545 | 5263.5188 | 904.0411 | -3339.5481
13 | 4760.6545 | 2184.2132 | -951.0175 | -2402.235 | -3591.6153
13 | 5624.175 | 1256.4542 | -8812.4657 | 465.6513 | 1466.1853
13 | 5662.9767 | 1009.5277 | -9063.4448 | 960.067 | 1430.8734
13 | 5403.8083 | -2048.6815 | -5041.3364 | 6042.237 | -4356.0274
13 | 6043.1198 | -2522.3338 | -10967.8441 | 7785.7276 | -338.6696
13 | 6156.9949 | -2216.9158 | -12217.7118 | 7402.0349 | 875.5978
13 | 6147.3113 | -3099.383 | -12054.8212 | 7955.3749 | 1051.5181
13 | 5530.2852 | -6647.6228 | -7305.3473 | 5355.1865 | 3067.4985
13 | 5511.2153 | -6669.0633 | -7137.185 | 5295.033 | 3000
13 | 5084.3051 | -4042.9607 | -2620.0336 | 4659.8763 | -3081.1871
13 | 4590.1815 | -7380.3588 | 1063.2618 | 2464.0127 | -737.0973
13 | 4592.6451 | -7623.1724 | 982.0364 | 2415.5303 | -367.0395
13 | 4621.0538 | -7663.1457 | 714.0984 | 2488.6696 | -160.6761
13 | 4591.2881 | -7673.927 | 970.4634 | 2368.4562 | -256.2808
13 | 4652.5876 | 2552.9337 | -231.1868 | -3585.9917 | -3388.3429
13 | 4841.0744 | 2814.5031 | -2432.1662 | -4475.329 | -748.0823
13 | 5278.2907 | 2395.1103 | -6465.1808 | -3187.6664 | 1979.4462
13 | 5226.3993 | 2243.6315 | -6079.6539 | -3507.0363 | 2116.6593
13 | 5321.4178 | -3566.2257 | -6155.2588 | 1397.4838 | 3002.5829
13 | 5011.9018 | 1703.1889 | -4446.3817 | -4756.2544 | 2487.5455
13 | 4922.1024 | -1513.0086 | -3442.3761 | -3128.6217 | 3161.9039
13 | 4886.1786 | -2062.898 | -3030.102 | -2764.3965 | 2971.2179
13 | 4902.8529 | -2856.1121 | -2998.39 | -1878.6389 | 2830.2881
13 | 4827.7499 | -2860.2736 | -2358.1556 | -2209.7717 | 2600.451
13 | 4949.0115 | -3190.2988 | -3306.6909 | -1299.5719 | 2847.55
13 | 4801.4945 | -3173.1297 | -2055.555 | -1978.2461 | 2405.4363
13 | 4485.735 | -6650.0142 | 1587.773 | 694.9397 | -118.4335
13 | 5114.5481 | -3975.0202 | -4500.3669 | 360.839 | 3000
13 | 5343.9221 | -5058.5765 | -6155.1771 | 2657.7624 | 3212.069
13 | 5322.5857 | -4829.5579 | -6028.5283 | 2315.0977 | 3220.4028
13 | 4596.9849 | 159.1819 | 384.6795 | -2421.5077 | -2719.3387
13 | 4468.5521 | -6129.4679 | 1796.271 | 564.0151 | -699.3703
13 | -5015.625 | 3783.5317 | -1369.2147 | 4273.613 | -1672.3051
13 | -5015.625 | 3397.3758 | -2935.7701 | 5240.1449 | -686.1256
13 | -5015.625 | 3039.3958 | -3436.517 | 6016.2159 | -603.4698
13 | -4869.7782 | 2284.7738 | -4614.5284 | 7611.2296 | -411.6969
13 | 2344.9759 | 1928.5357 | -11169.5336 | 6358.077 | 537.9451
13 | -4710.5507 | 2568.6551 | -6291.2573 | 7195.6549 | 1237.498
13 | 896.6728 | 2064.233 | -10190.733 | 6524.2927 | 705.5346
13 | -4754.9294 | 1681.2883 | -5839.8939 | 7492.0328 | 1421.5021
13 | -4772.6191 | 1772.5605 | -5705.2479 | 7260.5361 | 1444.7704
13 | -4767.7274 | 1382.3517 | -5706.8347 | 7608.6557 | 1483.5547
13 | 949.1193 | 1871.0765 | -10138.3101 | 6579.5459 | 738.5684
13 | -5015.625 | 3035.8777 | -3549.7612 | 5493.1368 | 36.3717
13 | -4878.1904 | 2317.7488 | -4886.1914 | 5950.5645 | 1496.0685
13 | -3593.3914 | 2454.3103 | -5745.3496 | 5432.9123 | 1451.5184
13 | -5015.625 | 2089.8666 | -3712.0059 | 5050.7568 | 1587.0074
13 | -5015.625 | 2016.3969 | -3719.1797 | 5041.5209 | 1676.8869
13 | -5015.625 | 1107.4958 | -2293.1665 | 4238.511 | 1962.7847
13 | -5015.625 | -71.7455 | -3511.1074 | 6686.0756 | 1912.4023
13 | -5015.625 | -1348.9766 | -3100.3396 | 9004.3464 | 460.5948
13 | -5015.625 | -2090.5473 | -370.3028 | 9871.2104 | -2394.7353
13 | -5015.625 | -1901.2121 | 1872.0013 | 9084.6305 | -4039.7947
13 | -5015.625 | -3613.9674 | -2994.8486 | 10374.5033 | 1249.9377
13 | -5015.625 | -4624.533 | -3147.2649 | 10108.0976 | 2679.3252
13 | -5015.625 | -6068.501 | -1071.2171 | 8860.6853 | 3294.6578
13 | -5015.625 | -6586.0812 | 1030.6166 | 7900.5392 | 2670.5504
13 | -744.4835 | -6557.1885 | -2730.8607 | 7032.5326 | 3000
13 | 2666.5958 | -6532.7594 | -5740.4047 | 6341.8255 | 3264.7428
13 | 2966.7816 | -6540.0035 | -5938.522 | 6252.8137 | 3258.9302
13 | 3856.9739 | -5911.6216 | -5970.7331 | 4777.9163 | 3247.4645
13 | -4922.9115 | -4116.1418 | -3942.6042 | 10521.7268 | 2459.9307
13 | -2507.4049 | -3966.0766 | -5836.3579 | 9985.4698 | 2324.3696
13 | 1831.0373 | -5920.7093 | -6039.9283 | 7100.9048 | 3028.6955
13 | 554.3852 | -3677.499 | -8067.3402 | 9273.2383 | 1917.2156
13 | -4878.333 | -994.9621 | -4554.9182 | 8558.3617 | 1869.8516
13 | -3268.9507 | -1146.6534 | -5770.0747 | 8358.7264 | 1826.9523
13 | 1439.6279 | -1668.5448 | -9037.7918 | 7865.9332 | 1400.7756
13 | 550.796 | 1160.3356 | -5899.6151 | 2349.4025 | 1839.081
13 | -5009.2769 | 2049.4051 | -3774.986 | 5068.4759 | 1666.382
13 | -2744.3397 | 2411.0892 | -5776.1533 | 4600.362 | 1509.0418
13 | -1126.4189 | 3523.959 | -6023.6432 | 3873.8792 | -247.7762
13 | 5101.3831 | 3425.6654 | -11389.2985 | 2338.598 | 523.6521
13 | -997.8291 | 3520.6206 | -7628.0074 | 4033.0519 | 1072.1641
13 | 3122.0934 | 3456.4555 | -10196.4066 | 2892.0154 | 725.8422
13 | -353.1813 | 2897.9187 | -7743.6138 | 4057.9861 | 1140.8902
13 | 3191.1986 | 3228.6402 | -10133.541 | 2948.1794 | 765.5228
13 | -4980.6858 | 4406.6822 | 2703.1939 | 2505.714 | -4634.9042
13 | 5130.1231 | 4573.2091 | -3862.9014 | -906.6614 | -4933.7694
13 | 6010.0806 | 3452.7784 | -11899.5225 | 1997.6525 | 439.011
13 | 4903.2497 | 3084.2698 | -2050.2163 | -1839.9608 | -4097.3424
13 | 5783.2679 | 2138.7857 | -10061.8595 | 1082.7171 | 1057.0887
13 | 5674.7975 | 1531.7998 | -9211.0381 | 661.5431 | 1342.8976
13 | 5685.0641 | 2467.8601 | -9401.4634 | 26.5707 | 1221.9684
13 | 5546.6899 | -1150.51 | -6142.3569 | 6608.2718 | -4862.0949
13 | 5956.4821 | -1454.1163 | -9941.1883 | 7725.8316 | -2287.0092
13 | 6223.6719 | -737.5017 | -12873.8036 | 6825.558 | 562.0755
13 | 6200.9507 | -2808.0704 | -12491.6068 | 8123.8821 | 974.8444
13 | 5565.9922 | -6459.4313 | -7604.1008 | 5448.1254 | 3049.4144
13 | 5410.7701 | -6633.9497 | -6235.3165 | 4958.496 | 2500
13 | 5064.0741 | -4162.9077 | -2484.9316 | 4520.1891 | -2936.4238
13 | 4690.8244 | -6683.9022 | 297.3458 | 2861.4837 | -1165.7517
13 | 4579.3467 | -7451.1634 | 1141.7923 | 2408.7803 | -678.7559
13 | 4989.5944 | -7104.2951 | -2520.5185 | 3630.6784 | 1004.5409
13 | 4561.3796 | -7259.3976 | 1167.5997 | 1901.2647 | -370.8465
13 | 4522.057 | -7394.9911 | 1523.5252 | 1841.2778 | -491.8689
13 | 4522.8143 | -7446.6255 | 1524.3805 | 1886.6092 | -487.1785
13 | 4606.2992 | -6976.5173 | 904.0971 | 2303.3049 | -837.1839
13 | 4705.7475 | 3758.1403 | -734.6599 | -4003.3844 | -3725.8435
13 | 4798.9681 | 3887.5055 | -1823.2058 | -4443.2269 | -2420.0408
13 | 5440.8612 | 3271.7796 | -7744.2218 | -2552.7625 | 1584.3434
13 | 5218.6791 | 2623.1965 | -6093.5199 | -3920.2014 | 2171.8457
13 | 5304.5825 | -2629.3278 | -6161.8721 | 513.8337 | 2972.7837
13 | 5056.2298 | 2213.8935 | -4856.5651 | -4866.2938 | 2452.7355
13 | 4959.2367 | -1259.9524 | -3772.1289 | -3108.272 | 3181.1165
13 | 4961.6943 | -1285.6246 | -3787.4292 | -3071.0396 | 3182.3991
13 | 4994.3469 | -2838.9479 | -3725.3286 | -1336.4917 | 2906.4213
13 | 4842.919 | -2847.3386 | -2434.4425 | -2004.1453 | 2443.0073
13 | 5039.3719 | -3164.9261 | -4026.057 | -771.648 | 2923.2592
13 | 4900.791 | -3170.3267 | -2845.2654 | -1385.1989 | 2500
13 | 4973.6912 | -3189.3761 | -3502.1435 | -1150.0291 | 2867.8575
13 | 4816.6353 | -3160.5321 | -2131.5155 | -1772.37 | 2247.7823
13 | 4479.228 | -6875.784 | 1761.5908 | 1084.0835 | -449.1183
13 | 4475.4718 | -6910.0133 | 1800.3625 | 1100.4271 | -466.2481
13 | 4467.3728 | -6952.7273 | 1864.0429 | 1068.2773 | -446.9657
13 | 5353.8332 | -4650.4324 | -6294.7264 | 2377.3294 | 3213.9962
13 | 5305.9762 | -4136.7488 | -6010.656 | 1608.74 | 3232.6886
13 | 4957.5274 | -1274.9492 | -3756.6847 | -3107.0526 | 3181.159
13 | 4612.2533 | -266.8756 | 300.8993 | -2045.3423 | -2600.9346
13 | 4478.2224 | -6829.6326 | 1774.0187 | 1070.3122 | -492.9207
13 | -5015.625 | 1179.3159 | -260.057 | 9320.3507 | -5223.9846
13 | -5015.625 | 1345.2316 | -69.8245 | 8965.9346 | -5225.7167
13 | -5015.625 | 1988.6816 | -3068.5522 | 8062.4327 | -1966.9371
13 | -5015.625 | -865.9996 | 714.8623 | 9783.5419 | -4616.7796
13 | 5665.4538 | 436.4924 | -7996.9543 | 7646.1743 | -5751.1662
13 | 5789.3086 | 435.5858 | -8080.0786 | 7610.5811 | -5755.3969
13 | 5793.5643 | 431.5271 | -8119.6895 | 7622.0123 | -5727.4142
13 | 6317.7362 | 1538.8642 | -13877.17 | 5939.7552 | 80.8144
13 | 3753.0226 | 463.0975 | -6733.6643 | 8173.2085 | -5655.6643
13 | 5787.7162 | 447.9373 | -8098.806 | 7588.958 | -5725.8055
13 | 5859.9861 | 379.6605 | -8773.4755 | 7782.0439 | -5248.2151
13 | -4953.388 | 4993.6407 | 3158.7038 | 1268.76 | -4467.7166
13 | 5098.5883 | 4775.5678 | -3715.3724 | -1316.0843 | -4842.6993
13 | 6321.443 | 1196.0369 | -13779.6033 | 6608.7976 | -346.6743
13 | 6363.7348 | 1278.8505 | -14241.5594 | 6485.748 | 113.226
13 | -5015.625 | 2502.0771 | -3273.4166 | 7065.7792 | -1278.8147
13 | -5015.625 | 1530.8839 | -2963.341 | 8821.9623 | -2373.8802
13 | -5015.625 | 1677.4077 | -2980.9435 | 8671.3217 | -2352.1609
13 | -4845.5699 | 1967.6886 | -4768.0597 | 8252.7304 | -606.7894
13 | -4664.3578 | 2309.3153 | -6681.5163 | 7743.4914 | 1293.0674
13 | -166.7983 | 1899.4724 | -9816.6512 | 7216.3658 | 867.6113
13 | -5000 | 5054.8523 | 500 | 1500 | -2054.8523
13 | -5000 | 5054.8523 | 500 | 1500 | -2054.8523
13 | -4974.3713 | 5420.2505 | 1256.0466 | 667.0673 | -2368.9931
13 | -4916.7295 | 5751.2808 | 3824.5217 | -338.2506 | -4320.8224
13 | -4926.4908 | 5534.3114 | 3674.1619 | 116.5912 | -4398.5737
13 | -4991.4257 | 5152.2154 | 796.9535 | 1265.3464 | -2223.0896
13 | -4994.6175 | 5131.5925 | 658.7835 | 1325.0691 | -2120.8276
13 | -4994.1138 | 5111.6076 | 673.642 | 1308.6995 | -2099.8353
13 | -1222.5668 | 4683.7659 | -6403.4904 | 1649.0581 | 1293.2333
13 | 5239.3198 | 5014.2234 | -10028.7628 | -1049.985 | 825.2046
13 | 4910.439 | 5954.2788 | -2483.725 | -3746.1209 | -4634.8718
13 | 5756.8271 | 5042.1276 | -10308.0265 | -1270.4024 | 779.4742
13 | 5701.8209 | 4726.9232 | -9862.8812 | -1494.8361 | 928.9732
13 | 4749.0482 | 4915.4045 | -1196.9423 | -4423.9701 | -4043.5403
13 | 4883.1298 | 6128.2285 | -2340.0996 | -4100.1061 | -4571.1526
13 | 5727.6392 | 5240.1561 | -10163.6412 | -1671.7125 | 867.5583
13 | -4994.2161 | 5137.3153 | 670.6244 | 1312.024 | -2125.7475
13 | -5015.625 | 4972.9554 | -2248.7372 | 2015.625 | 275.7818
13 | -5015.625 | 4662.886 | -3343.1565 | 2015.625 | 1680.2705
13 | -5015.625 | 4910.8315 | -1267.1792 | 2015.625 | -643.6523
13 | -5015.625 | 4891.7266 | -965.3225 | 2015.625 | -926.4042
13 | -5015.625 | 4448.8054 | -1373.0602 | 2015.625 | -75.7452
13 | -5015.625 | 3236.9331 | -2072.1414 | 2015.625 | 1835.2083
13 | -5015.625 | 3894.4476 | -3112.2485 | 2606.3357 | 1627.0903
13 | -1966.3137 | 4513.8117 | -5805.7764 | 1852.9416 | 1405.3368
13 | -5015.625 | 4457.8699 | -3943.0982 | 3255.0426 | 1245.8107
13 | -5015.625 | 3791.9705 | -3703.4217 | 4551.0342 | 376.042
13 | -5015.625 | 3394.2412 | -3561.6526 | 5325.2804 | -142.244
13 | -4830.9171 | 3391.832 | -5389.7209 | 5489.1076 | 1339.6983
13 | -4314.5583 | 3409.0453 | -5718.3862 | 5296.6533 | 1327.2459
13 | -4789.9265 | 3127.085 | -5702.2332 | 6039.9241 | 1325.1506
13 | -4891.5443 | 3787.5884 | -4930.4724 | 4666.4679 | 1367.9605
13 | -3808.3245 | 3713.5196 | -5736.4649 | 4496.8552 | 1334.4146
13 | -5015.625 | 4313.414 | -3964.9862 | 3201.6407 | 1465.5565
13 | -4988.1152 | 4424.1865 | -4203.3728 | 3344.2998 | 1423.0016
13 | -2360.8715 | 4597.6366 | -5790.9802 | 2183.4026 | 1370.8125
13 | -5000 | 5076.8131 | 153.0197 | 1500 | -1729.8328
13 | -5000 | 5070.8354 | 247.468 | 1500 | -1818.3034
13 | -5000 | 4932.2491 | 119.8904 | 1500 | -1552.1396
13 | -5000 | 2670.4666 | -1184.8425 | 1500 | 2014.3759
13 | -5015.625 | 4762.5389 | -3915.5783 | 2644.7959 | 1523.8686
13 | -5015.625 | 4654.8217 | -4031.311 | 2873.9133 | 1518.201
13 | -4793.7316 | 3220.2043 | -5721.985 | 5858.4286 | 1437.0837
13 | -5015.625 | 4627.0196 | -4011.5324 | 2926.7907 | 1473.3471
13 | -5015.625 | 4594.66 | -3997.3754 | 2989.4535 | 1428.887
13 | -5015.625 | 4561.5542 | -3999.926 | 2987.6082 | 1466.3886
13 | -5011.0899 | 4590.0858 | -4040.6715 | 3002.2679 | 1459.4077
13 | -2282.3949 | 4651.4603 | -5795.1635 | 2046.3994 | 1379.6987
13 | -2005.9995 | 4877.211 | -5817.4395 | 1492.7611 | 1453.4669
13 | 5064.4462 | 5207.4053 | -9803.8218 | -1395.4811 | 927.4514
13 | -5000 | 5143.9934 | -908.4284 | 1500 | -735.5649
13 | -5015.625 | 4595.7923 | -3299.958 | 2015.625 | 1704.1657
13 | -5015.625 | 3931.4574 | -3986.161 | 3394.5588 | 1675.7698
13 | -5015.625 | 750.4983 | -2902.4272 | 9435.3708 | -2267.8168
13 | -4658.577 | 1460.7741 | -6675.4724 | 8402.7936 | 1470.4817
13 | -839.4898 | 1106.7032 | -9337.5895 | 7959.8985 | 1110.4776
13 | -4785.0794 | 2384.9145 | -5739.2648 | 6535.745 | 1603.6847
13 | -5012.4121 | 4646.4101 | -3249.8432 | 1909.5992 | 1706.246
13 | -5000 | 4783.9257 | -2179.3215 | 1500 | 895.3958
13 | -5000 | 4484.9552 | -2802.1767 | 1500 | 1817.2215
13 | -886.4691 | 4805.9705 | -5870.6602 | 345.1232 | 1606.0357
13 | 5366.5481 | 5102.0851 | -9415.3283 | -2186.3202 | 1133.0154
14 | 5911.04 | 3520.307 | -10923.2263 | 543.6095 | 948.2698
14 | 5915.1128 | -4275.136 | -10125.5431 | 6275.9024 | 2209.6638
14 | 5699.418 | -5434.3149 | -8519.778 | 5413.5788 | 2841.0961
14 | 5648.9337 | -5573.7749 | -8157.9072 | 5115.3392 | 2967.4092
14 | 5423.7979 | -3729.3835 | -6805.3672 | 1981.9709 | 3128.9819
14 | 5286.5392 | -3080.3366 | -5856.4164 | 630.6794 | 3019.5343
14 | 4581.6815 | -3079.439 | -111.7979 | -2390.4445 | 1000
14 | 4228.1358 | -3027.6796 | 2757.2307 | -3963.1613 | 5.4743
14 | 4146.2987 | -3021.3893 | 3064.5988 | -4100.3574 | -89.1509
14 | 2241.1292 | -2966.4924 | 4481.7054 | -3645.2621 | -111.08
14 | 120.9104 | -2953.0583 | 3071.1238 | -1238.9758 | 1000
14 | -1299.3583 | -2992.6982 | 1795.8791 | 136.8188 | 2359.3586
14 | -4805.2808 | -2950.4755 | 9479.5538 | -1562.1923 | -161.6052
14 | 3971.4843 | -3010.3942 | 3724.5637 | -4421.2541 | -264.3998
14 | 3663.8099 | -3000.4833 | 4046.3989 | -4411.3888 | -298.3367
14 | 2544.9758 | -2968.9136 | 4819.0909 | -4103.3959 | -291.7572
14 | 1354.627 | -2970.4506 | 6502.9469 | -4826.4797 | -60.6436
14 | -4796.4463 | -2951.4476 | 9777.4435 | -1767.4163 | -262.1333
14 | -4796.3139 | -2951.4758 | 9782.9769 | -1774.4995 | -260.6877
14 | -4807.6371 | -3403.2655 | 10066.1437 | -1701.4678 | -153.7733
14 | 3933.6039 | -3008.4249 | 3868.1446 | -4495.4994 | -297.8242
14 | 3677.8606 | -3035.8207 | 4893.9646 | -5460.5272 | -75.4773
14 | 297.6673 | -2942.5231 | -1326.7287 | 1325.7553 | 2645.8293
14 | 5001.229 | -5828.1539 | -2812.3399 | 2639.2648 | 1000
14 | 4811.6469 | -5901.7724 | -1247.3181 | 1915.2593 | 422.1842
14 | 4615.3065 | -5026.0791 | 124.0802 | 44.8569 | 241.8355
14 | 4217.6848 | -3132.2783 | 2869.8476 | -3884.7206 | -70.5335
14 | 4207.7932 | -3154.3997 | 2977.4711 | -3840.4715 | -190.3931
14 | 3849.5713 | -2614.9035 | 3991.2217 | -4889.0291 | -336.8604
14 | 4199.5883 | -3306.9279 | 3061.6611 | -3778.1712 | -176.1503
14 | 4166.5846 | -3615.4078 | 3406.5344 | -3629.286 | -328.4251
14 | 4103.7613 | -5929.1854 | -690.0655 | 2129.4601 | 386.0295
14 | -4938.4615 | -6226.9641 | 5309.0323 | 5483.1474 | 373.2459
14 | -4938.4615 | -6089.0619 | 6277.9344 | 5151.5879 | -401.9989
14 | -4938.4615 | -4743.7964 | 7239.4835 | 2312.0494 | 130.725
14 | -4938.4615 | -4910.0334 | 7871.42 | 2628.0177 | -650.9428
14 | -4938.4615 | -5162.0296 | 8063.5772 | 2666.9662 | -630.0522
14 | -4938.4615 | -5603.709 | 8309.9324 | 2683.2634 | -451.0252
14 | -4938.4615 | -6183.0727 | 7968.4586 | 3645.4826 | -492.4069
14 | -4938.4615 | -5713.5756 | 8492.8802 | 2554.4187 | -395.2618
14 | -4938.4615 | -6311.6455 | 8736.7053 | 2798.2438 | -284.842
14 | -4938.4615 | -5317.0636 | 8066.2241 | 2127.7626 | 61.5385
14 | -4904.7778 | -5349.5053 | 9282.2299 | 1188.0089 | -215.9557
14 | -4906.9911 | -5424.4854 | 9251.1785 | 1298.609 | -218.311
14 | -4938.4615 | -3396.1628 | 7777.2086 | 1838.7471 | -1281.3314
14 | -4938.4615 | -6639.7608 | 7298.3956 | 4672.6018 | -392.775
14 | -4938.4615 | -6788.6626 | 7657.978 | 4592.8793 | -523.7332
14 | 4507.3616 | -6943.7784 | 1480.098 | 1455.7494 | -499.4305
14 | 4459.0459 | -5603.4101 | -7569.972 | 5667.9973 | 3046.3389
14 | 2424.5591 | -5518.6376 | -6473.8333 | 6375.8821 | 3192.0298
14 | -1928.9599 | -5165.6607 | -4347.0283 | 8028.3345 | 3413.3144
14 | -2600.4207 | -4758.137 | -4469.2257 | 8566.5235 | 3261.2598
14 | -4938.4615 | -5557.7662 | -98.349 | 7916.8216 | 2677.7552
14 | -4171.4795 | -6128.7169 | 3241.0126 | 6059.1838 | 1000
14 | -4938.4615 | -6175.1925 | 4203.1081 | 6093.5084 | 817.0375
14 | -4938.4615 | -5879.2818 | 6112.4558 | 5466.9095 | -761.6218
14 | -4938.4615 | -6613.3627 | 7417.657 | 4795.6474 | -661.4802
14 | -4938.4615 | -6848.3859 | 7659.8752 | 4645.4444 | -518.4722
14 | -4938.4615 | -7314.3425 | 8131.2019 | 4481.7916 | -360.1894
14 | -4938.4615 | -6115.0004 | 3781.2515 | 6272.2105 | 1000
14 | -4938.4615 | -6204.6918 | 1143.4461 | 7431.6954 | 2568.012
14 | 5648.0244 | -5715.8178 | -8117.5171 | 5219.2169 | 2966.0936
14 | 5229.5271 | -6336.857 | -4557.6229 | 3965.3872 | 1699.5656
14 | 5013.6756 | -4657.8558 | -2381.4111 | 3712.1051 | -1686.5138
14 | 4781.1283 | -5627.5679 | -509.5286 | 2892.4779 | -1536.5097
14 | 5856.125 | 782.6413 | -13382.7724 | 6211.7993 | 532.2068
14 | 5862.5162 | -2114.7717 | -12849.1359 | 8025.988 | 1075.4035
14 | -3293.9503 | -3028.3613 | -6264.3912 | 10172.6693 | 2414.0334
14 | -4332.3624 | -3123.4116 | -5502.8886 | 10413.292 | 2545.3706
14 | -4876.4174 | -162.0978 | 83.6266 | 9544.5787 | -4589.69
14 | -4938.4615 | -583.2053 | 606.2667 | 9245.4711 | -4330.071
14 | -4938.4615 | -5547.6612 | -142.4865 | 7936.7393 | 2691.87
14 | -4938.4615 | -5354.4498 | 6048.9314 | 5659.1797 | -1415.1997
14 | -4938.4615 | -5958.2648 | 6741.2554 | 5233.1473 | -1077.6764
14 | -4938.4615 | -612.6429 | 650.5608 | 9307.578 | -4407.0344
14 | -4449.4067 | -3843.5033 | -4505.7352 | 9868.6254 | 2930.0199
14 | -4665.3503 | -5027.5926 | -2644.2277 | 8901.8135 | 3435.357
14 | -4433.4098 | -3712.5038 | -4566.681 | 10052.6209 | 2659.9738
14 | -957.4439 | 1418.219 | -8727.1894 | 6985.0747 | 1281.3397
14 | -4267.9687 | 1715.8692 | -6405.814 | 7376.6683 | 1581.2452
14 | -4867.6984 | 653.1761 | -46.0848 | 9036.6097 | -4776.0026
14 | -4477.7086 | 3241.8569 | -4843.5435 | 4285.8632 | 1793.532
14 | 5665.3601 | 5037.667 | -9394.7988 | -2513.4969 | 1205.2686
14 | 5456.3511 | 4460.2917 | -7896.6254 | -3748.2321 | 1728.2147
14 | 5060.4152 | 405.9081 | -4744.9757 | -3922.4439 | 3201.0962
14 | 5059.7945 | 338.7193 | -4733.5914 | -3878.2364 | 3213.314
14 | 5261.2944 | -2154.5447 | -5854.8979 | -457.7863 | 3205.9345
14 | 5246.8846 | -2751.2921 | -5612.6252 | 92.8709 | 3024.1618
14 | 4328.627 | -2811.5763 | 1886.0413 | -3774.2061 | 371.1142
14 | 4248.4616 | -2806.1457 | 2538.4501 | -4122.7804 | 142.0143
14 | 3998.6934 | -2801.2865 | 3487.0399 | -4528.0719 | -156.3749
14 | -4804.0936 | -2935.0555 | 9501.6755 | -1595.6523 | -166.874
14 | -4796.1482 | -2934.3977 | 9767.8208 | -1780.8018 | -256.4731
14 | -4794.8907 | -2934.3453 | 9783.8026 | -1792.5382 | -262.0284
14 | -4796.186 | -2945.8204 | 9779.7055 | -1775.6013 | -262.0978
14 | 3773.5497 | -2481.4356 | 4165.5393 | -5149.0784 | -308.5749
14 | -4773.2178 | -2712.9703 | 9840.2591 | -2083.0787 | -270.9923
14 | -4795.686 | -2828.5498 | 9668.581 | -1827.4857 | -216.8596
14 | -4795.0384 | -2836.4077 | 9742.4926 | -1814.8143 | -296.2322
14 | -4925.3909 | -4735.5155 | 8096.9006 | 2250.6089 | -686.6032
14 | 3864.2055 | -2802.4944 | 4001.5379 | -4767.2704 | -295.9787
14 | 4245.2413 | -2842.3825 | 2573.098 | -4097.0469 | 121.0901
14 | 4051.2538 | -2878.7355 | 3334.62 | -4377.601 | -129.5374
14 | 3900.812 | -2902.0144 | 3923.8441 | -4629.1383 | -293.5033
14 | 3866.6695 | -2904.007 | 3955.9044 | -4621.9186 | -296.6482
14 | 3897.5635 | -2902.4385 | 3936.5456 | -4635.1125 | -296.558
14 | 3893.4614 | -2889.5111 | 3944.1161 | -4651.4046 | -296.6617
14 | 1843.0769 | -2867.6923 | 1935.3846 | -1910.7692 | 1000
14 | -3246.9824 | -2945.2182 | 5397.4002 | -205.1996 | 1000
14 | -4835.9802 | -2947.3369 | 8463.1067 | -919.1893 | 239.3997
14 | -4799.542 | -2951.5249 | 9705.7352 | -1818.0545 | -136.6139
14 | -4779.7282 | -2952.4281 | 9955.6189 | -2009.9925 | -213.47
14 | -4754.757 | -2965.0014 | 10225.4199 | -2366.7076 | -138.9538
14 | -4815.2265 | -2985.3453 | 9371.6425 | -2012.8848 | 441.8141
14 | -4894.9598 | -2953.5543 | 6525.0143 | 323.4997 | 1000
14 | -4938.4615 | -3658.5305 | 5936.4562 | 1660.5358 | 1000
14 | -4938.4615 | -3080.1071 | 5321.6188 | 1009.2843 | 1687.6655
14 | -4935.3267 | -2977.3777 | 5308.8367 | 854.4686 | 1749.399
14 | -4938.4615 | -2982.1739 | 5059.2454 | 960.3177 | 1901.0723
14 | -4938.4615 | -2989.4533 | 4675.9083 | 1119.9704 | 2132.0362
14 | -4938.4615 | -2992.625 | 4850.1565 | 965.5432 | 2115.3867
14 | -4217.9973 | -2934.142 | 2624.654 | 2202.0314 | 2325.4539
14 | -4938.4615 | -2938.3926 | 3247.9498 | 2353.7068 | 2275.1975
14 | -4938.4615 | -2946.9326 | 5083.925 | 1234.2702 | 1567.1989
14 | -4938.4615 | -2973.479 | 5191.1654 | 955.9703 | 1764.8049
14 | -402.7604 | -2956.0853 | 4452.9486 | -2094.1029 | 1000
14 | 534.4033 | -2967.5086 | 6572.1905 | -4410.7386 | 271.6534
14 | -1162.7778 | -2964.4815 | 8207.2346 | -4030.5309 | -49.4444
14 | -1332.2246 | -2965.3369 | 8321.1912 | -3974.8446 | -48.7851
14 | -1528.8466 | -2992.0497 | 2717.0654 | -470.1091 | 2273.94
14 | -3259.6063 | -2984.2376 | 3354.6174 | 653.2282 | 2235.9983
14 | 4243.741 | -2823.9492 | 2573.8295 | -4228.5622 | 234.9409
14 | 3681.2754 | -2869.879 | 4765.4663 | -5453.0942 | -123.7684
14 | 2657.7522 | -2906.2393 | 5655.337 | -5342.2469 | -64.6031
14 | 3619.2066 | -2881.3135 | 5017.7507 | -5687.1488 | -68.495
14 | 2831.0894 | -2816.7346 | -3502.9303 | 648.4378 | 2840.1378
14 | 3415.4357 | -1333.24 | -4578.5111 | -832.9858 | 3329.3011
14 | 2957.944 | -1221.3671 | -4226.8486 | -841.828 | 3332.0997
14 | 5100.6833 | -1523.6789 | -4700.8554 | -2148.1929 | 3272.0439
14 | 5104.3859 | -1634.9325 | -4705.0342 | -2033.8998 | 3269.4805
14 | 5041.5393 | -1431.8666 | -4246.0524 | -2619.6434 | 3256.0232
14 | 5422.6587 | 4368.7488 | -7654.4178 | -3945.926 | 1808.9363
14 | 4610.6663 | 5288.1594 | -385.9346 | -5960.6528 | -3552.2383
14 | 4374.221 | 3840.618 | 1438.8073 | -6884.8449 | -2768.8015
14 | 4298.1089 | 3330.4817 | 2018.6813 | -7191.0355 | -2456.2364
14 | 5044.9239 | 2357.4706 | -4837.9906 | -5451.701 | 2887.2971
14 | 4919.2699 | 1758.463 | -3884.8804 | -5936.271 | 3143.4185
14 | 4583.8995 | 1350.0242 | -1065.3696 | -6952.1229 | 2083.5688
14 | 4347.7894 | 3754.1903 | 1543.0083 | -7039.8632 | -2605.1249
14 | 4290.5005 | 3633.7139 | 1719.4721 | -7114.3372 | -2529.3493
14 | 4339.0969 | 3688.2867 | 1626.8841 | -7065.1383 | -2589.1294
14 | 2849.1017 | 437.9094 | 6052.5858 | -9000.5532 | -339.0437
14 | 2765.3129 | -226.4241 | 6785.9918 | -9239.7506 | -85.13
14 | 1851.259 | -204.456 | 7412.6482 | -8977.6784 | -81.7727
14 | -4033.1638 | 2017.4137 | 1964.6321 | -3245.6478 | 3296.7659
14 | -4854.8146 | 2007.4428 | 2711.3078 | -3088.7993 | 3224.8633
14 | -4797.9845 | 1636.8331 | 4968.7483 | -4091.2072 | 2283.6103
14 | -4414.5713 | 610.0255 | 11034.9015 | -6918.9258 | -311.4299
14 | -4412.5697 | 520.7059 | 11124.0889 | -6954.7638 | -277.4613
14 | -4750.0215 | 3741.0946 | 7756.7116 | -4495.8377 | -2251.947
14 | -4476.0529 | 1209.7657 | 10457.5871 | -6475.4097 | -715.8901
14 | -4784.3872 | -1340.3119 | 9332.8133 | -2419.0718 | -789.0424
14 | -4938.4615 | -863.9877 | 2926.9669 | 155.7911 | 2719.6913
14 | -4938.4615 | -2284.4207 | 2996.0705 | 1753.4839 | 2473.3278
14 | -4938.4615 | -1633.1564 | 3796.7143 | 285.809 | 2489.0946
14 | -4938.4615 | -2703.3569 | 4605.8334 | 820.9092 | 2215.0759
14 | 1921.03 | 3902.76 | -4899.6741 | -3251.7773 | 2327.6614
14 | -4904.0189 | 3081.6421 | 1031.9093 | -2083.3375 | 2873.805
14 | -4762.588 | 4098.1249 | 7358.0014 | -4223.9494 | -2469.5889
14 | -4752.2511 | 3694.2885 | 7815.167 | -4502.5337 | -2254.6707
14 | -4556.923 | 1524.4226 | 10176.4902 | -6037.4233 | -1106.5665
14 | -4542.153 | 1348.411 | 10347.3879 | -6153.7615 | -999.8844
14 | -4861.1645 | 2068.5984 | 2466.2844 | -2973.1897 | 3299.4714
14 | -4858.8938 | 1752.2649 | 3032.3447 | -3188.7355 | 3263.0196
14 | 5072.0125 | 2491.5584 | -4902.4991 | -5263.4633 | 2602.3914
14 | 4574.5413 | 4983.9245 | -8791.0278 | -2068.709 | 1301.2711
14 | -2182.0816 | 4667.9094 | -4920.3846 | 639.6304 | 1794.9263
14 | -4675.3142 | 4571.6799 | -3334.0293 | 1582.5876 | 1855.076
14 | -4938.4615 | 4865.5668 | -808.6703 | 840.2394 | 41.3256
14 | -4938.4615 | 5249.5662 | 2169.3351 | -223.0247 | -2257.4151
14 | -4889.0315 | 5529.913 | 4297.2438 | -1012.695 | -3925.4303
14 | -4938.4615 | 4789.4888 | 3673.0028 | 528.8091 | -4052.8391
14 | -4938.4615 | -4415.1351 | 7724.6108 | 2554.6131 | -925.6272
14 | -4938.4615 | -4797.1616 | 7879.636 | 2632.1257 | -776.1385
14 | -4938.4615 | -4913.5788 | 7435.0058 | 3370.3531 | -953.3185
14 | -4938.4615 | 1186.4374 | 474.5793 | 7958.1892 | -4680.7444
14 | -4938.4615 | 3844.3336 | -1123.105 | -134.78 | 2352.013
14 | -4938.4615 | 3406.1162 | 125.5101 | -1244.9372 | 2651.7724
14 | -4938.4615 | 642.6502 | 1516.0816 | -549.6515 | 3329.3813
14 | -4938.4615 | 307.7059 | 2019.258 | -684.6222 | 3296.1198
14 | -4938.4615 | 1458.3482 | 1876.5092 | -1259.9433 | 2863.5475
14 | -4938.4615 | -2422.0186 | -619.6021 | 4587.1737 | 3392.9085
14 | -4938.4615 | -3624.8388 | -441.557 | 5851.7002 | 3153.1571
14 | -4766.7476 | -4104.8575 | -1888.9637 | 7333.5581 | 3427.0107
14 | 4818.4614 | 5907.7793 | -1854.5264 | -4692.9747 | -4178.7396
14 | 5912.0618 | 4149.7333 | -10980.5186 | 97.6812 | 821.0423
14 | 5916.919 | 4098.1117 | -10949.7923 | 196.1249 | 738.6368
14 | 5922.27 | 2713.5711 | -10783.7393 | 1272.1801 | 875.7182
14 | 5926.4314 | 1313.1728 | -10622.374 | 2344.8956 | 1037.8742
14 | 5929.3363 | -4246.7391 | -10053.4457 | 6433.3153 | 1937.5331
14 | 5562.4117 | -6218.6509 | -7321.8336 | 4966.3923 | 3011.6803
14 | 5411.2102 | -4979.9546 | -6413.4655 | 2862.0171 | 3120.1928
14 | 5029.9891 | -3177.2967 | -3777.857 | -891.0493 | 2816.2139
14 | 4919.6242 | -3177.1562 | -2878.3782 | -1364.0898 | 2500
14 | 4207.6886 | -3072.9281 | 2898.9905 | -4531.0726 | 497.3215
14 | 4979.2336 | -3195.1961 | -3389.3982 | -1172.899 | 2778.2597
14 | 5409.3814 | -6385.8589 | -6030.8465 | 4507.3239 | 2500
14 | 4599.5438 | -7264.9793 | 802.3993 | 2079.2692 | -216.2331
14 | 4545.891 | -7204.2287 | 1282.668 | 1946.1451 | -570.4754
14 | 4516.8416 | -7297.0942 | 1485.1162 | 1763.4328 | -468.2964
14 | 4114.6782 | -4003.8188 | 3901.2401 | -3832.9791 | -179.1204
14 | 4103.1691 | -4059.7325 | 3988.3244 | -3877.5259 | -154.2351
14 | 4144.9638 | -4424.3565 | 3739.9019 | -3278.6961 | -181.8132
14 | 4518.0363 | -7383.3449 | 1487.074 | 1838.9319 | -460.6973
14 | 4502.0737 | -7495.652 | 1612.0085 | 1803.9078 | -422.338
14 | 1.6451 | -7419.5733 | 4730.2679 | 3076.8541 | -389.1937
14 | 5931.5884 | -654.9507 | -10426.0037 | 3891.6188 | 1257.7472
14 | 5933.4465 | -4211.3557 | -10062.0879 | 6506.782 | 1833.2152
14 | 5524.9198 | -6406.844 | -7020.7641 | 4873.5384 | 3029.1499
14 | 5401.9956 | -5399.8057 | -6282.2768 | 3162.7183 | 3117.3686
14 | 3832.1774 | -6336.3112 | -6108.7501 | 5462.5157 | 3150.3682
14 | 819.9314 | -6092.0827 | -4637.1912 | 6605.8651 | 3303.4774
14 | 36.6232 | -5860.2507 | -4506.3921 | 6993.8777 | 3336.1419
14 | 601.4171 | -6076 | -4523.3039 | 6685.585 | 3312.3017
14 | -3311.8172 | -4140.2494 | -4600.5734 | 9441.3819 | 2611.2582
14 | -4532.3979 | -4215.6945 | -3642.9776 | 9712.2311 | 2678.8388
14 | -4821.7608 | -5802.3665 | -1148.5694 | 8416.7094 | 3355.9873
14 | -4938.4615 | -2005.4734 | 526.6021 | 9063.8538 | -2646.521
14 | -4938.4615 | -6024.5924 | -79.5728 | 8004.3321 | 3038.2946
14 | 5516.2018 | -6416.3696 | -6947.218 | 4847.3858 | 3000
14 | 4514.9465 | -7503.2837 | 1501.1713 | 1845.4227 | -358.2569
14 | -70.6619 | -7421.7109 | 4734.181 | 3117.7698 | -359.5781
14 | 5254.8032 | -4703.7855 | -5264.6479 | 1713.6303 | 3000
14 | 4937.2215 | -3196.4668 | -3070.2155 | -1418.7365 | 2748.1973
14 | 4191.4724 | -3087.2884 | 2981.5504 | -4736.1357 | 650.4013
14 | 4121.9839 | -3782.7617 | 3730.3363 | -4214.5864 | 145.028
14 | 4141.667 | -3976.1426 | 3620.5195 | -3902.7784 | 116.7345
14 | 3846.8155 | -3060.797 | 4276.0309 | -5313.937 | 251.8875
14 | 1679.3118 | -6347.7519 | -4244.6292 | 5913.0693 | 3000
14 | -4938.4615 | -6380.2308 | 1473.8145 | 7303.3437 | 2541.5341
14 | -4938.4615 | -7320.0236 | 8060.3547 | 4513.2289 | -315.0985
14 | -4938.4615 | -3513.8764 | 5121.1792 | 1226.169 | 2104.9898
14 | 5906.9754 | -1892.6251 | -11527.5562 | 6440.3004 | 1072.9056
14 | 5909.9624 | -3246.767 | -11278.1546 | 7288.1839 | 1326.7753
14 | -81.1912 | -3844.5364 | -6969.7004 | 8692.7757 | 2202.6522
14 | 1223.7474 | -1361.1216 | -8345.173 | 6912.5044 | 1570.0428
14 | 5636.0007 | 1193.0072 | -8589.4576 | 197.1385 | 1563.3111
14 | 5591.3205 | 1335.4761 | -8297.3538 | -261.2349 | 1631.7921
14 | 5161.3369 | -3067.5562 | -4874.6842 | -450.4277 | 3231.3312
14 | 5277.3167 | 2321.1211 | -6228.5512 | -3430.3242 | 2060.4376
14 | 4462.5905 | 3072.8002 | 986.1803 | -5602.1177 | -2919.4534
14 | 4236.9126 | 2351.3523 | 2558.9488 | -7021.5628 | -2125.651
14 | 4104.8121 | -3332.0167 | 3923.749 | -4328.604 | -367.9405
14 | 4133.2564 | -3630.6653 | 3758.4099 | -3888.7606 | -372.2404
14 | 3429.554 | 3046.8415 | 1648.1023 | -5198.3103 | -2926.1875
14 | 5094.9326 | 1825.5805 | -4917.4313 | -4500.4822 | 2497.4004
14 | 4755.951 | 1015.1689 | -2429.9177 | -6392.1872 | 3050.9849
14 | 4405.4262 | 1412.0646 | 707.7765 | -7261.9143 | 736.647
14 | 4022.1705 | 1596.8684 | 2530.8148 | -7685.2663 | -464.5875
14 | -3180.146 | 766.2749 | 9022.0057 | -6528.2858 | -79.8487
14 | 3828.3869 | 1897.4219 | 3705.9417 | -7796.376 | -1635.3745
14 | -2734.2065 | 1036.8257 | 9299.0288 | -6696.4463 | -905.2018
14 | 3591.7944 | 1516.6262 | 4391.3744 | -8182.414 | -1317.381
14 | -1876.4702 | 894.3023 | 8920.7229 | -7150.5644 | -787.9906
14 | 2933.372 | 56.8017 | 6370.715 | -9044.0263 | -316.8624
14 | 1355.1975 | 95.9637 | 7451.3911 | -8590.4947 | -312.0576
14 | 3802.8773 | 2027.8079 | 3713.3744 | -7894.5019 | -1649.5579
14 | -2939.2076 | 1099.4631 | 9464.1667 | -6730.6351 | -893.7871
14 | 4720.4851 | 846.0984 | -2160.9012 | -6528.9577 | 3123.2755
14 | 4488.7285 | 563.8482 | -212.4881 | -7230.9586 | 2390.8701
14 | 2909.7057 | -266.3639 | 6266.3151 | -9095.4514 | 185.7945
14 | 1849.288 | -240.9833 | 6992.1027 | -8790.8793 | 190.4719
14 | 4904.9017 | -1017.0955 | -3274.703 | -3828.1057 | 3215.0025
14 | 4919.5189 | -1676.937 | -3255.8766 | -3088.5115 | 3101.8063
14 | 4891.9061 | -2820.4509 | -2791.6229 | -2033.3177 | 2753.4854
14 | 4211.9845 | -2865.0882 | 2760.7465 | -4896.6855 | 789.0427
14 | 3782.4547 | -2883.4452 | 4407.0006 | -5572.0209 | 266.0108
14 | 523.4416 | -2968.0577 | 6558.5396 | -4399.5752 | 285.6516
14 | -1504.6268 | -2993.7295 | 2794.4188 | -562.2899 | 2266.2274
14 | -4913.5297 | -3009.1335 | 5741.7526 | 151.0471 | 2029.8635
14 | -4889.4613 | -3005.198 | 7000.046 | -645.1772 | 1539.7905
14 | -4835.7804 | -2999.5391 | 8764.0218 | -1776.2242 | 847.5219
14 | -4906.9397 | -5094.651 | 8932.1933 | 976.3372 | 93.0603
14 | -4906.6226 | -5099.9382 | 8949.0047 | 972.8481 | 84.708
14 | -4913.2394 | -5448.0353 | 8978.2369 | 1425.5611 | -42.5233
14 | -4938.4615 | -5879.2413 | 8347.313 | 2408.8514 | 61.5385
14 | -4938.4615 | -6204.9065 | 8617.2337 | 2678.7721 | -152.6377
14 | -1295.2426 | -2977.333 | 7777.644 | -3800.452 | 295.3835
14 | 3616.1589 | 878.0412 | -1439.3355 | -6197.0562 | 3142.1916
14 | -4595.8326 | 351.7416 | 8676.5955 | -5768.7949 | 1336.2904
14 | -4587.1409 | 382.9434 | 8863.6222 | -5834.1393 | 1174.7145
14 | -4587.6679 | 329.8758 | 8805.774 | -5829.011 | 1281.0291
14 | 1000.4119 | 791.7432 | 183.2001 | -5170.624 | 3195.2688
14 | -4824.8328 | 513.6009 | 5486.9875 | -3825.2772 | 2649.5216
14 | -4822.8966 | 510.1775 | 5554.3664 | -3864.1932 | 2622.5459
14 | -4778.6101 | 1880.3198 | 8701.4475 | -3951.3966 | -1851.7606
14 | -4623.1735 | 1275.2117 | 9939.0391 | -5355.9609 | -1235.1163
14 | -4602.4163 | 1190.1234 | 10096.5532 | -5544.3973 | -1139.8631
14 | -4792.1542 | -122.3422 | 9322.6139 | -3132.9106 | -1275.207
14 | -4802.3874 | -1559.7334 | 9716.218 | -2552.3633 | -801.7339
14 | -4821.3215 | -2549.7725 | 8774.9756 | -2312.9545 | 909.0729
14 | -4887.4305 | -1635.2516 | 5648.3773 | -1397.1681 | 2271.473
14 | -4913.4222 | -3000.6967 | 5738.4104 | 143.2816 | 2032.4269
14 | -659.5835 | 1255.2678 | 914.2 | -4731.8188 | 3221.9345
14 | -4832.1487 | 1397.24 | 4222.6812 | -3733.3177 | 2945.5452
14 | -4813.8191 | 1210.8772 | 5039.0917 | -4091.997 | 2655.8472
14 | 5131.6314 | -2797.6688 | -4697.079 | -877.6737 | 3240.7901
14 | 5013.5378 | -1902.5218 | -3952.8706 | -2391.0076 | 3232.8622
14 | 2897.4302 | 2235.3714 | -4928.5232 | -2416.3619 | 2212.0836
14 | -4938.4615 | 2009.3032 | -160.4201 | 740.6917 | 2348.8867
14 | -4938.4615 | 2423.1993 | 3427.0588 | -594.1629 | -317.6336
14 | -4860.7208 | 2810.103 | 6713.8343 | -1866.0528 | -2797.1637
14 | -4938.4615 | 2117.1522 | 5524.5014 | 454.5584 | -3157.7504
14 | -4938.4615 | -1829.1262 | 7261.5385 | 1323.0769 | -1817.0276
14 | -4938.4615 | -3707.6923 | 7261.5385 | 1323.0769 | 61.5385
14 | -4938.4615 | -3162.5502 | 7725.534 | 1787.0724 | -1411.5947
14 | -4938.4615 | -6071.3704 | 8665.3067 | 2726.8451 | -382.3198
14 | -4925.9165 | -2791.8043 | 7926.4245 | 1185.0817 | -1393.7855
14 | -4901.7933 | -4840.5529 | 9204.9539 | 919.7265 | -382.3343
14 | -4904.0813 | -4961.4848 | 9185.5401 | 1046.743 | -366.7171
14 | -4938.4615 | 1258.9402 | 1977.5936 | -1160.2393 | 2862.1671
14 | -4938.4615 | 1334.1792 | 2219.6669 | -1197.8588 | 2582.4742
14 | -4907.6612 | 928.6945 | 2902.3546 | -2011.5273 | 3088.1394
14 | -4886.6938 | 731.1664 | 3454.1375 | -2521.9149 | 3223.3048
14 | -4894.3085 | 590.6929 | 3360.5307 | -2283.1664 | 3226.2513
14 | -4938.4615 | -631.9018 | 2533.3865 | -214.8183 | 3251.7952
14 | -4938.4615 | -3324.6072 | 4939.2603 | 1131.5344 | 2192.2741
14 | 5227.8972 | 1184.1667 | -8361.8634 | 351.5022 | 1598.2973
14 | -822.5474 | 1070.2693 | -4858.6492 | 2584.4252 | 2026.5022
14 | -4746.4075 | 1032.6996 | -2314.1403 | 3914.9276 | 2112.9205
14 | -4938.4615 | 1256.0787 | -498.1521 | 3250.3149 | 930.22
14 | -4938.4615 | 2039.4831 | 5385.4255 | 711.9856 | -3198.4326
14 | -4938.4615 | -1873.4028 | 520.4509 | 8983.9606 | -2692.5472
14 | -4938.4615 | 1702.3569 | -796.992 | 1756.9078 | 2276.1889
14 | -4938.4615 | -4675.556 | -284.5252 | 6562.9271 | 3335.6155
14 | -4938.4615 | -5324.0632 | -188.5311 | 7244.7036 | 3206.3523
14 | -4845.881 | -5582.868 | -968.9086 | 8043.6556 | 3354.0019
14 | -3917.1614 | -802.1075 | -4757.4489 | 7460.0968 | 2016.6211
14 | -4482.404 | -749.0663 | -4330.4596 | 7530.3846 | 2031.5452
14 | 4747.7564 | 2138.0461 | -852.0894 | -2591.277 | -3442.4361
14 | 4617.7065 | 2560.3937 | -9.7094 | -3951.1446 | -3217.2462
14 | 5966.4195 | -2319.4776 | -9945.883 | 6937.1047 | -638.1636
14 | 5966.204 | -2438.7475 | -9936.213 | 7009.9066 | -601.1501
14 | 5950.6353 | -2357.3326 | -9782.0793 | 6986.1463 | -797.3698
14 | 5394.7617 | -1941.1184 | -4855.5956 | 5557.2085 | -4155.2562
14 | 5255.6877 | -2752.659 | -3835.0955 | 4986.2562 | -3654.1894
14 | 4513.6072 | -7425.7046 | 1530.7755 | 1859.8299 | -478.508
14 | -75.2357 | -7386.5199 | 4750.3802 | 3125.3928 | -414.0175
14 | -4938.4615 | -1915.2522 | 682.035 | 9034.0474 | -2862.3687
14 | -4938.4615 | -1795.4533 | 2018.75 | 8567.3617 | -3852.1968
14 | -4938.4615 | -5571.3369 | 6325.9843 | 5729.2303 | -1545.4162
14 | -4938.4615 | -7265.8402 | 8080.5393 | 4522.9737 | -399.2113
14 | 5804.4551 | 2075.7461 | -9864.5099 | 820.3414 | 1163.9674
14 | 5615.8001 | 2677.2977 | -8631.1495 | -1115.0656 | 1453.1174
14 | 5132.1363 | -2275.4195 | -4781.1857 | -1327.8777 | 3252.3467
14 | 5450.8746 | 3194.9919 | -7544.544 | -2779.579 | 1678.2565
14 | 4614.1373 | 3966.9789 | -134.8944 | -5010.0472 | -3436.1746
14 | 4466.5072 | 3526.7636 | 908.4817 | -5910.6821 | -2991.0703
14 | 4275.5232 | 2916.2251 | 2239.4656 | -7111.9134 | -2319.3006
14 | 4509.4591 | 3366.4644 | 643.1263 | -5415.8942 | -3103.1556
14 | 5084.2615 | 2198.8978 | -4909.0407 | -4930.721 | 2556.6025
14 | 4935.8017 | 1843.9714 | -3819.6138 | -5759.2087 | 2799.0494
14 | 4348.6099 | 2508.8426 | 1436.5857 | -7216.1573 | -1077.881
14 | 4774.2994 | 1074.0704 | -2594.5868 | -6382.0237 | 3128.2407
14 | 4519.9399 | 764.2927 | -456.1477 | -7152.4898 | 2324.4048
14 | 5013.6402 | -1344.0313 | -4040.1079 | -2876.7874 | 3247.2864
14 | 5016.7394 | -1483.937 | -4036.1161 | -2719.9719 | 3223.2855
14 | 4984.8865 | -2803.0464 | -3500.5726 | -1502.7447 | 2821.4771
14 | 4228.0153 | -2852.7356 | 2680.1817 | -4690.1718 | 634.7103
14 | 5118.8175 | -2154.4122 | -4701.5543 | -1519.4387 | 3256.5877
14 | 5036.6742 | -1531.7675 | -4183.8992 | -2572.0807 | 3251.0732
14 | 4900.2676 | 3037.7474 | -1988.2638 | -2018.1234 | -3931.6279
14 | 5974.5383 | -985.7832 | -9959.2569 | 6551.1586 | -1580.6569
14 | 5972.9061 | -1889.0455 | -9886.0231 | 7102.5065 | -1300.344
14 | 5855.0006 | -1272.4687 | -8718.7284 | 6922.5636 | -2786.3671
14 | 5547.3879 | -1042.1415 | -5992.481 | 6131.8093 | -4644.5746
14 | 5234.4241 | -2868.3831 | -3696.0098 | 4846.9732 | -3517.0044
14 | 5908.168 | 3634.6417 | -11371.4949 | 1177.1731 | 651.5121
14 | 5870.298 | 1814.5884 | -13074.2237 | 5036.2694 | 353.0679
14 | 5874.507 | 1449.3092 | -12903.7894 | 5155.4599 | 424.5132
14 | 5916.6376 | 2898.0263 | -11028.5884 | 1418.5391 | 795.3854
14 | 3223.7201 | 2677.3484 | -9308.6661 | 2310.2711 | 1097.3264
14 | 3101.0792 | 2668.3783 | -9228.4876 | 2350.2271 | 1108.8031
14 | -2572.3994 | 1776.9502 | -4863.536 | 3819.2002 | 1839.785
14 | -4085.6116 | 1900.4538 | -4850.6069 | 5307.4181 | 1728.3466
14 | -4482.6694 | 1869.2169 | -4589.7712 | 5462.9936 | 1740.2301
14 | 1008.2222 | 1394.7027 | -9342.8072 | 5880.2972 | 1059.5851
14 | 817.264 | 2280.4766 | -9624.7927 | 5617.5273 | 909.5248
14 | -4318.7489 | 2737.4763 | -6025.7523 | 6231.2205 | 1375.8044
14 | 2984.5008 | 3644.3639 | -9621.974 | 2062.7531 | 930.3562
14 | 1778.4444 | 3648.5853 | -8877.5949 | 2425.1251 | 1025.4401
14 | -4265.2822 | 3918.4574 | -4912.1299 | 3715.3215 | 1543.6331
14 | -4489.4382 | 3928.5239 | -4750.6243 | 3761.4555 | 1550.0832
14 | -4938.4615 | 3965.102 | -284.0047 | 3360.5589 | -2103.1947
14 | -4469.025 | 3794.8615 | -4905.9753 | 4039.5071 | 1540.6317
14 | -4418.0226 | 3433.7462 | -5284.3054 | 4787.6804 | 1480.9014
14 | -4457.0444 | 2451.2953 | -4863.8177 | 5213.1298 | 1656.437
14 | 5928.282 | 3639.9577 | -10804.5996 | 1095.943 | 140.4169
14 | 5942.4871 | 3038.2159 | -10616.7914 | 2278.36 | -642.2717
14 | 5985.3401 | 1192.3508 | -10043.5818 | 5906.0613 | -3040.1704
14 | 5756.7693 | 767.746 | -7669.9459 | 6581.1207 | -5435.6902
14 | 5729.5349 | 70.927 | -7395.4638 | 6845.1743 | -5250.1724
14 | -4938.4615 | -1195.2173 | 1329.1109 | 8979.7151 | -4175.1471
14 | 5926.4868 | 3052.1027 | -10772.3604 | 1322.2684 | 471.5025
14 | 5893.8721 | 1698.9575 | -12452.5868 | 5190.5834 | -330.8261
14 | -4566.0546 | 2325.1407 | -3411.0808 | 6861.9007 | -1209.906
14 | -4911.8205 | 1664.9336 | 268.4357 | 7909.1543 | -4930.703
14 | -4387.6204 | 1373.1344 | -5321.5849 | 6689.9524 | 1646.1186
14 | -4450.6177 | 1701.8194 | -4839.4518 | 5863.3477 | 1724.9024
14 | -4438.8331 | 190.0011 | -4786.3979 | 7154.4475 | 1880.7824
14 | 5805.5986 | 3650.3864 | -9653.4478 | 993.228 | -795.7652
14 | 5137.5739 | 4489.7633 | -3816.3383 | -1090.0447 | -4720.9541
14 | 1459.4295 | 3672.4909 | -6229.7362 | 2202.8745 | -1105.0587
14 | -4938.4615 | 3968.1354 | 481.7006 | 3269.3878 | -2780.7623
14 | -4938.4615 | 4324.3752 | 2744.8462 | 2302.4029 | -4433.1628
14 | -4938.4615 | 3409.1656 | -287.0642 | 3522.9102 | -1706.5501
14 | -4651.0554 | 1528.925 | -3156.2304 | 4321.7654 | 1956.5954
14 | -4784.7087 | 3469.7683 | -1638.9513 | 4448.188 | -1494.2963
14 | -4938.4615 | 3791.853 | -221.3892 | 3701.5805 | -2333.5827
14 | -4938.4615 | 1858.5009 | 465.1411 | 7508.5279 | -4893.7083
14 | -4938.4615 | 958.3219 | 546.019 | 8176.7665 | -4742.6459
14 | 5858.1179 | 1547.8044 | -13412.128 | 5614.2431 | 391.9626
14 | -292.8841 | 2118.05 | -9209.1354 | 6315.0762 | 1068.8934
14 | -4272.3894 | 2473.5131 | -6418.6146 | 6787.6201 | 1429.8709
14 | -4478.0213 | 3916.7972 | -4883.6138 | 3795.4922 | 1649.3458
14 | 5977.7522 | 925.8614 | -10259.223 | 6468.1314 | -3112.5219
14 | -4721.492 | 1673.6732 | -1655.8686 | 8033.8354 | -3330.148
14 | -4938.4615 | 2424.7589 | 239.1767 | 6396.2792 | -4121.7533
14 | -4938.4615 | 2912.3459 | 1379.1519 | 5290.274 | -4643.3102
14 | -4938.4615 | 1808.858 | 436.4334 | 7513.3228 | -4820.1527
14 | -4938.4615 | 1883.3432 | 433.9493 | 7462.0967 | -4840.9277
14 | -4871.6943 | 1287.284 | -53.6997 | 8544.0148 | -4905.9048
14 | -4876.1806 | 1429.5808 | -24.343 | 8400.9993 | -4930.0565
14 | 5745.0829 | 5144.8573 | -9938.8091 | -1954.0221 | 1002.8911
14 | 5779.7937 | 4921.156 | -10110.0327 | -1498.7364 | 907.8194
14 | 5637.6248 | 4165.3048 | -9002.8181 | -2054.2968 | 1254.1852
14 | 4609.5226 | 4859.3622 | -9470.2473 | -1005.6059 | 1006.9685
14 | 3129.5735 | 4784.9401 | -8632.12 | -392.6888 | 1110.2953
14 | -3787.2646 | 5422.768 | 2972.3363 | -361.9761 | -4245.8636
14 | -4927.9391 | 5168.7769 | 3933.9396 | -69.4656 | -4105.3118
14 | -3694.036 | 4272.2755 | -4928.1227 | 2791.6105 | 1558.2726
14 | -4533.0671 | 4216.92 | -4420.5839 | 3161.9346 | 1574.7964
14 | -4938.4615 | 4723.1765 | -560.6662 | 1868.6708 | -1092.7196
14 | -4938.4615 | 5330.3169 | 3556.8076 | 191.7037 | -4140.3667
14 | -4935.6837 | 5347.2731 | 3668.877 | 144.1496 | -4224.616
14 | -4938.4615 | 5307.8635 | 3635.0553 | 228.1082 | -4232.5655
14 | -3248.7028 | 4598.3804 | -4931.8728 | 1969.5544 | 1612.6408
14 | -4581.8447 | 4568.8286 | -4073.157 | 2434.8504 | 1651.3227
14 | -4938.4615 | 4915.647 | -638.0548 | 1490.6835 | -829.8142
14 | -4938.4615 | 5363.1939 | 3406.1203 | 142.4119 | -3973.2645
14 | -4931.7655 | 5397.1996 | 3707.7523 | 38.0769 | -4211.2633
14 | -1376.2364 | 3743.8245 | -4933.9144 | 793.0304 | 1773.2959
14 | -4826.8423 | 3036.417 | -1863.4933 | 1629.1295 | 2024.789
14 | -4938.4615 | 3389.491 | -767.5723 | 1355.3011 | 961.2418
14 | -4938.4615 | 4994.2017 | 3486.2511 | 71.0683 | -3613.0595
14 | -4938.4615 | 2458.6844 | -878.0798 | 1150.3596 | 2207.4973
14 | 4921.1938 | 5792.2433 | -2493.278 | -3771.77 | -4448.3891
14 | 4370.4307 | 5078.2318 | -9183.2654 | -1387.1878 | 1121.7908
14 | -3107.2872 | 4734.1892 | -4927.4709 | 1643.1051 | 1657.4638
14 | -4595.2973 | 4677.6556 | -3985.9491 | 2211.6355 | 1691.9553
14 | -4938.4615 | 5051.5899 | -698.2202 | 1224.3209 | -639.2291
14 | -4938.4615 | 5481.1622 | 2710.4054 | -17.2314 | -3235.8746
14 | -4911.312 | 5630.1947 | 3867.6043 | -455.3579 | -4131.129
14 | -4938.4615 | 5234.6805 | 3520.9234 | 387.781 | -4204.9234
14 | 4886.2745 | 6004.9096 | -2312.0485 | -4205.9249 | -4373.2107
14 | 5985.2566 | 1034.6632 | -10009.6533 | 6219.0457 | -3229.3123
14 | 5989.2127 | 840.9544 | -9954.5111 | 6569.9105 | -3445.5665
14 | 5821.887 | 421.682 | -8211.3689 | 7124.5164 | -5156.7165
14 | 5784.2348 | 451.2552 | -7877.7603 | 7027.8078 | -5385.5375
14 | 5793.0565 | 496.958 | -7934.8494 | 7067.9845 | -5423.1496
14 | 4678.5221 | 459.088 | -7133.3166 | 7344.122 | -5348.4156
14 | 5989.1367 | 872.7201 | -9958.8803 | 6537.2154 | -3440.1919
14 | 5790.3896 | 568.7595 | -7919.7439 | 6995.9065 | -5435.3116
14 | 5431.5016 | 2726.9786 | -5698.2416 | 2549.1547 | -5009.3933
14 | 5989.1998 | 93.8255 | -9875.9656 | 7159.2522 | -3366.3118
14 | 5988.4789 | -305.0717 | -9843.6243 | 7402.7376 | -3242.5205
14 | 5931.2687 | -5.8959 | -9277.2287 | 7315.4255 | -3963.5696
14 | 5737.2432 | 187.3277 | -7546.555 | 6827.8366 | -5205.8525
14 | 5153.2669 | -3220.3574 | -3261.4425 | 4430.3899 | -3101.8569
14 | 5048.6535 | -3879.1311 | -2504.999 | 3989.6479 | -2654.1713
14 | 4342.051 | 3535.3784 | 1602.6723 | -6933.8337 | -2546.2681
14 | 4196.6422 | -2720.5569 | 3104.9682 | -3969.575 | -611.4785
14 | 429.0773 | -4526.5938 | 1447.4221 | 4774.7002 | -2124.6057
14 | 368.2896 | 221.9471 | -3927.9265 | 8360.9902 | -5023.3004
15 | 4770.5354 | 5693.7665 | -1548.3685 | -5047.9051 | -3868.0283
15 | -4850.158 | 5322.3312 | 4563.2832 | -1404.5924 | -3630.8641
15 | -4953.8462 | 4774.5139 | 288.9001 | 201.8756 | -311.4435
15 | -4953.8462 | 4476.1553 | -2092.3393 | 1061.7064 | 1508.3237
15 | -4862.9583 | 4377.7312 | -2963.6184 | 1321.0456 | 2127.7999
15 | -4953.8462 | 4099.0666 | -2208.4438 | 701.682 | 2361.5415
15 | -4953.8462 | 3904.7116 | -1710.9089 | 237.4341 | 2522.6094
15 | -4953.8462 | 2977.4349 | -1298.4466 | 726.7387 | 2548.1191
15 | -4953.8462 | -2847.882 | -486.6748 | 4749.0271 | 3539.3758
15 | -4953.8462 | -3340.2077 | -1598.9809 | 6359.0287 | 3534.006
15 | -4953.8462 | -3892.6154 | -1516.7179 | 6941.9487 | 3421.2308
15 | -4893.3223 | -4058.3971 | -2027.8247 | 7458.7543 | 3520.7898
15 | -4953.8462 | 3531.3609 | 198.8166 | -1131.3609 | 2355.0296
15 | -4953.8462 | 3388.303 | 40.2088 | -1210.6648 | 2735.9991
15 | -4953.8462 | 497.5077 | 1579.1322 | -441.2031 | 3318.4094
15 | -4953.8462 | -2088.1236 | -900.1136 | 4388.3538 | 3553.7296
15 | -4953.8462 | 143.5376 | 2118.8096 | -594.8457 | 3286.3447
15 | -4953.8462 | -1778.9305 | 3899.1234 | 366.3883 | 2467.265
15 | -4953.8462 | -3020.2672 | 5203.7439 | 987.0567 | 1783.3128
15 | -4953.8462 | -3033.8964 | 4897.48 | 993.8713 | 2096.3913
15 | -4953.8462 | -4077.9383 | 6515.8922 | 1515.8922 | 1000
15 | -4953.8462 | -2596.1624 | 4523.5122 | 775.0043 | 2251.492
15 | -4953.8462 | 1389.1 | 1868.4453 | -1217.6269 | 2913.9278
15 | -4953.8462 | 3687.8018 | 3167.9816 | 1994.2449 | -3896.1822
15 | -4953.8462 | 558.7758 | 363.9536 | 8441.3571 | -4410.2404
15 | -4953.8462 | 789.9945 | -821.8205 | 8126.4537 | -3140.7816
15 | -4486.1032 | 1649.8845 | -5776.7165 | 6842.2899 | 1770.6452
15 | -4953.8462 | 993.966 | 5273.6064 | 1406.034 | -2719.7602
15 | -4953.8462 | -3772.7193 | 7436.8009 | 2487.6312 | -1197.8667
15 | -4953.8462 | -4014.7157 | 7538.4615 | 2538.4615 | -1108.3612
15 | -4953.8462 | -138.4615 | 6229.1984 | 1229.1984 | -2366.0892
15 | -4953.8462 | -3707.9826 | 7440.4773 | 2440.4773 | -1219.1259
15 | -4786.0587 | 4191.9506 | 7099.2206 | -3973.1869 | -2531.9255
15 | -4769.4567 | 4008.87 | 7506.5449 | -4392.1007 | -2353.8575
15 | 5610.099 | 4857.9622 | -9011.0745 | -2863.7518 | 1406.7651
15 | 5647.3215 | 4634.0378 | -9245.8999 | -2412.4385 | 1376.9792
15 | 5684.801 | 32.9875 | -7233.6164 | 6342.1854 | -4826.3575
15 | 1010.358 | 68.2835 | -4070.769 | 7667.8054 | -4675.6779
15 | -4953.8462 | -345.2745 | 509.9209 | 9005.4739 | -4216.2741
15 | -4953.8462 | -5388.0762 | 6504.6054 | 5115.9515 | -1278.6346
15 | -4953.8462 | -1042.3728 | -735.6204 | 9238.681 | -2506.8416
15 | -4953.8462 | -5008.6793 | -1341.9997 | 8157.1347 | 3147.3905
15 | -4828.1388 | -4771.0366 | -2494.6692 | 8596.8776 | 3496.967
15 | -4935.6791 | -5380.8567 | -1456.1366 | 8275.0583 | 3497.6141
15 | -4953.8462 | -5448.3323 | -1285.2801 | 8215.9386 | 3471.5198
15 | -4953.8462 | -5483.6994 | -1280.0335 | 8221.655 | 3495.924
15 | -4554.2878 | -3137.3036 | -4835.1164 | 9859.1732 | 2667.5347
15 | 5852.7159 | -123.1571 | -8731.8396 | 6758.1204 | -3755.8396
15 | 6179.4558 | 459.9558 | -12103.0089 | 5884.9882 | -421.3909
15 | 6155.8579 | 1509.722 | -12420.6833 | 3876.8216 | 878.2818
15 | 6138.9363 | 677.9988 | -13173.9951 | 5597.823 | 759.2371
15 | 344.3015 | 1216.8352 | -9184.7998 | 6264.5479 | 1359.1152
15 | 6175.5403 | -1748.186 | -11923.2972 | 7236.8419 | 259.101
15 | 6158.7619 | -2648.1339 | -11988.5494 | 6973.4938 | 1504.4276
15 | 6146.157 | -2157.1957 | -12627.8881 | 7379.5804 | 1259.3463
15 | -1747.6578 | -2895.972 | -6907.2169 | 9214.0647 | 2336.7821
15 | 6166.757 | -2641.385 | -11947.7534 | 7061.7819 | 1360.5996
15 | 5187.3797 | -2768.8992 | -3561.8107 | 4319.2511 | -3175.9209
15 | 4833.9598 | -4912.0755 | -988.765 | 2845.0241 | -1778.1434
15 | 5441.5518 | -5650.7335 | -6450.7856 | 4307.9978 | 2351.9695
15 | 5620.1736 | -5459.1242 | -7960.556 | 4837.1078 | 2962.3989
15 | 2640.4817 | -5338.2964 | -6327.8505 | 5857.0155 | 3168.6497
15 | -769.4125 | -5066.1024 | -4635.8887 | 7133.8879 | 3337.5158
15 | -4931.34 | -6259.8967 | 6544.7043 | 4801.7963 | -155.2638
15 | -4953.8462 | -6259.5505 | 6561.0583 | 4807.8185 | -155.48
15 | -4953.8462 | -5371.299 | 254.2798 | 7444.3976 | 2626.4678
15 | 4507.517 | -7022.5615 | 1509.7075 | 1542.8283 | -537.4913
15 | -4827.7944 | -6483.1076 | 7597.2038 | 4307.6962 | -593.9979
15 | -4953.8462 | -6480.216 | 7683.951 | 4343.4299 | -593.3187
15 | 4833.6761 | -4912.9527 | -986.7738 | 2843.2658 | -1777.2153
15 | 4677.173 | -5930.3159 | -132.8541 | 1404.0359 | -18.0388
15 | 2268.352 | -6022.8551 | 1767.6278 | 2131.63 | -144.7547
15 | -4823.5614 | -6145.1502 | 7254.4707 | 4494.4696 | -780.2287
15 | -4953.8462 | -6149.5404 | 7340.2083 | 4543.0308 | -779.8525
15 | -2840.0822 | -6420.7967 | 6293.8311 | 3564.2104 | -597.1626
15 | 4495.2286 | -6542.4249 | 1498.2421 | 1127.6405 | -578.6864
15 | -4953.8462 | -6138.5793 | 7317.4101 | 4566.5824 | -791.5671
15 | -4953.8462 | -6243.0631 | 6683.1172 | 4767.8882 | -254.0962
15 | -4953.8462 | -6314.0447 | 7505.7511 | 4451.3102 | -689.1705
15 | 4853.5082 | 5807.5275 | -2112.1574 | -4460.3869 | -4088.4913
15 | -4867.4236 | 5438.1621 | 4035.7132 | -745.8608 | -3860.5909
15 | -4953.8462 | 4983.1858 | 474.5218 | 596.1691 | -1100.0305
15 | -4953.8462 | 4677.6065 | -1971.6739 | 1481.7389 | 766.1746
15 | -4784.7258 | 4494.9008 | -3592.6524 | 1965.2198 | 1917.2575
15 | -4953.8462 | 4105.9458 | 2849.8176 | 2094.225 | -4096.1424
15 | 5697.5756 | 4969.2642 | -9613.1057 | -2260.6842 | 1206.95
15 | 5705.9694 | 4920.6231 | -9666.2053 | -2160.2428 | 1199.8557
15 | 5314.834 | 3055.9727 | -4988.8437 | 1212.382 | -4594.345
15 | 5736.2034 | 360.9403 | -7602.5162 | 6523.0837 | -5017.7111
15 | 5736.6062 | 313.1277 | -7601.5664 | 6560.325 | -5008.4924
15 | -4953.8462 | 3282.3153 | 2080.9623 | 3833.954 | -4243.3855
15 | -4953.8462 | 1275.9977 | 345.2002 | 7881.5404 | -4548.8923
15 | -4953.8462 | 1589.3585 | -884.3099 | 7497.7834 | -3248.9859
15 | -4953.8462 | 2024.0885 | -1024.3398 | 6706.1954 | -2752.0979
15 | -4878.1301 | 1773.8548 | -1689.9265 | 7254.2812 | -2460.0794
15 | -4489.9674 | 2440.7174 | -5798.1606 | 6225.3509 | 1622.0596
15 | -4953.8462 | 1448.4588 | 375.3279 | 7706.8559 | -4576.7965
15 | -4953.8462 | 1657.6349 | -892.5093 | 7427.5868 | -3238.8663
15 | 6012.2466 | 1015.2247 | -10467.6241 | 5657.7987 | -2217.646
15 | 6179.4596 | 1293.98 | -12190.7912 | 5226.4852 | -509.1336
15 | 6156.8901 | 2253.4986 | -12489.9369 | 3340.9731 | 738.5752
15 | 6140.7763 | 1489.0565 | -13211.8654 | 4962.665 | 619.3676
15 | 1029.5856 | 1954.8984 | -9692.7469 | 5558.1437 | 1150.1192
15 | 5727.8123 | 592.4767 | -7555.9555 | 6290.3561 | -5054.6895
15 | 4885.8569 | 5613.3794 | -2282.1221 | -4063.7118 | -4153.4024
15 | 4568.5504 | 3783.3481 | 165.4506 | -5330.1157 | -3187.2334
15 | 4536.4879 | 3690.8181 | 393.4609 | -5523.0102 | -3097.7567
15 | 4205.8729 | 2668.8195 | 2713.532 | -7571.7635 | -2016.461
15 | 4306.0344 | 2110.5238 | 1613.2284 | -7714.6241 | -315.1625
15 | 4811.5755 | 1495.9304 | -2931.394 | -6497.3707 | 3121.2588
15 | 4768.3682 | 1277.2846 | -2601.7254 | -6653.0436 | 3209.1162
15 | 1587.4566 | 1616.0529 | -1110.6084 | -5458.409 | 3365.5078
15 | 1657.8261 | 1006.8152 | -844.1068 | -5211.1931 | 3390.6585
15 | 1638.9949 | 944.8301 | -815.3327 | -5158.6108 | 3390.1185
15 | 4426.4078 | 910.7052 | 283.7755 | -7679.9857 | 2059.0972
15 | 4780.2283 | 1333.852 | -2696.596 | -6621.3435 | 3203.8592
15 | 5022.1877 | -1534.4537 | -4073.8307 | -2655.8615 | 3241.9582
15 | 5218.9207 | -3308.4188 | -5252.5966 | 160.7174 | 3181.3773
15 | 4989.8204 | -1445.983 | -3848.6239 | -2942.7431 | 3247.5297
15 | 4108.6578 | -2993.9388 | 3697.9987 | -5012.4644 | 199.7466
15 | 4291.4992 | -2983.7686 | 2201.4904 | -4251.3638 | 742.1429
15 | 4849.7527 | -2882.1529 | -2382.4367 | -2000 | 2414.8369
15 | 5000.9968 | -2260.4543 | -3748.6876 | -2000 | 3008.1451
15 | 4985.7386 | -2875.8649 | -3494.5481 | -1430.8323 | 2815.5067
15 | 5013.416 | -3105.5564 | -3664.6788 | -1055.3743 | 2812.1936
15 | 4054.1138 | -3535.3139 | 4285.8081 | -4604.8478 | -199.7602
15 | 4184.9988 | -4607.0604 | 3497.9259 | -2787.9321 | -287.9321
15 | 5160.5833 | -3832.6726 | -4676.0972 | 424.0932 | 2924.0932
15 | 5383.8773 | -4889.9505 | -6220.6332 | 2620.7853 | 3105.9211
15 | 4545.5082 | 3654.9871 | 337.5801 | -5418.6104 | -3119.4651
15 | 1594.8006 | 2817.5711 | 3076.076 | -4810.3661 | -2678.0816
15 | -4840.7197 | 2634.8127 | 7014.8693 | -2225.6973 | -2583.2649
15 | -4807.6207 | 2051.1159 | 8324.356 | -3552.0473 | -2015.8039
15 | -4799.114 | 1957.3079 | 8533.0634 | -3766.693 | -1924.5643
15 | -4681.5803 | 1509.6772 | 9486.8471 | -4826.7438 | -1488.2001
15 | -4524.1348 | 878.4207 | 10707.2315 | -6253.1802 | -808.3373
15 | -4809.0875 | 451.3804 | 9021.6924 | -3148.3717 | -1515.6135
15 | -4835.7695 | -3374.2293 | 10125.7386 | -1595.7738 | -319.966
15 | -4845.1623 | 532.6595 | 5260.7871 | -3676.0206 | 2727.7363
15 | -4953.8462 | 2096.2743 | 2355.6943 | -409.5699 | 911.4474
15 | -4953.8462 | 1825.5344 | -35.6904 | 485.9544 | 2678.0478
15 | -4953.8462 | 1636.7633 | -469.7511 | 1110.3508 | 2676.4831
15 | -4953.8462 | 1262.9897 | -1245.5369 | 2346.6792 | 2589.7142
15 | -4953.8462 | -3155.5602 | 152.2191 | 4458.0984 | 3499.0888
15 | -4953.8462 | -4075.1806 | -486.7668 | 5997.702 | 3518.0916
15 | -4953.8462 | 1475.4169 | 2310.7047 | -1075.4169 | 2243.1415
15 | -4953.8462 | 1299.6035 | 2115.7811 | -1172.8787 | 2711.3402
15 | -4953.8462 | 1243.9066 | 1936.5824 | -1145.0302 | 2918.3873
15 | -4953.8462 | -667.4151 | 2537.9897 | -189.3693 | 3272.6409
15 | -4953.8462 | -3244.5281 | 4872.4149 | 1099.1871 | 2226.7722
15 | -4937.0096 | 1077.9517 | 2488.9616 | -1617.6577 | 2987.7541
15 | -4889.8171 | 685.9442 | 3789.184 | -2737.2674 | 3151.9563
15 | -4912.1896 | 328.0434 | 3462.2501 | -2061.7645 | 3183.6606
15 | -4906.4663 | -1789.0276 | 5630.8307 | -1192.0974 | 2256.7607
15 | -4908.816 | -3048.4609 | 6869.1168 | -484.841 | 1573.0012
15 | -4929.614 | -3050.2697 | 5766.6739 | 202.3975 | 2010.8122
15 | -4916.02 | -3863.0783 | 7618.8979 | 160.2004 | 1000
15 | -4953.8462 | -4760.8008 | 6857.3235 | 1857.3235 | 1000
15 | -4953.8462 | -3540.933 | 5161.4097 | 1247.3896 | 2085.9799
15 | -4953.8462 | -6781.9612 | 8547.8332 | 3547.8332 | -359.8591
15 | -4927.8366 | -2911.4029 | 5710.7671 | 74.3078 | 2054.1646
15 | -4953.8462 | -2123.0769 | 5538.4615 | 538.4615 | 1000
15 | 4419.2539 | 2888.7175 | 1267.3423 | -5914.759 | -2660.5547
15 | 5218.1195 | 2166.6214 | -5800.0924 | -3772.0923 | 2187.4437
15 | -3084.3154 | 1873.0596 | -1229.0844 | -246.4847 | 2686.8249
15 | -4222.0539 | 1840.3315 | -536.4372 | 211.8433 | 2706.3163
15 | 4166.5915 | 2107.6864 | 3040.3856 | -7480.4559 | -1834.2076
15 | 4367.2234 | 989.3728 | 836.3843 | -7766.6179 | 1573.6375
15 | 4497.032 | 831.5625 | -330.5464 | -7454.0616 | 2456.0134
15 | 4750.0849 | 930.1119 | -2419.3972 | -6487.414 | 3226.6144
15 | 2107.7947 | 851.0201 | -1001.35 | -5331.1292 | 3373.6645
15 | 1713.0452 | 850.7418 | -819.0344 | -5130.8242 | 3386.0716
15 | 1544.0084 | 848.9873 | -725.0473 | -5054.8228 | 3386.8743
15 | 4923.7055 | -1128.0725 | -3407.6472 | -3641.9386 | 3253.9528
15 | 4931.0967 | -1568.485 | -3375.8801 | -3158.6411 | 3171.9095
15 | 4980.7715 | -1685.3223 | -3745.062 | -2793.7677 | 3243.3804
15 | 5248.2734 | -4097.4187 | -5347.8539 | 1035.9919 | 3161.0073
15 | 220.5397 | 565.1974 | 4934.7718 | -7221.1529 | 1500.644
15 | -4209.5282 | 320.6746 | 9714.9126 | -6607.9267 | 781.8678
15 | -4516.7476 | 315.2893 | 9797.9798 | -6428.3557 | 831.8342
15 | -4835.0861 | 519.1576 | 5387.6164 | -3761.8524 | 2690.1645
15 | -4845.2878 | 370.6957 | 5409.9525 | -3596.7326 | 2661.3722
15 | -4443.472 | 431.8319 | 9967.3845 | -6668.2003 | 712.456
15 | -4493.8638 | 437.1559 | 9991.2 | -6649.3564 | 714.8644
15 | -4829.4048 | 1759.0685 | 4338.4804 | -4076.4997 | 2808.3557
15 | -4850.1885 | 1969.9035 | 3405.8236 | -3671.8102 | 3146.2716
15 | -4852.3705 | 1854.9644 | 3467.39 | -3620.506 | 3150.5221
15 | -4842.8479 | 721.5953 | 5100.9877 | -3739.2442 | 2759.5091
15 | -2366.0058 | 231.7501 | 9212.7709 | -7543.4232 | 464.9081
15 | 4395.2662 | 709.857 | 526.6683 | -7758.5483 | 2126.7569
15 | 4092.2678 | -3013.5126 | 3782.385 | -5214.8675 | 353.7273
15 | 4280.0577 | -3003.0672 | 2245.3744 | -4433.1682 | 910.8033
15 | 4883.3919 | -2893.2456 | -2708.7185 | -2000 | 2718.5722
15 | 4893.661 | -2851.0336 | -2801.4841 | -2000 | 2758.8567
15 | 1318.7958 | -2052.1272 | -24.5627 | -2000 | 2757.8941
15 | 4892.625 | -2892.8187 | -2784.2286 | -1961.3547 | 2745.7769
15 | 863.8487 | -3004.2036 | 2336.2915 | -2000 | 1804.0635
15 | -2962.4015 | -3036.3857 | 6998.7871 | -2000 | 1000
15 | -4827.0719 | -3044.3205 | 9256.2286 | -2000 | 615.1638
15 | -4843.3084 | -2769.3261 | 8751.8719 | -2000 | 860.7626
15 | -4885.6882 | -1074.1351 | 5573.3887 | -2000 | 2386.4345
15 | -4843.1277 | -3044.7396 | 9045.7148 | -1859.8541 | 702.0066
15 | -4106.7889 | -3054.0846 | 9584.5588 | -2711.8426 | 288.1574
15 | -4788.5974 | -3050.1393 | 9769.3917 | -2331.9481 | 401.2931
15 | -4841.2525 | -3647.445 | 9839.692 | -1533.186 | 182.1914
15 | 7.8669 | -3022.6585 | 1488.4516 | -837.884 | 2364.224
15 | -693.1574 | -3030.0159 | 2097.22 | -687.0234 | 2312.9766
15 | 4918.8962 | -3110.8396 | -2945.715 | -1604.9737 | 2742.6321
15 | 4024.9871 | -3681.3051 | 4507.4548 | -4712.0678 | -139.069
15 | 4133.0567 | -4566.2281 | 3856.9137 | -3211.8711 | -211.8711
15 | 5063.9153 | -3827.3422 | -3942.3699 | -147.1016 | 2852.8984
15 | 5372.5031 | -5288.479 | -6076.8877 | 2888.6828 | 3104.1808
15 | -2655.1692 | -3402.8284 | 9222.9433 | -3082.4729 | -82.4729
15 | -4872.9832 | -4595.5932 | 9937.2001 | -294.5289 | -174.0948
15 | -4874.0972 | -4615.7267 | 9924.656 | -259.0284 | -175.8038
15 | 3852.7672 | 1767.6701 | 3932.1175 | -8071.3394 | -1481.2154
15 | -3545.052 | 801.6532 | 10291.2089 | -6853.9505 | -693.8597
15 | 4272.7187 | 1039.2333 | 1291.165 | -7868.8768 | 1265.7598
15 | 3278.7977 | 868.7239 | 5615.3983 | -9002.8209 | -760.099
15 | -928.181 | 380.61 | 9143.2424 | -8234.2717 | -361.3998
15 | 2827.6396 | -102.0762 | 6988.424 | -9592.711 | -121.2764
15 | 887.0429 | -56.6518 | 8322.7056 | -9040.1282 | -112.9686
15 | 3742.0551 | -3022.6929 | 5129.0639 | -5764.5671 | -83.859
15 | -2013.3915 | -3049.923 | 9017.5496 | -3897.3243 | -56.9109
15 | 4720.4205 | 1901.3455 | -676.3817 | -2741.503 | -3203.8813
15 | 5584.6599 | 1023.3753 | -8224.6406 | -103.3676 | 1719.973
15 | 5680.2568 | 443.6754 | -8827.2473 | 1059.0849 | 1644.2302
15 | 5394.726 | 3036.5666 | -7143.5905 | -3114.2001 | 1826.4981
15 | 5724.6222 | 2007.6142 | -9325.7495 | 187.7513 | 1405.7618
15 | 4875.4832 | 2794.2836 | -1832.8329 | -2153.0354 | -3683.8985
15 | 5502.1342 | -1124.6458 | -5725.7533 | 5681.5397 | -4333.2749
15 | 5266.339 | -2452.8389 | -3985.1878 | 4722.5975 | -3550.9097
15 | 4495.8652 | -7125.0758 | 1624.1867 | 1508.7054 | -503.6815
15 | 5523.9688 | -6022.2194 | -7065.6848 | 4554.1337 | 3009.8017
15 | 5764.7966 | -1314.9398 | -8056.6938 | 6345.2404 | -2738.4034
15 | 6136.7593 | -441.7967 | -11907.7026 | 5223.6987 | 989.0412
15 | 6101.3192 | -3008.9224 | -11383.5722 | 6844.2751 | 1446.9003
15 | 4751.7919 | 2095.6153 | -907.7839 | -2620.9552 | -3318.6681
15 | 3977.9127 | 1896.7767 | -176.0188 | -2497.9269 | -3200.7437
15 | -4921.6481 | 1810.533 | 5572.9525 | 525.6672 | -2987.5046
15 | -4953.8462 | 1300.9986 | 5141.2106 | 1580.6708 | -3069.034
15 | -4953.8462 | -138.4615 | 6266.3583 | 1266.3583 | -2440.409
15 | -4926.7632 | -219.7103 | 7028.0231 | 267.6322 | -2149.1817
15 | -4909.5701 | -1563.5157 | 7973.647 | 95.7006 | -1596.2618
15 | -4953.8462 | -2898.9967 | 7253.5117 | 2253.5117 | -1654.1806
15 | -4953.8462 | -138.4615 | 5538.4615 | 538.4615 | -984.6154
15 | -4953.8462 | 1645.7277 | 4296.5104 | 1080.6996 | -2069.0915
15 | -4953.8462 | 879.2788 | -1747.9258 | 3615.8766 | 2206.6165
15 | -4918.8421 | 840.4383 | -2079.5206 | 3733.5786 | 2424.3457
15 | -4953.8462 | 970.3545 | -1808.1122 | 3314.6261 | 2476.9777
15 | 4965.9628 | 352.3655 | -2195.2967 | 352.5426 | -3475.5743
15 | 5345.2971 | -2019.9024 | -4551.8204 | 5095.0907 | -3868.665
15 | 5286.8758 | -2348.9791 | -4120.5732 | 4857.5006 | -3674.8241
15 | 4470.5038 | -7299.5476 | 1822.9595 | 1452.1525 | -446.0682
15 | 5486.4822 | -6209.6981 | -6764.4254 | 4461.6636 | 3025.9777
15 | 3923.1571 | -6146.3046 | -5907.8101 | 4996.7684 | 3134.1892
15 | 2481.9519 | -6031.2607 | -5192.6958 | 5536.4435 | 3205.5611
15 | -4671.7116 | -5511.1956 | -1418.7129 | 8115.0201 | 3486.6
15 | -4953.8462 | -7106.982 | 8333.1514 | 4115.2049 | -387.5281
15 | -4953.8462 | -6184.8812 | 1786.0362 | 6852.2579 | 2500.4332
15 | -4953.8462 | -5528.5 | -1103.4043 | 8142.3902 | 3443.3603
15 | -4953.8462 | -5486.9845 | -1274.7839 | 8219.7624 | 3495.8521
15 | -4953.8462 | -1866.1883 | 2326.5601 | 8074.3912 | -3580.9168
15 | -4953.8462 | -4993.853 | 6044.605 | 5662.0175 | -1758.9234
15 | -4953.8462 | -1958.1493 | 1262.9785 | 8439.3673 | -2790.3503
15 | -4953.8462 | -1379.3306 | -1012.7796 | 7753.9634 | -408.007
15 | -4698.9253 | -763.6107 | -3720.1275 | 6964.8166 | 2217.8468
15 | -4953.8462 | -3184.3112 | -927.8679 | 8849.5672 | 216.458
15 | -4953.8462 | -5483.5251 | -1279.3777 | 8222.6096 | 3494.1395
15 | -4748.722 | -4259.801 | -3032.456 | 9168.1138 | 2872.8652
15 | 5865.8779 | -2397.0536 | -9171.603 | 6410.5052 | -707.7266
15 | 6063.4301 | -1933.3208 | -11216.902 | 5814.8461 | 1271.9466
15 | 2555.2255 | -1541.5205 | -8814.501 | 6177.2567 | 1623.5393
15 | 6044.6075 | -3296.7402 | -10938.5325 | 6675.5462 | 1515.119
15 | 1443.4074 | -3727.3631 | -7604.029 | 7744.8428 | 2143.142
15 | 5759.9417 | 1895.7732 | -9557.6842 | 546.8195 | 1355.1499
15 | 5719.0015 | 1688.3585 | -9247.0157 | 394.5566 | 1445.0991
15 | -3358.6903 | 5265.0392 | 2905.191 | -839.9088 | -3971.6311
15 | -4880.2188 | 5231.3887 | 3885.9507 | -309.0947 | -3928.0259
15 | -4953.8462 | 4878.3866 | 758.2857 | 775.1338 | -1457.96
15 | -4953.8462 | 4581.008 | -1928.9214 | 1671.0113 | 630.7483
15 | -4774.1639 | 4406.2627 | -3659.7061 | 2146.7321 | 1880.8752
15 | -4953.8462 | 3166.725 | -2048.9448 | 1545.5529 | 2290.513
15 | -4877.728 | 4928.4991 | 4197.9639 | -454.3998 | -3794.3351
15 | -4953.8462 | 3804.6546 | 1461.5487 | 404.6649 | -717.0221
15 | -4953.8462 | 2661.0822 | -1432.2416 | 1272.1704 | 2452.8352
15 | -4953.8462 | 2601.7131 | -1346.5757 | 1221.793 | 2476.9158
15 | -4953.8462 | 2190.743 | -687.0504 | 846.1609 | 2603.9926
15 | -4884.426 | 5164.9598 | 3832.4806 | -168.1457 | -3944.8686
15 | -4953.8462 | 4090.0912 | 2892.7472 | 2121.2999 | -4150.2921
15 | -4953.8462 | 4748.2323 | 1110.7035 | 997.3973 | -1902.487
15 | -4953.8462 | 4311.1331 | -1820.41 | 2201.0109 | 262.1121
15 | -4723.5923 | 4020.3684 | -4011.4498 | 2941.8832 | 1772.7905
15 | -4953.8462 | 2984.7102 | -2023.7753 | 1700.6127 | 2292.2986
15 | 5731.9451 | 4749.7857 | -9784.1125 | -1813.7757 | 1116.1574
15 | 3706.1994 | 4649.0627 | -8626.8301 | -978.2369 | 1249.8049
15 | 5760.7579 | 4581.3597 | -9963.0536 | -1466.4375 | 1087.3735
15 | 5119.2311 | 4220.6094 | -3715.7528 | -1194.7401 | -4429.3476
15 | 5696.069 | 780.3686 | -7320.1091 | 5898.6988 | -5055.0272
15 | 5656.1285 | -213.5679 | -6916.5827 | 6279.9178 | -4805.8957
15 | -4953.8462 | -1408.668 | 1781.5774 | 8396.4394 | -3815.5027
15 | -4953.8462 | 4061.1653 | 2866.2101 | 2182.3475 | -4155.8767
15 | -4953.8462 | 1669.2228 | 628.1657 | 7235.348 | -4578.8903
15 | -4953.8462 | 1987.1295 | -986.3052 | 6776.203 | -2823.1813
15 | -4953.8462 | 3937.5947 | 3015.9446 | 2092.0008 | -4091.694
15 | 5717.9953 | 3496.1544 | -8962.4244 | 618.1491 | -869.8743
15 | 6144.0293 | 1590.9142 | -11960.6099 | 4617.8274 | -392.161
15 | 6175.369 | 1640.201 | -12282.4513 | 4542.8068 | -75.9254
15 | 6162.1286 | 2201.074 | -12457.5041 | 3440.6966 | 653.6049
15 | 6152.5741 | 1749.506 | -12884.4223 | 4398.7208 | 583.6215
15 | 2107.9033 | 2116.8107 | -10101.3262 | 4872.8117 | 1003.8005
15 | 6174.2409 | 1433.7207 | -12275.9281 | 4592.8194 | 75.1471
15 | 6164.8504 | 1441.8708 | -12367.2304 | 4031.6968 | 728.8123
15 | 6168.5031 | 256.9761 | -12229.4274 | 4947.1318 | 856.8164
15 | 6158.7064 | 1232.4197 | -12638.9006 | 4569.0025 | 678.7719
15 | 2314.4508 | 1198.2363 | -9808.3888 | 5146.4922 | 1149.2095
15 | 5943.1976 | 3495.6817 | -11085.5056 | 770.3051 | 876.3214
15 | 4312.0969 | 3502.7927 | -10098.2706 | 1259.7348 | 1023.6462
15 | 5896.5513 | 2610.2414 | -10625.4539 | 1073.0315 | 1045.6297
15 | 4576.6325 | 2507.4854 | -9773.6568 | 1504.4633 | 1185.0756
15 | 1358.4055 | 3514.958 | -5532.8543 | 1838.8216 | -1179.3308
15 | -4953.8462 | 3808.2088 | 1192.744 | 2876.3631 | -2923.4698
15 | -4953.8462 | 3795.368 | -1632.2345 | 3216.0411 | -425.3284
15 | -4688.5673 | 3772.3369 | -4270.3832 | 3455.6647 | 1730.9489
15 | -4953.8462 | 1910.0334 | -1642.1759 | 3768.0911 | 917.8975
15 | -4845.8832 | 1260.884 | -2719.2206 | 4052.9475 | 2251.2723
15 | -4953.8462 | 3301.5495 | -903.8482 | 4126.9669 | -1570.8221
15 | -4953.8462 | 2988.4675 | -1341.8787 | 4804.4768 | -1497.2194
15 | -4812.7446 | 2249.818 | -2485.4669 | 6362.0906 | -1313.6971
15 | -4535.162 | 2700.2014 | -5415.7988 | 5678.6767 | 1572.0826
15 | -4612.988 | 1184.2482 | -4619.1245 | 6193.3315 | 1854.5328
15 | -4953.8462 | 3304.1741 | -1454.7612 | 4182.9078 | -1078.4745
15 | -4625.5662 | 3329.7725 | -4738.9907 | 4372.9509 | 1661.8334
15 | -4953.8462 | 2984.4734 | -1445.3441 | 4327.2697 | -912.5529
15 | -4696.6805 | 1620.9572 | -3977.366 | 5100.8997 | 1952.1896
15 | 1032.0049 | 3517.0779 | -8054.7247 | 2237.5206 | 1268.1213
15 | 2558.2905 | 2366.9092 | -8442.6667 | 2154.7421 | 1362.7248
15 | 4519.3193 | 4968.7744 | 238.1394 | -6559.2732 | -3166.9599
15 | -4713.0366 | 3793.9924 | 7964.3928 | -4900.9604 | -2144.3881
15 | -4785.5503 | 3510.9644 | 6362.9048 | -4360.4113 | -727.9076
15 | -4880.3561 | 2777.8542 | 2064.964 | -2954.163 | 2991.7009
15 | -4495.5154 | 1831.8127 | 10147.822 | -6474.813 | -1009.3063
15 | -4800.6478 | -700.755 | 9034.6789 | -2458.3679 | -1074.9082
15 | -4550.0614 | 2026.5773 | 9958.2659 | -6181.2322 | -1253.5496
15 | -4464.8902 | 1038.9538 | 10957.5385 | -6852.0449 | -679.5573
15 | 5295.0706 | 4025.6827 | -6735.5699 | -4691.4016 | 2106.2182
15 | -1072.693 | 3177.7229 | -1635.382 | -3475.0171 | 3005.3691
15 | 4368.8513 | 4121.215 | 1348.8459 | -7171.2027 | -2667.7095
15 | 4280.5831 | 3585.947 | 1991.4757 | -7539.3975 | -2318.6083
15 | 4490.0756 | 1497.8372 | -322.2437 | -7479.1144 | 1813.4453
15 | 4901.2793 | 1989.6106 | -3785.9764 | -6248.78 | 3143.8665
15 | 5133.6835 | -765.4243 | -5108.8235 | -2439.8966 | 3180.461
15 | 892.6355 | 2158.9964 | -1509.115 | -4904.2854 | 3361.7685
15 | -450.7481 | 875.3538 | -1327.5435 | -2555.8907 | 3458.8285
15 | 4129.2639 | -2935.9662 | 3554.6769 | -4450.0892 | -297.8854
15 | 4310.6301 | -2925.878 | 2070.2427 | -3695.1294 | 240.1346
15 | 4730.9584 | -2849.368 | -1381.154 | -2000 | 1499.5636
15 | 5159.4009 | -1088.2281 | -5251.4526 | -2000 | 3180.2798
15 | 5260.2786 | -2335.6053 | -5812.9718 | -288.4084 | 3176.707
15 | 3947.6178 | -1768.5858 | -4900.4586 | -540.1176 | 3261.5443
15 | 2383.8397 | -1174.0097 | -3781.6966 | -765.5559 | 3337.4226
15 | 5159.4824 | -1948.1238 | -5087.1565 | -1340.9927 | 3216.7907
15 | 4858.8815 | -999.4082 | -5059.2761 | -2000 | 3199.8027
15 | 475.9315 | 224.0601 | -2119.4246 | -2000 | 3419.4329
15 | 5143.8852 | -1240.1954 | -5099.136 | -2000 | 3195.4462
15 | 5091.2998 | -1735.0586 | -4585.6888 | -2000 | 3229.4476
15 | 3853.2448 | -1315.7797 | -3824.4159 | -2000 | 3286.9508
15 | 5240.2009 | -2825.8207 | -5545.8109 | 131.4307 | 3000
15 | 5273.1153 | -3088.2499 | -5750.7432 | 565.8777 | 3000
15 | 5280.1872 | -3090.6294 | -5807.8965 | 598.5844 | 3019.7543
15 | 5401.5925 | -3690.4618 | -6642.2633 | 1819.0671 | 3112.0656
15 | 5026.0181 | -3084.8416 | -5576.9231 | 635.7466 | 3000
15 | 5276.8844 | -3089.5861 | -5781.6476 | 577.1604 | 3017.1889
15 | 5248.154 | -2824.6255 | -5611.0263 | 163.8661 | 3023.6318
15 | 4948.9116 | -2833.4074 | -5348.956 | 233.4518 | 3000
15 | 423.8029 | -2953.6875 | -1390.8598 | 1274.2048 | 2646.5397
15 | 5244.5425 | -2826.1438 | -5581.7245 | 142.798 | 3020.5278
15 | 1930.6399 | -2926.6698 | 2133.5824 | -2000 | 862.4475
15 | -3752.3143 | -2974.4683 | 9058.5739 | -2000 | -331.7913
15 | -4779.2552 | -2743.072 | 9852.6783 | -2000 | -330.3511
15 | -4818.0195 | -2086.5275 | 8648.5347 | -2000 | 256.0123
15 | -4896.957 | 1070.9706 | 2728.2258 | -2000 | 3097.7606
15 | -4953.8462 | -886.3541 | 2885.4978 | 211.9797 | 2742.7228
15 | -4953.8462 | -2183.3688 | 2955.3812 | 1671.056 | 2510.7778
15 | -4805.5276 | -2986.7588 | 9765.3778 | -1645.6348 | -327.4566
15 | -4817.4282 | -2987.869 | 9610.1901 | -1541.3465 | -263.5463
15 | -4817.1764 | -3070.5973 | 9718.6001 | -1496.5833 | -334.243
15 | -4780.484 | -3000.2707 | 10036.9171 | -2000 | -256.1625
15 | -4798.1628 | -3020.1202 | 9743.1746 | -2000 | 75.1083
15 | -4747.7449 | -3042.6755 | 10362.6704 | -2565.3256 | -6.9245
15 | -4735.8133 | -3038.9859 | 10534.1612 | -2634.6448 | -124.7172
15 | -157.228 | -2971.6841 | 65.5738 | 834.5753 | 2228.763
15 | -317.0241 | -2988.9035 | -752.6922 | 1470.3156 | 2588.3041
15 | -1179.2261 | -2985.0645 | 507.1283 | 1328.5811 | 2328.5811
15 | -4852.8521 | -2995.3764 | 8442.1605 | -796.966 | 203.034
15 | -4953.8462 | -3001.0979 | 5095.6988 | 1317.0801 | 1542.1652
15 | -4953.8462 | -3003.873 | 3276.6336 | 2425.7248 | 2255.3608
15 | -4827.2657 | -3013.0378 | 9397.6874 | -1661.5683 | 104.1844
15 | -1599.9881 | -2987.8387 | 371.6522 | 1721.6006 | 2494.5741
15 | -776.6062 | -2991.4763 | 67.3639 | 1187.5205 | 2513.1982
15 | -539.0888 | -2990.1612 | -76.0843 | 1080.9371 | 2524.3972
15 | 4118.4174 | -3043.623 | 3671.5676 | -4369.0313 | -377.3306
15 | 4224.6366 | -3913.3942 | 3032.1652 | -2894.5214 | -448.8862
15 | 4394.0846 | -4671.0003 | 1846.7184 | -1284.9013 | -284.9013
15 | 5421.7362 | -3855.2832 | -6763.5539 | 2098.5505 | 3098.5505
15 | 5212.9165 | -3815.7474 | -6627.9452 | 2115.388 | 3115.388
15 | -740.3212 | -2991.2532 | -382.5638 | 1557.0691 | 2557.0691
15 | 5400.6605 | -3844.6283 | -6598.9564 | 1932.1293 | 3110.7948
15 | 3122.6078 | -4492.7754 | 3163.8313 | -1396.8319 | -396.8319
15 | 1289.5498 | -4206.6147 | 4832.9674 | -1457.9513 | -457.9513
15 | -4822.0397 | -3159.1802 | 9664.1223 | -1341.4512 | -341.4512
15 | -4819.0979 | -3149.0291 | 9767.8906 | -1483.3077 | -316.4558
15 | -4740.8286 | -3080.7882 | 10519.0573 | -2571.4716 | -125.9689
15 | -4837.0656 | -3877.1828 | 10227.9928 | -1361.7937 | -151.9508
15 | -4895.477 | -4486.5038 | 8837.1401 | 998.9588 | -454.1181
15 | -4945.6163 | -5160.9333 | 7991.1052 | 2456.1627 | -340.7184
15 | -4953.8462 | -5317.1715 | 7792.7211 | 2792.7211 | -314.4245
15 | -4953.8462 | -5747.958 | 8121.9578 | 3121.9578 | -542.1114
15 | -4953.8462 | -5013.1808 | 7538.4615 | 2538.4615 | -109.8962
15 | -4940.7195 | -5144.1783 | 8260.4273 | 2407.195 | -582.7245
15 | -4953.8462 | -5426.075 | 8008.9146 | 3008.9146 | -637.9081
15 | -4936.5788 | -5250.0137 | 8408.1615 | 2285.7863 | -507.3552
15 | 2524.6085 | -4416.5024 | 3874.416 | -1505.2194 | -477.3027
15 | 4305.9614 | -4711.1776 | 2572.0346 | -1680.5322 | -486.2862
15 | 3270.0514 | -4130.0251 | 3538.7482 | -2217.0385 | -461.7359
15 | 2936.1492 | 692.9999 | 6083.0398 | -9297.2475 | -414.9414
15 | -4393.7816 | 864.5749 | 11122.8259 | -7210.0575 | -383.5616
15 | -4820.5928 | 1995.6405 | 4303.8909 | -4075.8235 | 2596.8849
15 | -4853.3846 | 2206.603 | 2992.9058 | -3501.6228 | 3155.4986
15 | -4879.9267 | 1680.0221 | 2659.3312 | -2673.084 | 3213.6574
15 | -4386.1334 | 553.9366 | 11440.9339 | -7339.2663 | -269.4707
15 | 4072.8051 | -2937.4461 | 3771.7791 | -4538.7079 | -368.4301
15 | 4391.904 | 4213.4905 | 1225.2385 | -7053.4434 | -2777.1896
15 | 4235.9107 | 3204.9782 | 2419.1533 | -7675.708 | -2184.3342
15 | 3793.0088 | 2076.2826 | 3946.9576 | -8302.8443 | -1513.4047
15 | -4165.0888 | 993.0209 | 10792.7477 | -6959.6324 | -661.0475
16 | 4724.5234 | 5813.4957 | -1177.1065 | -5307.0847 | -4053.8279
16 | 5584.5697 | 4894.0458 | -8815.7713 | -3025.088 | 1362.2438
16 | 5719.8903 | 4072.4357 | -9665.0029 | -1368.3622 | 1241.039
16 | -4926.3984 | 5434.0729 | 4923.9823 | -1639.3189 | -3792.3379
16 | -4938.4615 | 5359.8276 | 4382.5438 | -1432.8408 | -3371.0692
16 | -4938.4615 | 4884.1131 | 841.8843 | -130.9237 | -656.6122
16 | -4535.9094 | 4409.1687 | -3065.3196 | 1059.2113 | 2132.849
16 | -4599.4355 | 4194.7153 | -2524.0256 | 601.9707 | 2326.7752
16 | -4938.4615 | 3386.5709 | 452.2583 | -1525.0957 | 2624.7281
16 | -4938.4615 | -939.2621 | 682.1746 | 1902.3606 | 3293.1885
16 | -4938.4615 | -3013.0394 | 901.9907 | 4148.2378 | 2901.2725
16 | -4602.9084 | -3605.3548 | -2079.4067 | 6753.796 | 3533.8739
16 | -4532.0628 | -4124.9391 | -2664.764 | 7743.7686 | 3577.9974
16 | -4938.4615 | 4827.5385 | 4007.6923 | -1807.6923 | -2089.0769
16 | -4938.4615 | 3286.1244 | 796.413 | -1807.6923 | 2663.6165
16 | -4938.4615 | 1055.9192 | 2567.9872 | -1807.6923 | 3122.2474
16 | -4938.4615 | 1360.2218 | 3243.9662 | -2571.4184 | 2905.692
16 | -4938.4615 | 5178.2464 | 4706.969 | -1108.4156 | -3838.3383
16 | -4938.4615 | 1726.733 | 1670.593 | 6005.6642 | -4464.5287
16 | -4784.5841 | 467.2246 | 459.9746 | 8555.6865 | -4698.3016
16 | -4174.5749 | 1566.3464 | -5938.2068 | 6824.1384 | 1722.297
16 | -4938.4615 | 5514.026 | 4598.5557 | -1216.8289 | -3957.2912
16 | -4866.059 | 4548.0256 | 6746.7232 | -3557.6173 | -2871.0724
16 | -4894.6346 | 3828.7226 | 5081.4522 | -3451.2024 | -564.3379
16 | -4919.6503 | 1338.3535 | 3794.4544 | -3187.2283 | 2974.0706
16 | -4913.4588 | 836.0293 | 4215.6912 | -3149.8625 | 3011.6009
16 | 5638.6642 | 88.5499 | -6822.9886 | 6219.5386 | -5123.7641
16 | 5867.2588 | -140.4867 | -8861.2898 | 6796.6585 | -3662.1408
16 | 6197.2108 | 446.1196 | -12281.1623 | 5871.4388 | -233.6068
16 | 6179.7077 | 1213.444 | -12515.6853 | 4389.9354 | 732.5982
16 | 6167.6488 | 603.1765 | -13058.8292 | 5652.8667 | 635.1372
16 | 1081.4794 | 1086.5324 | -9607.0718 | 6214.9586 | 1224.1015
16 | 6193.1903 | -1876.8652 | -12091.204 | 7298.8923 | 475.9866
16 | 6181.0377 | -2538.3816 | -12137.5217 | 7114.9968 | 1379.8689
16 | 6172.685 | -2175.7689 | -12579.1781 | 7400.7868 | 1181.4751
16 | -677.9887 | -2883.1021 | -7693.7605 | 9012.7006 | 2242.1507
16 | 6186.8857 | -2520.2359 | -12108.0792 | 7179.7333 | 1261.6961
16 | -746.9662 | 131.3621 | -2527.6249 | 8040.6619 | -4897.4329
16 | -4792.4999 | -169.7524 | 554.8014 | 8954.4144 | -4546.9635
16 | -4938.4615 | -1217.7598 | 1807.165 | 8229.0567 | -3880.0004
16 | -4246.7509 | -3218.6252 | -5092.9675 | 9841.6268 | 2716.7168
16 | 4945.3229 | -4085.7296 | -1758.6037 | 3361.7764 | -2462.766
16 | 4884.6922 | -4481.0306 | -1322.688 | 3104.9885 | -2185.962
16 | 4876.7694 | -4642.1165 | -1290.8507 | 3046.546 | -1990.3482
16 | 5571.4675 | -5548.7215 | -7533.5863 | 4752.5241 | 2758.3162
16 | 5654.672 | -5456.7021 | -8235.2249 | 5002.4727 | 3034.7823
16 | 3927.0983 | -5381.4648 | -7315.5566 | 5606.9929 | 3162.9302
16 | 575.3522 | -5108.0022 | -5688.2684 | 6879.404 | 3341.5145
16 | -4938.4615 | -6165.4059 | 5445.5885 | 5295.3561 | 362.9229
16 | -4938.4615 | -5548.7235 | 1207.1926 | 7094.6903 | 2185.3021
16 | -4817.974 | -5398.4785 | 74.3689 | 7506.2185 | 2635.8651
16 | -4481.1146 | -4735.915 | -3059.1869 | 8720.288 | 3555.9286
16 | -4591.3352 | -5370.403 | -1981.0145 | 8384.2637 | 3558.489
16 | -4594.3112 | -5386.1312 | -1949.7442 | 8378.586 | 3551.6006
16 | -4553.7628 | -5404.5166 | -1950.7479 | 8352.2346 | 3556.7927
16 | -4938.4615 | -5974.1668 | 1238.049 | 7121.6133 | 2552.966
16 | 4494.0997 | -7176.2676 | 1631.6964 | 1522.3977 | -471.9262
16 | 4672.722 | -5885.2168 | -126.1006 | 1281.2831 | 57.3122
16 | 3031.4446 | -5948.4645 | 1167.1522 | 1775.8417 | -25.9741
16 | -4938.4615 | -6212.5517 | 6491.9121 | 4710.908 | -51.8068
16 | -4938.4615 | -6089.094 | 7311.7561 | 4423.6023 | -707.8028
16 | -3144.1275 | -6428.0885 | 6613.7233 | 3506.4507 | -547.958
16 | 4476.9049 | -6558.6434 | 1627.8289 | 981.3733 | -527.4638
16 | 4834.8649 | -4817.1518 | -953.3783 | 2899.3841 | -1963.7188
16 | 1982.3862 | -4926.1008 | 1180.9505 | 3577.802 | -1815.038
16 | 179.2414 | -5229.1126 | 2740.5555 | 3861.6509 | -1552.3352
16 | -4938.4615 | -5899.2925 | 6958.1734 | 4806.0717 | -926.4911
16 | -4938.4615 | -6054.7866 | 7283.8719 | 4474.3383 | -764.962
16 | 1088.1871 | -5171.5022 | 2059.8861 | 3653.0275 | -1629.5985
16 | -4511.1586 | -6658.7426 | 7514.2952 | 4184.4017 | -528.7957
16 | -4938.4615 | -6629.9069 | 7771.9963 | 4319.7024 | -523.3302
16 | -4938.4615 | -6728.0543 | 7886.4154 | 4278.8765 | -498.776
16 | -3769.8238 | -6352.5253 | 6935.9868 | 3789.3299 | -602.9676
16 | -4107.8967 | -6457.472 | 7245.3721 | 3866.4209 | -546.4244
16 | -4938.4615 | -6475.484 | 7754.6126 | 4191.0916 | -531.7586
16 | -4938.4615 | -6137.2819 | 7400.8571 | 4381.865 | -706.9788
16 | 4798.1063 | 5924.3786 | -1670.8144 | -4773.9268 | -4277.7437
16 | 5672.0268 | 5015.6524 | -9411.1566 | -2409.5564 | 1133.0338
16 | 5775.512 | 4412.9922 | -10062.4277 | -1160.4882 | 1034.4117
16 | -4938.4615 | 5548.92 | 4454.0584 | -1035.5177 | -4028.9992
16 | -4938.4615 | 5088.685 | 942.5224 | 282.9902 | -1375.7361
16 | -4459.9926 | 4538.8636 | -3694.3081 | 1727.298 | 1888.139
16 | 5053.1687 | 4391.4548 | -3250.545 | -1602.2706 | -4591.8078
16 | 5679.5388 | 325.9129 | -7109.3054 | 6394.3646 | -5290.5109
16 | 5767.3789 | 256.4096 | -7887.3493 | 6620.8926 | -4757.3318
16 | 3080.3808 | 345.1248 | -5362.8988 | 7137.0223 | -5199.6291
16 | 5699.8649 | 435.2638 | -7239.4954 | 6487.6255 | -5383.2588
16 | 6142.7625 | 1222.373 | -11809.966 | 5331.3502 | -886.5197
16 | 6197.1459 | 1318.7706 | -12373.6066 | 5179.0821 | -321.392
16 | 6181.1557 | 1994.5066 | -12585.1988 | 3845.5827 | 563.9538
16 | 6170.2108 | 1461.3446 | -13082.1177 | 4980.3498 | 470.2126
16 | 1750.3594 | 1875.8393 | -10082.4218 | 5473.1418 | 983.0813
16 | -4938.4615 | 4544.062 | 3529.6264 | 1094.09 | -4229.3169
16 | -4938.4615 | 2324.3244 | 1650.4368 | 5562.9641 | -4599.2638
16 | -4786.7014 | 1035.1912 | 458.0601 | 8112.6834 | -4819.2333
16 | -4938.4615 | 3657.3518 | 1330.026 | 3127.0678 | -3175.9842
16 | -4435.4751 | 1945.9628 | -3237.5601 | 6897.4527 | -1170.3803
16 | -4177.3744 | 2409.6394 | -5944.6339 | 6165.8958 | 1546.4731
16 | -4938.4615 | 2490.73 | 1649.3264 | 5444.776 | -4646.3709
16 | -4796.011 | 1371.2277 | 529.491 | 7773.7724 | -4878.48
16 | 5696.4873 | 523.5493 | -7220.055 | 6398.7833 | -5398.7649
16 | 4828.4992 | 5738.371 | -1827.1665 | -4392.7894 | -4346.9143
16 | 4521.2702 | 3847.7822 | 527.1731 | -5627.8192 | -3268.4064
16 | 4320.8965 | 3227.3259 | 1936.9539 | -6858.5528 | -2626.6235
16 | 4511.0368 | 2120.0064 | -152.4333 | -7111.2249 | 632.6149
16 | 4872.9101 | 1647.7494 | -3404.3188 | -6222.5687 | 3106.2281
16 | 4796.3418 | 1242.8605 | -2823.2924 | -6500.0673 | 3284.1574
16 | 4690.8385 | 1064.8746 | -1942.145 | -6815.0998 | 3001.5318
16 | -4614.3433 | 781.3096 | 8054.4496 | -5716.8056 | 1495.3897
16 | 4501.1712 | 1275.4544 | -2688.8981 | -6387.299 | 3299.5716
16 | -4865.7735 | 1791.1062 | 3854.6535 | -3780.6177 | 3000.6315
16 | -4874.4209 | 1475.1126 | 4026.8501 | -3639.0437 | 3011.5019
16 | 4527.4931 | 1808.7138 | -361.7635 | -7122.1778 | 1147.7344
16 | 4611.067 | 1090.9032 | -1257.6384 | -7069.9345 | 2625.6027
16 | 4817.7336 | 1345.7899 | -2994.3509 | -6443.1156 | 3273.943
16 | 5029.6681 | -1153.2586 | -4203.1613 | -2982.5003 | 3309.2522
16 | 5362.4359 | -4173.7147 | -6191.5086 | 1805.8709 | 3196.9166
16 | 4988.5519 | -1047.3067 | -3916.328 | -3342.0171 | 3317.0999
16 | 4284.542 | -2995.6706 | 2249.8756 | -4299.8381 | 761.0911
16 | 4302.8477 | -2995.0073 | 2100.5871 | -4221.9481 | 813.5206
16 | 4979.3083 | -2849.841 | -3441.1776 | -1466.7907 | 2778.501
16 | 5019.3286 | -3191.5865 | -3684.9117 | -913.2921 | 2770.4617
16 | 4149.2232 | -4368.6849 | 3707.7758 | -3276.9085 | -211.4055
16 | 4187.5287 | -4688.2213 | 3478.4984 | -2738.9029 | -238.9029
16 | 5143.459 | -3820.5768 | -4533.1663 | 355.142 | 2855.142
16 | 5508.5567 | -5593.1999 | -7044.658 | 4005.4109 | 3123.8903
16 | 4141.6785 | -4647.3349 | 3793.2085 | -3121.4107 | -166.1414
16 | 4190.4401 | -5074.5632 | 3503.9236 | -2420.4135 | -199.387
16 | -2068.9196 | -3584.3073 | 8615.031 | -2902.3619 | -59.4422
16 | 4123.9517 | -4490.7752 | 3898.288 | -3377.0347 | -154.4297
16 | 4584.7004 | 922.2272 | -1051.5544 | -7135.7997 | 2680.4265
16 | 4298.1786 | 2330.0391 | 2172.7426 | -6426.6853 | -2374.275
16 | 5369.6928 | 3042.6656 | -6963.0947 | -3291.3127 | 1842.0491
16 | 4454.7599 | 3453.1839 | 1019.9411 | -5884.5809 | -3043.3039
16 | 4294.8667 | 2873.1251 | 2156.0865 | -6798.3384 | -2525.7399
16 | 4214.2515 | 2761.0736 | 2396.0523 | -6941.5324 | -2429.845
16 | 2948.1364 | 2395.9676 | 3591.4803 | -6735.7855 | -2199.7987
16 | 2062.6713 | 2884.6646 | 3054.7077 | -5282.4096 | -2719.6341
16 | -4874.5748 | 2685.2187 | 7286.7611 | -2489.6003 | -2607.8047
16 | -4846.6813 | 2275.6192 | 8129.3727 | -3376.3859 | -2181.9247
16 | -4910.4717 | 669.8919 | 4411.9249 | -3138.8318 | 2967.4866
16 | -4845.8665 | -2487.4462 | 9771.3829 | -1784.8949 | -653.1753
16 | -4845.9276 | -2624.4131 | 9812.9668 | -1739.5243 | -603.1019
16 | -4900.8179 | -5457.0442 | 9360.8327 | 1211.5416 | -214.5123
16 | -4938.4615 | 2341.7859 | 4454.3454 | -1361.0392 | -496.6306
16 | -4938.4615 | 1895.1024 | 699.6107 | 81.0769 | 2262.6716
16 | -4893.2254 | 1847.635 | 262.0815 | 220.3125 | 2563.1964
16 | -4677.938 | 1122.6511 | -1562.1023 | 2552.0668 | 2565.3225
16 | -4626.3948 | 932.3053 | -1990.1669 | 3166.4214 | 2517.835
16 | -4938.4615 | 1739.8047 | 659.2058 | -63.5011 | 2602.9521
16 | -4938.4615 | -2876.1161 | 904.5402 | 3593.7984 | 3316.2391
16 | -4938.4615 | -4740.6453 | 1102.1764 | 5613.0622 | 2963.8682
16 | -4636.7664 | -5273.1948 | -1578.3922 | 7955.7146 | 3532.6389
16 | -4938.4615 | 923.6249 | 3455.6405 | -2359.7441 | 2918.9403
16 | -4914.6388 | 686.2267 | 4254.4532 | -3037.94 | 3011.8989
16 | -4938.4615 | 156.177 | 3770.6139 | -2044.7707 | 3056.4414
16 | -4938.4615 | 1901.56 | 5943.0041 | 127.6195 | -3033.7221
16 | -4938.4615 | -5137.3408 | 8339.2257 | 2523.8411 | -787.2644
16 | 1784.9233 | 2132.0489 | 4783.8525 | -6759.1985 | -1941.6261
16 | -4587.0907 | 1233.2134 | 10170.0687 | -5720.698 | -1095.4933
16 | -4572.3946 | 1138.9185 | 10297.7213 | -5841.5638 | -1022.6813
16 | -4821.7033 | -2287.8126 | 9859.393 | -2102.7595 | -647.1176
16 | -3049.5239 | 904.426 | 9663.5398 | -6642.1196 | -876.3223
16 | 4284.5752 | 2695.1988 | 2245.5944 | -6750.0984 | -2475.2701
16 | 4602.9884 | 2730.0182 | -408.846 | -5570.0294 | -1354.1313
16 | 5199.5554 | 2163.9018 | -5675.6155 | -3927.1187 | 2239.2771
16 | -1415.8805 | 1920.005 | -2091.2977 | -1090.4849 | 2677.658
16 | -1625.1636 | 1913.9295 | -1964.1174 | -1006.0421 | 2681.3936
16 | -4100.9384 | 2833.636 | -2023.7781 | 883.4356 | 2407.6449
16 | 4339.3164 | 2327.4783 | 1629.7117 | -6842.8774 | -1453.629
16 | 4432.1393 | 1786.906 | 609.7125 | -6966.2271 | 137.4693
16 | 4691.542 | 959.4936 | -1937.9907 | -6738.6705 | 3025.6257
16 | 4783.7539 | 996.3729 | -2696.9608 | -6380.5465 | 3297.3805
16 | 4551.5438 | 989.6223 | -2575.4732 | -6276.8417 | 3311.1488
16 | 9.2368 | 808.3401 | 824.1517 | -4823.1047 | 3181.3761
16 | -601.5354 | 1775.0018 | -2114.2648 | -1839.4429 | 2780.2413
16 | -3134.7345 | -4571.3913 | -1996.6839 | 6175.4086 | 3527.4011
16 | -3609.6748 | -4874.2845 | -1940.9654 | 6888.929 | 3535.9958
16 | -3448.3409 | -4808.5784 | -1985.8503 | 6708.9084 | 3533.8612
16 | -3516.6942 | -4802.7171 | -1984.2675 | 6767.3551 | 3536.3237
16 | 3706.3626 | 90.6888 | -2516.4897 | -4658.5329 | 3377.9712
16 | 4935.1413 | -788.7274 | -3560.4284 | -3908.5877 | 3322.6022
16 | 4940.9185 | -1191.0486 | -3524.1083 | -3473.1073 | 3247.3457
16 | 4982.0854 | -1250.4612 | -3837.3646 | -3207.632 | 3313.3724
16 | 5390.8653 | -4960.862 | -6279.8982 | 2674.5181 | 3175.3767
16 | -4634.9647 | 440.5088 | 8092.4498 | -5467.4382 | 1569.4443
16 | -4837.4218 | 572.8703 | 5325.2753 | -3762.8368 | 2702.113
16 | -4899.5913 | -354.3738 | 5478.7066 | -2746.6347 | 2521.8931
16 | -4938.4615 | -2840.3562 | 5772.009 | -43.3756 | 2050.1844
16 | 4575.7457 | 840.3683 | -969.812 | -7114.0619 | 2667.7599
16 | 4267.5928 | -3016.2712 | 2340.3489 | -4499.8271 | 908.1566
16 | 4274.9454 | -3016.0048 | 2280.3865 | -4468.5422 | 929.2152
16 | 4890.6702 | -2883.8722 | -2763.8128 | -1960.7556 | 2717.7704
16 | -2276.8992 | -3023.5869 | 3369.0298 | -309.0875 | 2240.5439
16 | 4927.0974 | -3194.9342 | -2985.6633 | -1456.9528 | 2710.4529
16 | -129.7358 | -3093.6595 | 1463.3808 | -619.9928 | 2380.0072
16 | -1411.3456 | -3032.4538 | 3596.3061 | -1076.2533 | 1923.7467
16 | -2289.8158 | -3024.377 | 3400.325 | -317.9848 | 2231.8527
16 | -2386.6592 | -3024.2084 | 3462.3009 | -285.1415 | 2233.7081
16 | -2757.5595 | -3024.2267 | 3776.5997 | -206.0696 | 2211.2561
16 | -4383.3198 | -3025.379 | 5278.3951 | 65.1519 | 2065.1519
16 | -4925.381 | -3031.1512 | 6403.0976 | -223.2827 | 1776.7173
16 | -4938.4615 | -2923.0769 | 5830.7692 | 15.3846 | 2015.3846
16 | -4938.4615 | -2913.8433 | 5779.6179 | 36.3435 | 2036.3435
16 | -4938.4615 | -3029.1848 | 5906.4202 | 91.0356 | 1970.1905
16 | -4938.4615 | -3028.7046 | 5786.9741 | 164.2967 | 2015.8953
16 | -4938.4615 | -3861.6717 | 4584.4796 | 2019.9076 | 2195.746
16 | -4938.4615 | -6499.7832 | 8767.7358 | 2952.3512 | -281.8422
16 | -2850.6723 | -3022.2314 | 3801.553 | -138.9364 | 2210.287
16 | -2296.6002 | -3024.5864 | 3385.5103 | -303.5365 | 2239.2129
16 | -3980.0743 | -3059.8072 | 8926.0658 | -2443.0921 | 556.9079
16 | -4831.0465 | -3055.7195 | 9168.9145 | -1971.2836 | 689.135
16 | -4864.2587 | -3051.7169 | 8733.3282 | -1682.6348 | 865.2821
16 | -4858.8947 | -3366.4892 | 9195.8471 | -1552.679 | 582.2159
16 | -4901.8194 | -5510.6615 | 9339.043 | 1251.8453 | -178.4074
16 | -4911.8318 | -5801.1034 | 9199.5581 | 1733.1328 | -219.7556
16 | 4127.3608 | -4439.1371 | 3851.1828 | -3439.7569 | -99.6495
16 | 4147.2261 | -4634.1938 | 3739.8799 | -3126.4561 | -126.4561
16 | 5049.5134 | -3815.2379 | -3822.2031 | -206.0362 | 2793.9638
16 | 5496.1711 | -5983.8513 | -6894.7427 | 4259.6745 | 3122.7484
16 | 4190.4976 | -5057.726 | 3497.8485 | -2443.4015 | -187.2186
16 | 4213.0789 | -5270.0452 | 3369.2766 | -2097.1582 | -215.1521
16 | 4011.0477 | -5235.5671 | 3528.131 | -2092.4745 | -211.1371
16 | -1999.5913 | -3546.9765 | 8390.0476 | -2921.7399 | 78.2601
16 | 4188.4817 | 2253.9772 | 2167.0257 | -7083.1194 | -1526.3651
16 | 3116.3673 | 2315.0771 | 3645.497 | -6974.7007 | -2102.2408
16 | 4389.8009 | 2886.5638 | 1520.0775 | -6003.7952 | -2792.647
16 | 4689.2255 | 1906.3503 | -411.4171 | -2846.6966 | -3337.4621
16 | 5310.3872 | -2008.6535 | -4245.5273 | 5002.8769 | -4059.0833
16 | 5046.4445 | -3597.7276 | -2317.6059 | 3914.9776 | -3046.0886
16 | 4467.609 | -7371.6262 | 1844.0367 | 1463.4503 | -403.4697
16 | 5522.8403 | -6204.601 | -7054.411 | 4633.3935 | 3102.7782
16 | 5151.3328 | -6188.4215 | -6856.6402 | 4763.3931 | 3130.3358
16 | 3797.2041 | -6077.9408 | -6199.2044 | 5277.456 | 3202.4851
16 | -4366.9581 | -5477.1694 | -1954.2942 | 8249.744 | 3548.6777
16 | -4569.4895 | -5467.2273 | -1827.6349 | 8313.83 | 3550.5216
16 | -4938.4615 | -7177.3468 | 8331.4962 | 4126.4854 | -342.1732
16 | -4938.4615 | -6208.0515 | 1669.6277 | 6954.661 | 2522.2243
16 | -4938.4615 | -1861.08 | 2561.7033 | 7983.415 | -3745.5768
16 | -4938.4615 | -6429.7245 | 7588.5028 | 4642.9702 | -863.287
16 | -4938.4615 | -1926.4403 | 1835.2795 | 8238.0267 | -3208.4043
16 | -4857.6514 | -1993.2242 | 1052.2921 | 8470.1503 | -2671.5668
16 | -4382.3102 | -818.1694 | -3939.44 | 6928.3722 | 2211.5473
16 | -4435.5998 | -4351.0514 | -3315.3755 | 9156.2707 | 2945.756
16 | -4593.1281 | -5370.9025 | -1948.3634 | 8402.5592 | 3509.8349
16 | -4607.5419 | -5452.8138 | -1821.7021 | 8336.5819 | 3545.4759
16 | -4610.3998 | -5466.568 | -1796.244 | 8324.1516 | 3549.0603
16 | -4938.4615 | -6111.8276 | 1255.4739 | 7141.7896 | 2653.0257
16 | 5871.334 | -2430.3452 | -9215.0799 | 6450.9845 | -676.8934
16 | 6056.3538 | -1977.5378 | -11140.6972 | 5856.4212 | 1205.46
16 | 3361.2284 | -1667.7973 | -9320.9566 | 6120.5309 | 1506.9946
16 | 6040.7743 | -3333.0275 | -10894.199 | 6712.0783 | 1474.3739
16 | 2459.2411 | -3702.8214 | -8340.1019 | 7554.7871 | 2028.8952
16 | -4938.4615 | 1805.8979 | 5773.816 | 444.7101 | -3085.9625
16 | -4938.4615 | 1176.3564 | 1071.3172 | 2484.8355 | 205.9525
16 | -4581.224 | 751.6898 | -2358.1702 | 3750.983 | 2436.7213
16 | 5583.619 | 950.2257 | -8197.7034 | -23.7527 | 1687.6113
16 | 5764.2785 | -150.7348 | -9331.0608 | 2190.9637 | 1526.5533
16 | 4297.4937 | 2630.6492 | 2166.7815 | -6591.4346 | -2503.4897
16 | 4278.1752 | 2573.5968 | 2300.0925 | -6718.7335 | -2433.1309
16 | 4124.2185 | -4350.0397 | 3886.6651 | -3463.2017 | -197.6421
16 | 4189.7911 | -5038.3311 | 3505.6306 | -2448.9593 | -208.1313
16 | 3994.6508 | 2295.5087 | 3080.5591 | -7282.6634 | -2088.0553
16 | 2824.9036 | 357.5867 | 6436.2959 | -9193.5084 | -425.2779
16 | 1163.3979 | 169.89 | 7802.8928 | -8876.4807 | -259.6999
16 | 2642.866 | -57.3844 | 6977.9875 | -9431.2448 | -132.2243
16 | 1973.0435 | -37.7171 | 7434.1745 | -9237.5763 | -131.9246
16 | 2635.7365 | -143.7463 | 6954.1667 | -9445.5386 | -0.61826
16 | 3962.6986 | 562.3069 | 1515.9303 | -7877.3665 | 1836.4307
16 | 4.7326 | 54.9365 | 7922.3191 | -8334.6371 | 352.649
16 | -4559.804 | 281.4696 | 9233.6487 | -6044.307 | 1088.9927
16 | -4518.0131 | 488.5006 | 9598.3351 | -6435.0695 | 866.2469
16 | 2103.3262 | -130.5592 | 7315.9581 | -9292.0626 | 3.3375
16 | 3591.6416 | -3028.4129 | 4917.9034 | -5578.9495 | 97.8174
16 | -1273.9653 | -3051.3686 | 8154.7146 | -3968.6416 | 139.2609
16 | 4836.4467 | 2816.0024 | -1505.9323 | -2304.634 | -3841.8828
16 | 5459.069 | -1108.2072 | -5349.058 | 5563.397 | -4565.2008
16 | 5025.5039 | -3718.4972 | -2182.161 | 3776.3609 | -2901.2066
16 | 4491.6407 | -7199.1852 | 1656.1455 | 1515.3034 | -463.9044
16 | 5559.8537 | -6017.8029 | -7351.7734 | 4724.2442 | 3085.4784
16 | 5778.9844 | -1348.7036 | -8183.2598 | 6389.272 | -2636.293
16 | 6125.9191 | -499.6346 | -11794.027 | 5274.3933 | 893.3491
16 | 6096.7057 | -3041.3428 | -11331.8128 | 6878.8546 | 1397.5953
16 | 5750.7004 | 1838.6469 | -9465.114 | 580.9937 | 1294.773
16 | 5803.9754 | 1513.9826 | -9799.3319 | 1234.0957 | 1247.2783
16 | 5702.2828 | 4816.4497 | -9556.5487 | -2002.9695 | 1040.7858
16 | 5834.0722 | 4040.7712 | -10369.9306 | -397.5392 | 892.6264
16 | -4938.4615 | 5321.7743 | 4287.5236 | -558.8397 | -4111.9967
16 | -4938.4615 | 4804.5726 | 4883.1015 | -932.2831 | -3816.9294
16 | -4938.4615 | 4884.7738 | 1015.3013 | 686.2117 | -1647.8253
16 | -4923.869 | 4867.743 | 873.9794 | 730.7792 | -1548.6325
16 | -2056.0056 | 4418.6838 | -5199.946 | 1232.9417 | 1604.3261
16 | -4439.6608 | 4344.8977 | -3830.4525 | 2126.0265 | 1799.1891
16 | -4504.4572 | 3867.4114 | -3241.7813 | 1908.3224 | 1970.5047
16 | -4641.3051 | 3026.2392 | -2022.1571 | 1287.7823 | 2349.4407
16 | -4641.9114 | 2922.9897 | -2009.2458 | 1367.4999 | 2360.6676
16 | -4427.1877 | 4239.7002 | -3922.6823 | 2343.7768 | 1766.393
16 | 5067.5675 | 4299.1621 | -3284.8781 | -1417.7078 | -4664.1436
16 | 5671.1024 | 672.8208 | -7031.4699 | 6086.2811 | -5398.7345
16 | 5648.9495 | 86.0298 | -6807.6662 | 6308.8552 | -5236.1683
16 | -4928.1827 | -1196.3693 | 1814.743 | 8425.1635 | -4115.3545
16 | -4938.4615 | -1271.5114 | 1905.3845 | 8377.7896 | -4073.2012
16 | 5848.495 | 3313.9934 | -10103.6229 | 1033.4263 | -92.2917
16 | 6184.7972 | 1650.7825 | -12381.3557 | 4514.8878 | 30.8881
16 | 6192.9732 | 1664.3043 | -12465.7212 | 4493.9124 | 114.5313
16 | 6186.561 | 1934.4221 | -12550.3844 | 3960.8777 | 468.5236
16 | 6182.0942 | 1718.5441 | -12752.0683 | 4420.4131 | 431.0169
16 | 2777.4292 | 2035.8255 | -10443.9957 | 4804.3611 | 826.38
16 | 6192.6422 | 1604.1437 | -12463.8387 | 4508.3924 | 158.6604
16 | 6187.6652 | 1606.8625 | -12512.09 | 4211.945 | 505.6173
16 | 6189.5051 | 968.7436 | -12439.1521 | 4696.9047 | 583.9987
16 | 6184.6444 | 1488.2829 | -12647.6537 | 4496.4768 | 478.2497
16 | 2940.2279 | 1416.6288 | -10275.6344 | 4986.495 | 932.2828
16 | 5954.8594 | 3314.9384 | -11107.1551 | 1103.0234 | 734.3339
16 | 4852.2295 | 3323.43 | -10448.8811 | 1427.4178 | 845.8039
16 | 5931.1768 | 2848.831 | -10874.1853 | 1260.1065 | 834.071
16 | 5818.5686 | 2211.6071 | -9995.9275 | 835.7444 | 1130.0074
16 | 5029.4803 | 2762.5384 | -10292.113 | 1555.4024 | 944.6919
16 | -4624.8963 | 3390.6277 | -1707.0431 | 3884.6057 | -943.294
16 | -4446.8159 | 2281.8255 | -3188.9579 | 6218.8506 | -864.9024
16 | -4219.9182 | 2663.1144 | -5563.5611 | 5628.2709 | 1492.094
16 | -4287.9963 | 1320.3517 | -4887.142 | 6085.3926 | 1769.3939
16 | -4317.0571 | 3393.6965 | -4789.3077 | 4105.1209 | 1607.5474
16 | -4390.3808 | 1959.7695 | -4061.6561 | 4587.3556 | 1904.9117
16 | -4938.4615 | 4131.3682 | 3213.2215 | 1961.6884 | -4367.8165
16 | -4938.4615 | 2465.297 | 1676.2669 | 5493.0832 | -4696.1856
16 | -4822.6897 | 1558.5853 | 762.8479 | 7379.9589 | -4878.7024
16 | -4938.4615 | 3830.2182 | 1309.1798 | 2780.6963 | -2981.6328
16 | 4543.2164 | 5252.0789 | 98.5263 | -6420.7076 | -3473.114
16 | 5341.1987 | 4210.6845 | -7072.3476 | -4461.0933 | 1981.5578
16 | 70.5909 | 3482.9578 | -2942.0001 | -3419.4637 | 2807.9151
16 | -4738.6942 | 4036.5825 | 7747.9645 | -4707.824 | -2338.0288
16 | -4891.981 | 3402.5613 | 4384.6216 | -3550.7131 | 655.5112
16 | -4913.6715 | 2959.5063 | 1900.3239 | -2737.3182 | 2791.1596
16 | -4893.0454 | 2152.9829 | 3243.6096 | -3510.799 | 3007.2519
16 | -4900.4189 | 2087.3862 | 3376.9092 | -3510.8935 | 2947.017
16 | 4407.2746 | 4433.6378 | 1091.4883 | -6981.0223 | -2951.3784
16 | 4322.6765 | 1092.2824 | 1969.5284 | -5372.8154 | -2011.672
16 | 4215.8907 | -3710.0168 | 3069.9901 | -3114.748 | -461.116
16 | 4218.5742 | -3824.256 | 3039.1757 | -3079.8422 | -353.6517
16 | 4675.3276 | 1675.9277 | -1870.1535 | -6870.3756 | 2389.2738
16 | 4936.9981 | 1998.6522 | -4069.0893 | -6076.7298 | 3210.1688
16 | 5257.1547 | -1776.5079 | -5895.1653 | -848.9897 | 3263.5083
16 | 5262.2458 | -1822.7183 | -5925.5854 | -775.7317 | 3261.7896
16 | 2369.1723 | -733.3207 | -3890.2524 | -1158.8034 | 3413.2042
16 | 3484.6451 | 2063.9388 | -3262.1322 | -5580.6798 | 3294.2281
16 | 1463.8383 | -85.3885 | -3121.104 | -1711.3445 | 3453.9987
16 | -2506.6172 | -2791.1799 | -2819.4176 | 4576.4894 | 3540.7253
16 | 4306.9553 | -2934.3793 | 2086.8817 | -3745.265 | 285.8074
16 | 4370.9732 | -2932.0599 | 1564.7948 | -3472.8703 | 469.1622
16 | 5228.3155 | -2748.0769 | -5458.8059 | 19.0003 | 2959.567
16 | 3120.686 | -2789.1602 | -3655.4386 | 504.6746 | 2819.2382
16 | 1999.035 | -2795.5107 | -2702.289 | 749.3824 | 2749.3824
16 | -653.577 | -2949.8445 | 3500 | -948.2893 | 1051.7107
16 | -3158.4759 | -2976.5181 | 8697.3218 | -2281.1639 | -281.1639
16 | -4766.6143 | -3011.8985 | 10132.6429 | -2177.065 | -177.065
16 | -4747.5155 | -3029.6908 | 10345.6933 | -2453.386 | -115.101
16 | -3411.353 | -2982.1151 | 5000 | 196.7341 | 1196.7341
16 | -4892.5066 | -2997.8873 | 8073.1906 | -591.3983 | 408.6017
16 | -4938.4615 | -2990.9788 | 6328.2548 | 512.8702 | 1088.3153
16 | -4870.1299 | -3012.5946 | 8797.6074 | -1254.3406 | 339.4576
16 | -4938.4615 | -2986.9566 | 5327.6926 | 1126.5553 | 1471.1702
16 | -4938.4615 | -2930.9263 | 3164.7657 | 2398.5614 | 2306.0608
16 | -4938.4615 | -2986.2119 | 4324.1622 | 1403.8488 | 2196.6624
16 | -4938.4615 | -3012.2091 | 3140.8827 | 2513.2459 | 2296.542
16 | -4938.4615 | -4665.7243 | 1086.76 | 5990.8115 | 2526.6143
16 | -4938.4615 | -3012.8424 | 4369.993 | 1392.4645 | 2188.8465
16 | -4938.4615 | -3012.3443 | 4901.0877 | 925.9468 | 2123.7713
16 | -2544.7123 | -2998.056 | 4500 | -478.6159 | 1521.3841
16 | -4832.2487 | -3022.415 | 9246.3244 | -1695.8303 | 304.1697
16 | -4867.7504 | -3024.212 | 8763.639 | -1435.8383 | 564.1617
16 | -4784.1058 | -3043.9527 | 9833.5155 | -2239.9989 | 234.5419
16 | -3774.4159 | -3017.6581 | 4500 | 146.037 | 2146.037
16 | -2232.2588 | -1829.0234 | 473.429 | 793.9266 | 2793.9266
16 | -3316.4636 | -2999.386 | 3892.6618 | 211.5939 | 2211.5939
16 | 5279.0371 | -3181.2032 | -5767.713 | 720.5011 | 2949.378
16 | -44.0697 | -3074.5958 | -1084.3991 | 1601.5323 | 2601.5323
16 | -1250.3693 | -3016.9867 | 923.1905 | 1172.0827 | 2172.0827
16 | -1555.6858 | -3026.4101 | 256.4885 | 1822.2939 | 2503.3135
16 | 606.5662 | -2942.9494 | 2435.9526 | -1227.1259 | 1127.5565
16 | -1707.8853 | -3012.5448 | 3492.8315 | -637.9928 | 1865.5914
16 | 4219.4405 | -3822.3492 | 3029.7498 | -3083.7056 | -343.1355
16 | 4256.3663 | -4000.8157 | 2775.1758 | -2716.4766 | -314.2499
16 | 4417.6212 | -4732.9897 | 1651.231 | -1167.9312 | -167.9312
16 | 5407.8991 | -3834.1697 | -6648.3019 | 2037.2863 | 3037.2863
16 | 5530.6558 | -4430.1783 | -7492.7399 | 3264.615 | 3127.6474
16 | 3908.3408 | -4662.5637 | 2174.6753 | -1210.2262 | -210.2262
16 | -1150.9998 | -3876.1204 | 6764.422 | -1368.6509 | -368.6509
16 | 2231.4298 | -4453.7545 | 4149.4546 | -1503.2316 | -423.8983
16 | 4297.2453 | -4795.9754 | 2641.649 | -1708.3014 | -434.6175
16 | 4217.8275 | -3838.1047 | 3046.8392 | -3074.1725 | -352.3895
16 | 4209.1278 | -3920.3245 | 3137.7095 | -3034.7861 | -391.7267
16 | 3543.5745 | 2570.0846 | 3729.2717 | -8101.5066 | -1741.4243
16 | -2875.885 | 749.3474 | 10098.0712 | -7633.4682 | -338.0654
16 | -4396.2046 | 795.0745 | 11081.6331 | -7173.9056 | -306.5974
16 | -4890.4343 | 2133.7562 | 3273.9483 | -3529.7401 | 3012.4699
16 | -4893.6415 | 2107.7776 | 3259.2112 | -3488.4435 | 3015.0963
16 | -4920.0084 | 618.9352 | 4459.7938 | -2499.6844 | 2340.9637
16 | -4938.4615 | 271.2223 | 4007.6923 | -1807.6923 | 2467.2392
16 | -4938.4615 | 983.4721 | 2681.8779 | -1807.6923 | 3080.8038
16 | -4938.4615 | 541.471 | 3661.1909 | -2154.1937 | 2889.9934
16 | -4938.4615 | 783.8864 | 3451.9114 | -2363.4733 | 3066.137
16 | -4920.9873 | 973.9868 | 3956.9288 | -2941.8577 | 2931.9294
16 | -4920.8155 | 1115.6738 | 3841.1892 | -3068.2512 | 3032.2037
16 | -4933.4371 | 1156.3905 | 2659.3329 | -1996.1093 | 3113.8229
16 | -4912.2522 | 1389.8312 | 3662.4443 | -3179.098 | 3039.0747
16 | -4391.0513 | 633.2367 | 11265.4992 | -7248.9154 | -258.7692
16 | -4514.6636 | -646.3604 | 10957.3813 | -5578.7136 | -217.6437
16 | -4006.9155 | -2786.1044 | 9352.8367 | -2279.9084 | -279.9084
16 | -4758.8117 | -2611.6427 | 9902.1015 | -2265.8236 | -265.8236
16 | -4883.1169 | -2197.4184 | 7858.0139 | -1388.7393 | 611.2607
16 | -4938.4615 | -1740.1501 | 5436.4603 | -378.9243 | 1621.0757
16 | -4938.4615 | -1285.3095 | 2916.7877 | 653.4917 | 2653.4917
16 | -4938.4615 | -2485.0862 | 2993.6272 | 1990.0186 | 2439.9019
16 | -4762.6634 | -2850.3927 | 10050.5629 | -2218.7534 | -218.7534
16 | -4068.496 | -2987.0878 | 9307.3292 | -1974.504 | -277.2414
16 | -4800.0448 | -2995.6058 | 9766.7967 | -1708.8616 | -262.2845
16 | -4872.5766 | -2997.1279 | 8827.2672 | -1072.9816 | 115.419
16 | -4780.1297 | -3004.8115 | 9986.7154 | -1982.6248 | -219.1495
16 | -4022.9717 | -3380.7803 | 9025.9748 | -1311.1114 | -311.1114
16 | -4833.3973 | -3236.6367 | 9633.453 | -1281.7095 | -281.7095
16 | -4864.6889 | -3460.8564 | 9507.6901 | -881.5962 | -300.5486
16 | -4860.3954 | -3615.1993 | 9695.5612 | -959.9218 | -260.0447
16 | -4852.135 | -3898.5762 | 10031.6649 | -1135.9663 | -144.9875
16 | -4901.1548 | -5508.8406 | 9367.7915 | 1239.3899 | -197.186
16 | -4870.1299 | -3141.5643 | 9038.5301 | -1013.418 | -13.418
16 | -4807.907 | -3216.7702 | 9885.9403 | -1628.2461 | -233.017
16 | -4764.5283 | -3171.8133 | 10294.788 | -2238.7968 | -119.6496
16 | -3938.3382 | -4026.6925 | 8552.8664 | -218.8158 | -369.02
16 | -4890.8465 | -4143.8141 | 9080.7753 | 313.2562 | -359.3709
16 | -4938.4615 | -5128.4432 | 8215.6293 | 2400.2447 | -548.9693
16 | -4938.4615 | -6019.4763 | 7404.0143 | 4275.9341 | -722.0105
16 | -4938.4615 | -5021.2994 | 8002.1414 | 2186.7568 | -229.1372
16 | -4938.4615 | -5469.0217 | 8339.9097 | 2524.5251 | -456.9516
16 | -4938.4615 | -5763.8248 | 8470.2452 | 2654.8605 | -422.8194
16 | -3000.9925 | -5420.3548 | 6658.9322 | 2433.9671 | -671.5521
16 | -3889.2268 | 576.8155 | 10988.6968 | -7419.382 | -256.9035
16 | 2687.3021 | 618.1343 | 6277.2925 | -9219.7765 | -362.9525
16 | 3805.57 | -2943.3854 | 3998.777 | -4545.7016 | -315.2599
16 | 4095.431 | -3627.3868 | 3367.1121 | -3459.9331 | -375.2232
16 | 4130.8616 | -3690.315 | 3286.3515 | -3338.0919 | -388.8063
16 | 4137.9922 | -3732.5394 | 3277.8796 | -3300.6483 | -382.6841
16 | 3521.1619 | -3022.8887 | 5178.0127 | -5633.6124 | -42.6734
16 | -1282.1249 | -3044.6747 | 8405.2484 | -4055.5913 | -22.8576
16 | 2599.3087 | -133.555 | 7084.7112 | -9481.9512 | -68.5137
16 | 2107.3976 | -121.129 | 7421.7377 | -9341.3718 | -66.6345
16 | 4380.2074 | 4225.5856 | 1352.487 | -7059.7511 | -2898.5288
16 | 3957.0394 | 3162.5176 | 2823.6422 | -7652.4531 | -2290.746
16 | -4548.3571 | 1873.296 | 10028.5267 | -6199.6391 | -1153.8264
16 | -4490.0107 | 1267.4756 | 10659.8326 | -6637.7283 | -799.5693
16 | 4006.9177 | 2882.7906 | 2830.6438 | -7447.0175 | -2273.3347
16 | 4069.1316 | 2545.4122 | 2818.9772 | -7202.1402 | -2231.3808
16 | 3863.7408 | 2944.8908 | 3128.0313 | -7778.247 | -2158.4158
16 | -3161.9494 | 1031.6772 | 10018.921 | -7169.0236 | -719.6252
17 | 6031.7505 | -51.3321 | -11049.9114 | 6476.2176 | -1406.7245
17 | 5970.895 | 360.538 | -12999.6757 | 5893.7323 | 774.5103
17 | -4125.7462 | 1317.7816 | -6056.7264 | 7018.7616 | 1845.9295
17 | -4438.5257 | 3818.4821 | -3573.7941 | 1987.0821 | 2206.7557
17 | 5901.4281 | -313.1845 | -9615.5157 | 6888.6242 | -2861.3521
17 | -4749.2234 | 127.9668 | 497.0282 | 8900.4678 | -4776.2393
17 | -4757.3643 | 137.2852 | 576.1444 | 8877.0906 | -4833.156
17 | -4938.4615 | 1636.5201 | 2000.4035 | 5864.7286 | -4563.1906
17 | -4938.4615 | 4612.8048 | 1227.0382 | 123.0769 | -1024.4584
17 | -4938.4615 | 4526.7785 | 2861.5385 | 123.0769 | -2572.9323
17 | -4938.4615 | -793.7619 | 2861.5385 | 123.0769 | 2747.608
17 | -4938.4615 | -1246.1538 | 3419.3867 | 123.0769 | 2642.1518
17 | -4919.3247 | -78.8073 | 3044.4729 | -1082.5433 | 3036.2024
17 | -4938.4615 | -1426.8144 | 3583.2629 | 213.4072 | 2568.6058
17 | -4938.4615 | 1028.0568 | 901.152 | 123.0769 | 2886.1758
17 | -4938.4615 | -123.6572 | 1820.7376 | 123.0769 | 3118.3042
17 | -4938.4615 | -989.1319 | 1010.0687 | 1730.7132 | 3186.8114
17 | -4938.4615 | 4125.3738 | 4163.6559 | 774.1357 | -4124.7039
17 | -4938.4615 | -3737.5566 | 7384.6154 | 2384.6154 | -1093.2127
17 | -4938.4615 | -1242.3032 | 2122.5354 | 7975.8656 | -3917.6363
17 | -4938.4615 | -5974.7251 | 7003.391 | 4710.4835 | -800.6878
17 | -4755.1055 | 154.3167 | 557.3331 | 8889.051 | -4845.5952
17 | -4190.7662 | -3241.9752 | -5297.7496 | 9848.147 | 2882.3441
17 | -4292.7009 | -3937.1047 | -4416.3733 | 9360.4266 | 3285.7523
17 | -4460.7176 | -4751.9794 | -2919.0856 | 8636.013 | 3495.7696
17 | -4575.5067 | -3895.9887 | -1972.4166 | 7015.2049 | 3428.707
17 | -4903.4578 | -3081.949 | 913.5851 | 4197.9224 | 2873.8992
17 | -4346.6868 | -4220.2848 | -3861.8985 | 9238.5504 | 3190.3197
17 | -4350.7841 | -4214.9446 | -3792.1274 | 9272.3818 | 3085.4743
17 | 5554.9261 | 66.2288 | -6384.8704 | 5941.3603 | -5177.645
17 | 4915.2022 | -4178.9891 | -1570.1267 | 3191.2269 | -2357.3134
17 | 4435.6544 | -3594.5723 | 1707.3352 | -1385.0872 | -1163.3302
17 | 4668.485 | -5857.9083 | 350.5649 | 2161.1544 | -1322.2959
17 | 6000.7928 | 1765.734 | -11727.9882 | 3003.4334 | 958.0279
17 | 5540.0867 | 4705.8011 | -8752.9687 | -2883.8667 | 1390.9475
17 | 4702.2714 | 5653.6071 | -958.0008 | -5232.0665 | -4165.8112
17 | -3767.7472 | 4240.8365 | -3589.0651 | 915.9689 | 2200.0069
17 | -4498.9082 | 4219.2013 | -3073.1419 | 1173.9842 | 2178.8646
17 | -4934.7287 | 4735.992 | 1157.6418 | -112.0914 | -846.8137
17 | -4927.8799 | 4894.0326 | 2321.8754 | -543.5656 | -1744.4625
17 | -4862.214 | 5279.4346 | 5115.726 | -1609.1107 | -3923.8358
17 | -4747.8881 | 3897.0132 | 7818.3985 | -4544.9962 | -2422.5274
17 | -4905.6337 | 3047.5984 | 1187.3195 | -1945.0759 | 2615.7918
17 | -4925.7523 | 305.2237 | 2213.3661 | -677.6066 | 3084.7691
17 | -4913.8124 | 3229.4595 | 569.0817 | -1429.8203 | 2545.0915
17 | 5215.1982 | 3724.2758 | -6354.5403 | -4910.8336 | 2325.8999
17 | 4422.0705 | 4718.3708 | 1069.4735 | -7053.6444 | -3156.2704
17 | 3982.9675 | 1804.4769 | 4374.2868 | -8941.3207 | -1220.4105
17 | 4174.0597 | 2999.1318 | 3048.4768 | -8066.028 | -2155.6403
17 | -4508.207 | 1699.9176 | 10314.6943 | -6521.1422 | -985.2628
17 | -4553.1422 | 988.278 | 10454.4843 | -5971.6029 | -918.0172
17 | -4456.056 | 1128.6303 | 10875.1953 | -6910.359 | -637.4106
17 | 4984.1281 | 2338.6573 | -4581.0882 | -5874.2742 | 3132.577
17 | 2432.4509 | 3338.7465 | -4244.2117 | -4326.3272 | 2799.3415
17 | -4848.1414 | 2573.0513 | 2778.702 | -3305.3476 | 2801.7357
17 | -4771.5502 | 3140.4346 | 6161.449 | -4486.1445 | -44.189
17 | -4662.1158 | 3543.7884 | 8477.4729 | -5321.1888 | -2037.9567
17 | 4944.3146 | 2116.1175 | -4147.5346 | -5971.1163 | 3058.2188
17 | 6031.307 | 724.911 | -11130.2349 | 5866.8883 | -1492.8714
17 | 5973.3487 | 1275.6658 | -13000.7308 | 5188.1081 | 563.6083
17 | 4216.168 | 1457.416 | -11792.3961 | 5372.2257 | 746.5864
17 | -4235.0104 | 2036.3814 | -4945.8238 | 6628.8111 | 515.6417
17 | -4757.3799 | 622.2019 | 562.0687 | 8529.3266 | -4956.2173
17 | -4938.4615 | 2174.0206 | 1984.6614 | 5479.4381 | -4699.6587
17 | -4938.4615 | 4597.3249 | 4017.2539 | 631.875 | -4307.9922
17 | -4938.4615 | 4529.4913 | 1423.213 | 1201.5029 | -2215.7456
17 | -4938.4615 | 5006.12 | 2553.7376 | 123.0769 | -2744.4729
17 | -4934.4132 | 5118.2985 | 2817.1942 | -131.9692 | -2869.1104
17 | -4938.4615 | 4963.3172 | 3018.4564 | 123.0769 | -3166.3891
17 | -4938.4615 | 4981.1816 | 3040.0366 | 123.0769 | -3205.8335
17 | -4773.4571 | 1180.5127 | 687.9851 | 7972.0937 | -5067.1343
17 | -4938.4615 | 2485.0541 | 1984.3746 | 5267.5748 | -4798.5421
17 | -4938.4615 | 4704.808 | 4002.9511 | 580.9773 | -4350.2748
17 | -4129.6012 | 2227.7542 | -6053.4474 | 6318.2736 | 1637.0208
17 | 5978.379 | 1518.9684 | -12787.6756 | 4697.7862 | 592.542
17 | 5811.017 | 93.582 | -8684.9194 | 6712.2997 | -3931.9793
17 | -1553.0999 | 340.3044 | -1815.0633 | 8131.314 | -5103.4552
17 | 5589.2834 | 286.5754 | -6631.7453 | 6094.6635 | -5338.7769
17 | 6011.2574 | 2036.2374 | -11582.0489 | 3517.4221 | 17.132
17 | 6001.7279 | 2568.476 | -11788.2263 | 2468.6296 | 749.3928
17 | 5628.6426 | 4839.8191 | -9371.6769 | -2224.9067 | 1128.1219
17 | -4407.945 | 4346.8929 | -3840.5738 | 1917.7204 | 1983.9054
17 | -4938.4615 | 4966.2819 | 1304.7283 | 332.6478 | -1665.1964
17 | -4938.4615 | 5041.2614 | 1868.4806 | 123.0769 | -2094.3573
17 | -4933.1843 | 5159.6907 | 2754.0654 | -209.3922 | -2771.1796
17 | -4938.4615 | 4862.4225 | 1253.7561 | 123.0769 | -1300.7939
17 | -4450.8265 | 4269.7425 | -3487.1153 | 1532.9 | 2135.2993
17 | -4468.7275 | 3767.2114 | -3271.839 | 1830.3154 | 2143.0398
17 | 4847.4929 | 5709.1402 | -2116.5221 | -4439.5064 | -4000.6046
17 | 4778.6816 | 5778.2981 | -1483.9195 | -4647.6043 | -4425.4559
17 | -4927.7046 | 5191.1676 | 2985.6889 | -298.8809 | -2950.271
17 | -4886.8128 | 5399.7114 | 4655.7657 | -988.7189 | -4179.9454
17 | -4890.9511 | 5392.8723 | 4596.9601 | -886.0753 | -4212.806
17 | 4782.4224 | 5776.0915 | -1507.9467 | -4613.3984 | -4437.1688
17 | 6030.8568 | 973.2926 | -11167.7647 | 5611.5161 | -1447.9008
17 | 6029.0783 | 1239.881 | -11257.7299 | 5083.7089 | -1094.9383
17 | 6027.4838 | 460.554 | -11255.3255 | 5295.9322 | -528.6445
17 | 6026.505 | -2257.9383 | -11071.1385 | 6933.9507 | 368.621
17 | 6020.87 | -3157.6289 | -11200.3022 | 6813.5804 | 1523.4806
17 | 6015.035 | -3254.1141 | -11198.7096 | 6698.3749 | 1739.4136
17 | 5599.9518 | -5743.1728 | -8012.9651 | 4967.6963 | 3188.4898
17 | 4630.4878 | -6896.5434 | 511.0018 | 1868.9727 | -113.9189
17 | 4545.573 | -6790.1124 | 1305.84 | 1639.5566 | -700.8573
17 | 4500.957 | -6951.1453 | 1623.065 | 1339.4826 | -512.3593
17 | 4503.3563 | -7098.9619 | 1623.6709 | 1470.6273 | -498.6926
17 | 474.8128 | -6865.9487 | 4257.5999 | 2658.7839 | -525.2479
17 | -2873.3597 | -6641.5323 | 6295.7413 | 3710.1775 | -491.0266
17 | 5548.2247 | -5324.4841 | -7687.649 | 4245.0701 | 3218.8382
17 | 5067.1484 | -2966.2362 | -4248.0285 | -693.4556 | 2840.5719
17 | 5065.7498 | -2954.3682 | -4239.1398 | -712.9769 | 2840.735
17 | 4828.0508 | -2921.234 | -2233.4567 | -1836.8816 | 2163.5215
17 | 4646.2213 | -2987.8983 | -676.2381 | -2594.8732 | 1612.7882
17 | 4056.8431 | -3130.9444 | 4355.3433 | -5126.4184 | -154.8235
17 | 5105.5798 | -1192.1119 | -4957.8629 | -2320.8786 | 3365.2736
17 | 5075.9793 | -1128.9471 | -4728.0598 | -2540.3261 | 3321.3536
17 | 5067.411 | -809.738 | -4725.0374 | -2905.1682 | 3372.5326
17 | 5007.1071 | -107.3399 | -4366.8569 | -3896.655 | 3363.7447
17 | 4814.7305 | 1550.9002 | -3097.1292 | -6465.024 | 3196.5224
17 | 4999.0625 | -466.0883 | -4253.8001 | -3657.8388 | 3378.6647
17 | 5059.5774 | -2272.755 | -4339.4025 | -1447.4199 | 3000
17 | 4754.0904 | 1471.7573 | -2565.5811 | -6660.2666 | 3000
17 | 3775.2695 | 201.9961 | 6016.1856 | -9810.2078 | -183.2433
17 | 5052.8138 | -2789.2996 | -4169.185 | -950.5065 | 2856.1773
17 | 6020.4986 | -1809.9574 | -11322.2763 | 5894.6939 | 1217.0412
17 | 6003.1068 | -2199.8686 | -11152.0015 | 6044.4552 | 1304.3081
17 | 5871.0785 | -2558.7939 | -9692.8524 | 6518.6198 | -138.052
17 | 5993.0632 | -3303.5873 | -10972.2868 | 6728.3579 | 1554.4529
17 | -4018.953 | -4356.3043 | -3774.3586 | 9081.331 | 3068.2849
17 | 5522.0177 | -6128.2248 | -7357.0352 | 4764.3465 | 3198.8958
17 | 4466.771 | -7383.6511 | 1921.1722 | 1391.4333 | -395.7254
17 | -2340.6002 | -7241.7191 | 6612.1449 | 3320.1573 | -349.9829
17 | -3854.3799 | -4818.9339 | 9177.6675 | -387.0104 | -117.3432
17 | 5511.7356 | -6044.9997 | -7292.3702 | 4620.706 | 3204.9283
17 | 4897.3265 | -3033.1511 | -2899.441 | -1686.558 | 2721.8235
17 | 4885.4448 | -2932.3263 | -2823.9275 | -1852.4006 | 2723.2096
17 | 4852.5134 | -2927.7358 | -2546.0552 | -2008.1091 | 2629.3868
17 | 4510.7227 | -3053.0468 | 381.0982 | -3432.93 | 1594.1559
17 | 3978.3421 | -3182.2593 | 4926.0853 | -5719.6545 | -2.5136
17 | -923.4685 | -3173.5904 | 8244.3848 | -4169.0484 | 21.7225
17 | 3163.9344 | -2996.2169 | -457.7554 | -1979.8235 | 2269.8613
17 | -1482.9812 | -2985.133 | 2595.8529 | -455.7903 | 2328.0516
17 | -2148.4397 | -2987.4777 | 3159.5583 | -311.7112 | 2288.0702
17 | -4912.5378 | -3003.9645 | 5717.9591 | 159.4592 | 2039.0839
17 | -4884.2958 | -3050.954 | 7207.9957 | -734.9086 | 1462.1627
17 | -4821.3814 | -3118.6314 | 9337.7318 | -2029.3328 | 631.6137
17 | -4817.733 | -3120.2305 | 9386.4679 | -2060.5298 | 612.0254
17 | -4821.2763 | -3159.4067 | 9389.2228 | -2007.5269 | 598.9871
17 | -4882.0113 | -1374.686 | 5554.5733 | -1647.2909 | 2349.4148
17 | -4879.1749 | -1273.9612 | 5543.5945 | -1759.1428 | 2368.6844
17 | -2423.2463 | -2975.923 | 3185.8563 | -76.8162 | 2290.1292
17 | 3584.4191 | -2998.1195 | -1736.3331 | -1487.0383 | 2637.0719
17 | 5075.6729 | -1974.0758 | -4603.176 | -1847.6073 | 3349.1862
17 | 4901.1763 | -1601.7159 | -3248.4745 | -3141.2618 | 3090.2758
17 | 4864.5104 | -235.7456 | -3235.541 | -4702.5064 | 3309.2826
17 | 4896.5687 | -1923.0384 | -3139.2915 | -2834.2387 | 3000
17 | 4883.6526 | -2909.4573 | -2814.2358 | -1885.3085 | 2725.349
17 | 4061.1597 | -1745.2122 | -2489.189 | -2826.7585 | 3000
17 | -1082.4805 | -2629.3762 | 2143.7486 | -882.3931 | 2450.5012
17 | 5380.8546 | -6122.2363 | -7280.1445 | 4813.0957 | 3208.4306
17 | -4924.9695 | -6151.8813 | 1458.4153 | 7030.1762 | 2588.2593
17 | -4938.4615 | -6169.1415 | 1585.134 | 6983.5771 | 2538.8919
17 | -4938.4615 | -7174.4894 | 8314.8799 | 4093.7608 | -295.6897
17 | -4938.4615 | -6072.3935 | 1572.033 | 6863.1476 | 2575.6744
17 | -4938.4615 | -4258.4912 | 3902.5726 | 2987.2334 | 2307.1467
17 | -4938.4615 | -3482.8579 | 5039.9427 | 1241.429 | 2139.9478
17 | -4938.4615 | -4945.8922 | 6972.9461 | 1972.9461 | 938.4615
17 | -4891.0439 | -3903.026 | 7992.5873 | -89.5613 | 891.0439
17 | -4864.426 | -4409.1867 | 9456.5696 | -355.7399 | 172.7831
17 | -4938.4615 | -6850.557 | 8528.696 | 3528.696 | -268.3735
17 | -4882.1734 | -5321.996 | 9501.712 | 842.9853 | -140.5279
17 | -4938.4615 | -4702.3875 | 1419.7259 | 5340.4557 | 2880.6674
17 | -4938.4615 | -4678.7507 | 1490.0762 | 5260.5836 | 2866.5526
17 | -1114.6887 | -5613.9594 | -4016.8368 | 7230.2443 | 3515.2406
17 | -1528.0793 | -5592.9589 | -3760.8219 | 7362.1175 | 3519.7428
17 | -4757.1107 | -2120.3625 | 395.5493 | 8526.7835 | -2044.8596
17 | -4382.6501 | -4379.9991 | -3490.0048 | 9162.2279 | 3090.4262
17 | -4413.4827 | -4558.0816 | -3219.0808 | 9022.4343 | 3168.2109
17 | -4615.2329 | -5536.5619 | -1421.1768 | 8152.5773 | 3420.3942
17 | -4621.6363 | -5488.8106 | -1368.367 | 8062.1608 | 3416.6531
17 | -4938.4615 | -1963.3812 | 2151.1654 | 7993.8695 | -3243.1921
17 | -4938.4615 | -1895.4858 | 2870.2991 | 7736.2855 | -3772.6372
17 | -4938.4615 | 1486.3595 | 5813.6082 | 813.6082 | -3175.1144
17 | 5248.2522 | -2044.3415 | -3924.8168 | 4782.0259 | -4061.1198
17 | 4733.6026 | -5459.5644 | -51.4178 | 2569.5791 | -1792.1995
17 | -4332.2614 | -1026.7661 | -4075.1188 | 7076.6544 | 2357.492
17 | -4366.2242 | -3408.521 | -3678.673 | 8554.5627 | 2898.8554
17 | -4414.4885 | -370.6492 | -3422.3148 | 5754.8571 | 2452.5955
17 | -4523.2433 | 411.9139 | -2538.0402 | 4164.0107 | 2485.3588
17 | 5524.8004 | 848.7443 | -8062.9566 | -65.1323 | 1754.5442
17 | 4652.0302 | 1867.1049 | -130.4506 | -3034.0056 | -3354.6789
17 | 5179.756 | 1985.7243 | -5730.0812 | -3733.6871 | 2298.288
17 | 4488.7814 | 2689.2009 | 662.4975 | -5735.0478 | -2105.4321
17 | 4385.6277 | 2773.9512 | 1638.9976 | -5964.9647 | -2833.6118
17 | 4211.5207 | 2250.1031 | 2893.7544 | -7135.0676 | -2220.3106
17 | 3327.9251 | 2773.0977 | 2339.1428 | -5637.4877 | -2802.6779
17 | 4910.6388 | 1172.6905 | -3743.374 | -5412.699 | 3072.7438
17 | 4742.1936 | 818.5951 | -2428.2238 | -6335.5244 | 3202.9595
17 | 4675.2996 | 789.1707 | -1854.4848 | -6609.9855 | 3000
17 | 4608.4997 | 760.1142 | -1281.4019 | -6883.7901 | 2796.5781
17 | 4172.3137 | 2119.2405 | 3177.4479 | -7389.9512 | -2079.051
17 | 4119.5337 | 1864.2355 | 3566.297 | -7680.4374 | -1869.6288
17 | -1834.3417 | 530.8117 | 9242.2286 | -7278.3745 | -660.3241
17 | -4352.2847 | 932.1769 | 10298.8752 | -5941.1531 | -937.6143
17 | -4565.0489 | 812.6279 | 10217.3124 | -5868.2424 | -596.6491
17 | 3801.3599 | -104.6369 | 5755.3367 | -9667.4604 | 215.4006
17 | 3726.81 | -204.9155 | 6409.7297 | -9903.7229 | -27.9012
17 | 3756.9911 | -21.0345 | 6189.2589 | -9748.8123 | -176.4032
17 | 2272.3868 | -190.9498 | 7399.3338 | -9459.9587 | -20.812
17 | 2169.7395 | -191.2853 | 7468.5931 | -9426.7475 | -20.2999
17 | 1965.3829 | -141.2102 | 7599.1686 | -9395.2821 | -28.0592
17 | -4606.2858 | 240.8649 | 8619.5303 | -5629.9038 | 1375.7944
17 | -4551.2284 | 125.904 | 9449.4484 | -6054.3727 | 1030.2487
17 | -707.5914 | 594.5434 | 1774.7995 | -4661.7515 | 3000
17 | -4828.4051 | 398.7168 | 5481.3907 | -3694.114 | 2642.4115
17 | -4822.9512 | 389.2254 | 5669.7471 | -3804.4546 | 2568.4332
17 | 354.299 | 645.2984 | 816.8878 | -4909.3799 | 3092.8947
17 | 4972.7256 | -942.7543 | -3975.2096 | -3423.5266 | 3368.7649
17 | 4709.1357 | 1202.008 | -3722.0821 | -5242.3273 | 3053.2657
17 | 2546.6288 | -2771.4653 | -3952.1814 | 742.384 | 3434.6339
17 | 1832.0546 | -3284.044 | -3921.0043 | 1921.0205 | 3451.9733
17 | 1980.3986 | -3227.961 | -3963.5938 | 1761.5983 | 3449.5578
17 | 1910.1808 | -3217.3468 | -3966.7664 | 1821.2322 | 3452.7002
17 | 948.1309 | 1822.2084 | -3492.4178 | -1899.0666 | 2621.1452
17 | 138.5772 | 1798.2767 | -3003.6546 | -1571.248 | 2638.0487
17 | -4868.5455 | 1693.8863 | 379.4906 | 318.8433 | 2476.3253
17 | -4938.1874 | 1768.3814 | 1053.4449 | 105.8075 | 2010.5536
17 | -4920.4878 | 2120.4878 | 3944.878 | -1009.2683 | -135.6098
17 | -4839.0458 | 2541.3495 | 7349.809 | -2360.8796 | -2691.2332
17 | -4778.5293 | 1809.5886 | 8780.4221 | -3914.9399 | -1896.5414
17 | -4569.4399 | 948.5231 | 10387.0653 | -5807.0854 | -959.0632
17 | -4808.2804 | -2388.9588 | 9944.3578 | -2217.306 | -529.8125
17 | -4905.5664 | 882.0134 | 3183.8877 | -1949.3152 | 2788.9805
17 | -4860.7715 | 512.2718 | 4423.8072 | -3009.1656 | 2933.858
17 | -4934.9538 | 1535.4713 | 962.4534 | -97.9135 | 2534.9425
17 | -2784.9045 | 664.6187 | -3412.7637 | 3082.8944 | 2450.155
17 | -4103.0245 | 650.7986 | -2564.7523 | 3533.3235 | 2483.6546
17 | -4559.99 | 651.2556 | -2233.1159 | 3672.7911 | 2469.0593
17 | -4938.4615 | 1119.2957 | 1396.3972 | 2301.3058 | 121.4628
17 | -4938.4615 | 1689.6368 | 5487.8261 | 487.8261 | -2726.8274
17 | -4928.5343 | 1752.355 | 5930.6112 | 285.3434 | -3039.7753
17 | -4925.4411 | 1769.521 | 6051.5314 | 229.8078 | -3125.4191
17 | -4926.5988 | 1752.0271 | 6037.0635 | 265.9885 | -3128.4802
17 | -4860.2699 | -4127.8374 | 9685.1546 | -397.3008 | -299.7464
17 | -4938.4615 | 1719.4712 | 5384.6154 | 384.6154 | -2550.2404
17 | -4938.4615 | -1769.2308 | 5384.6154 | 384.6154 | 938.4615
17 | -4938.4615 | 1763.3208 | 1058.9033 | 123.0769 | 1993.1606
17 | -4938.4615 | 1793.0288 | 4861.5385 | 123.0769 | -1839.1827
17 | -4938.4615 | 1222.1931 | 1009.7099 | 123.0769 | 2583.4817
17 | -4938.4615 | -1160.7201 | 2912.346 | 123.0769 | 3063.7587
17 | -4938.4615 | -1246.1538 | 3045.0409 | 123.0769 | 3016.4975
17 | -4938.4615 | -1246.1538 | 4861.5385 | 123.0769 | 1200
17 | -4935.3269 | -1054.939 | 3009.1856 | -74.4072 | 3055.4875
17 | -4907.1806 | 661.9827 | 3266.2112 | -1847.6215 | 2826.6082
17 | -4887.2417 | 85.0261 | 4042.5568 | -2207.1574 | 2966.8163
17 | -4882.1844 | -1316.207 | 5494.3626 | -1670.9023 | 2374.9311
17 | -4938.4615 | -2475.7553 | 4130.7528 | 737.8776 | 2545.5864
17 | -4938.4615 | -2951.4 | 1235.0602 | 3449.3001 | 3205.5012
17 | 5718.7335 | -378.7988 | -7843.0811 | 6404.7741 | -3901.6278
17 | 5523.3632 | -217.4236 | -6033.7443 | 5860.0335 | -5132.2289
17 | 4691.7988 | -5735.6978 | 224.8452 | 2285.1898 | -1466.136
17 | 6010.3058 | 1545.6624 | -11637.2739 | 3320.5458 | 760.7598
17 | 5841.8566 | 2619.3182 | -10549.3788 | 1168.8808 | 919.3233
17 | 4928.5136 | 3685.0197 | -2248.1117 | -1938.0076 | -4427.4141
17 | 5498.8733 | 3749.5064 | -8230.439 | -2477.7597 | 1459.819
17 | 4658.1116 | 4605.4802 | -452.0992 | -4912.9684 | -3898.5243
17 | 4412.5429 | 3030.0459 | 1424.7811 | -5914.074 | -2953.2959
17 | 4943.1831 | 2070.7031 | -4128.1611 | -5944.6891 | 3058.964
17 | 4926.2757 | 2035.1614 | -3996.1551 | -6037.3162 | 3072.0342
17 | 4180.7657 | 2969.5731 | 2982.1371 | -8051.4773 | -2080.9986
17 | 4174.1566 | 2990.1665 | 3049.6974 | -8059.1466 | -2154.8739
17 | 4169.256 | 2966.4896 | 3085.8016 | -8086.118 | -2135.4292
17 | 4036.194 | 2083.4879 | 4087.2642 | -8658.1434 | -1548.8027
17 | 4046.916 | 2154.3121 | 4016.4067 | -8585.2016 | -1632.4332
17 | 3770.5606 | 145.4363 | 6080.2729 | -9741.8461 | -254.4237
17 | 1745.7503 | -89.6551 | 7732.6485 | -9348.0818 | -40.6619
17 | -2043.0922 | 686.8508 | 9693.37 | -7866.4587 | -470.6698
17 | 4770.6495 | 1357.8324 | -2725.9229 | -6590.0964 | 3187.5373
17 | 4703.092 | 1237.8681 | -2137.3028 | -6803.6572 | 3000
17 | 4605.184 | 1064.7928 | -1284.0749 | -7113.0424 | 2727.1406
17 | 3811.8389 | -61.1048 | 5660.67 | -9654.1495 | 242.7454
17 | 3727.2804 | -168.2647 | 6402.3173 | -9926.5799 | -34.753
17 | 1791.3702 | -99.9583 | 7709.9102 | -9366.7149 | -34.6073
17 | 1741.5598 | -95.4396 | 7726.3937 | -9344.8671 | -27.6468
17 | -4571.6715 | 786.2564 | 8571.2231 | -6044.0742 | 1258.2661
17 | -4477.1028 | 497.7812 | 10080.7235 | -6751.4523 | 650.0505
17 | -1933.581 | 1739.0248 | 1900.1525 | -4705.5962 | 3000
17 | -2699.6201 | 1067.9714 | 2796.1312 | -4164.4825 | 3000
17 | -4823.3294 | 1903.7291 | 3893.4723 | -3892.9677 | 2919.0957
17 | -4805.7623 | 1721.9762 | 4676.2644 | -4238.7785 | 2646.3002
17 | -4833.9364 | 1361.8525 | 4179.7831 | -3642.7764 | 2935.0772
17 | 5985.6268 | 1542.6138 | -12651.6194 | 4633.3263 | 490.0525
17 | 4939.9658 | 1642.3343 | -11927.9651 | 4744.921 | 600.744
17 | -4333.1354 | 2206.5339 | -3983.7437 | 6222.4209 | -112.0756
17 | -4791.2089 | 1304.4556 | 843.5782 | 7712.5555 | -5069.3804
17 | -4938.4615 | 2463.9377 | 2005.1287 | 5308.0248 | -4838.6297
17 | -4222.1631 | 1500.1017 | -5176.6981 | 6106.4809 | 1792.2785
17 | -4172.6756 | 2480.218 | -5666.3381 | 5784.9146 | 1573.8811
17 | 5998.1454 | 2098.0742 | -12119.9349 | 3453.1863 | 570.5291
17 | 5655.5366 | 463.0678 | -7124.7381 | 6361.6459 | -5355.5122
17 | 4736.9565 | 501.1116 | -6252.6928 | 6535.1989 | -5520.5742
17 | -4866.6169 | -725.0824 | 1590.4754 | 8456.2177 | -4454.9938
17 | -4938.4615 | -1279.097 | 2222.1051 | 8126.0587 | -4130.6053
17 | 5626.2662 | 494.3482 | -6852.4662 | 6281.2299 | -5549.3781
17 | 6008.6202 | 2404.4551 | -11707.1133 | 2788.5535 | 505.4845
17 | 6007.0044 | 2494.2047 | -11741.9201 | 2611.7065 | 629.0045
17 | 5902.2591 | 3131.4574 | -11062.6304 | 1294.7707 | 734.1432
17 | 5656.0431 | 4648.2952 | -9501.9726 | -1835.235 | 1032.8694
17 | 4808.5588 | 5609.3209 | -1644.5077 | -4272.5433 | -4500.8287
17 | -2529.481 | 4210.8026 | -5012.1693 | 1617.1199 | 1713.7278
17 | -4606.3738 | 4376.0386 | -1843.6747 | 1725.9062 | 348.1036
17 | -4938.4615 | 4771.5481 | 1374.3482 | 718.2708 | -1925.7056
17 | -4938.4615 | 4985.8632 | 2948.7451 | 123.0769 | -3119.2236
17 | -4936.4185 | 5032.0069 | 3285.8023 | -5.6314 | -3375.7592
17 | -4908.1471 | 5196.5307 | 4467.8164 | -470.2729 | -4285.9271
17 | -4938.4615 | 4962.4734 | 3404.8458 | 123.0769 | -3551.9346
17 | -4938.4615 | 1857.3355 | 1065.4941 | 123.0769 | 1892.555
17 | -4448.0165 | 3709.4038 | -3428.8639 | 2108.7679 | 2058.7087
17 | -4467.8196 | 3584.2006 | -3252.7347 | 2018.292 | 2118.0617
17 | -4491.1566 | 3459.2688 | -3042.779 | 1916.2894 | 2158.3773
17 | -4378.1731 | 4063.2644 | -4043.558 | 2499.83 | 1858.6368
17 | -4388.4853 | 4152.5445 | -3967.9476 | 2315.7312 | 1888.1571
17 | -1741.6362 | 3161.7029 | -6461.0619 | 3591.2468 | 1449.7485
17 | -4284.3305 | 3332.9176 | -4780.2204 | 4014.5357 | 1717.0976
17 | -4244.1957 | 3024.0366 | -5097.3336 | 4655.5504 | 1661.9422
17 | 6007.3963 | 2394.3379 | -11730.5653 | 2687.1108 | 641.7202
17 | 5854.2191 | 3133.2535 | -10586.4887 | 1259.6994 | 339.3167
17 | 5017.9649 | 4297.3294 | -2959.0505 | -1567.5772 | -4788.6665
17 | 5891.9202 | 2908.7272 | -10954.8625 | 1371.2833 | 782.9318
17 | -1028.9481 | 2315.1603 | -6505.5076 | 3655.1514 | 1564.1441
17 | -1623.3308 | 3167.6051 | -4758.3495 | 3359.3433 | -145.2682
17 | -4643.8174 | 3383.2219 | -1191.206 | 3675.0404 | -1223.239
17 | -4938.4615 | 3817.4043 | 1640.7308 | 2615.4523 | -3135.1258
17 | -4938.4615 | 4132.5115 | 3535.2417 | 1783.8211 | -4513.1128
17 | -4938.4615 | 4765.8219 | 4102.3522 | 447.6146 | -4377.3271
17 | -4938.4615 | 2303.0754 | 5489.7595 | 584.2008 | -3438.5741
17 | -4938.4615 | 1973.1274 | 5518.5041 | 518.5041 | -3071.674
17 | -4938.4615 | 2104.0504 | 5598.5125 | 598.5125 | -3362.6139
17 | -4387.9003 | 1593.8244 | -3778.8147 | 4430.9247 | 2141.9658
17 | -4437.5529 | 1276.4622 | -3336.9502 | 4206.8959 | 2291.145
17 | -4522.5745 | 823.1176 | -2572.1748 | 3833.7732 | 2437.8584
17 | -4476.1794 | 3010.5202 | -2768.6028 | 4527.9071 | -293.6451
17 | -4290.0596 | 1872.9747 | -4626.3812 | 5150.9416 | 1892.5245
17 | 5973.5922 | 1299.0866 | -12995.2945 | 5164.5932 | 558.0225
17 | 5700.0699 | 422.9229 | -7563.6172 | 6471.521 | -5030.8967
17 | 3446.4932 | 518.8362 | -5397.4962 | 6889.3369 | -5457.1701
17 | 5625.3904 | 501.9716 | -6866.4393 | 6267.6219 | -5528.5445
17 | 6031.3706 | -1106.5655 | -10978.4158 | 7112.0449 | -1058.4342
17 | 5976.9786 | -2172.884 | -12607.6357 | 7458.5754 | 1344.9657
17 | 6005.8102 | -3326.4955 | -11262.7019 | 6587.0755 | 1996.3117
17 | 5667.0864 | -5357.6626 | -8663.0127 | 5174.7756 | 3178.8132
17 | 5344.9965 | -5740.8527 | -5831.0522 | 4145.271 | 2081.6373
17 | 4866.0053 | -5140.4919 | -1347.4898 | 2851.1697 | -1229.1934
17 | 4624.3072 | -6186.4903 | 687.3364 | 1970.7018 | -1095.8551
17 | 2716.7517 | -6338.2109 | 2178.8516 | 2380.6142 | -938.0066
17 | 4720.1131 | -6004.2636 | -466.2274 | 1590.9004 | 159.4775
17 | 4162.8329 | -3410.4055 | 3555.4348 | -3969.8236 | -338.0386
17 | -178.3852 | -6194.393 | 3374.9917 | 3074.9793 | -77.1928
17 | 1270.2552 | -4047.059 | 5104.9937 | -1944.746 | -383.4439
17 | 542.8643 | -4080.7841 | 5575.1137 | -1654.0892 | -383.1047
17 | 680.4801 | -4181.2243 | 5390.5774 | -1482.3334 | -407.4999
17 | 614.8853 | -4283.286 | 5409.8653 | -1342.6918 | -398.7727
17 | 4497.2861 | -6825.3406 | 1623.6157 | 1228.4316 | -523.9929
17 | 685.64 | -6763.5098 | 4118.0696 | 2494.2548 | -534.4545
17 | -4312.72 | -6330.4029 | 6118.4169 | 4608.1499 | -83.4439
17 | -4348.0835 | -6267.3356 | 6565.2672 | 4473.3986 | -423.2466
17 | -4938.4615 | -6320.7583 | 6572.3887 | 4775.662 | -88.8308
17 | -4938.4615 | -6249.0911 | 7055.1891 | 4610.3496 | -477.986
17 | -4938.4615 | -5831.2983 | 7614.0275 | 3717.6863 | -561.9539
17 | -4938.4615 | -5469.0984 | 7948.5275 | 2948.5275 | -489.495
17 | -4938.4615 | -6507.4136 | 7559.5748 | 4362.2671 | -475.9668
17 | -4938.4615 | -5383.2011 | 7774.1101 | 2774.1101 | -226.5575
17 | -4925.9652 | -5143.9808 | 8071.9134 | 2259.6521 | -261.6195
17 | -4890.9098 | -4669.725 | 8655.0546 | 1236.6452 | -331.065
17 | -4922.7344 | -5131.7254 | 8249.6107 | 2227.3435 | -422.4944
17 | -4919.7777 | -5207.3278 | 8355.2029 | 2140.7566 | -368.854
17 | -4863.1421 | -4663.8607 | 9768.9254 | -126.8387 | -115.0838
17 | -4938.4615 | -5748.3193 | 8046.9207 | 3046.9207 | -407.0606
17 | -4938.4615 | -6530.6364 | 7584.0732 | 4347.8023 | -462.7776
17 | -4195.7821 | -6514.4958 | 6912.2818 | 4205.2262 | -407.2301
17 | -4822.5697 | -6534.2521 | 7508.8132 | 4313.0482 | -465.0396
17 | 5574.701 | -4609.8773 | -8081.9925 | 3884.1527 | 3233.016
17 | 5236.7263 | -2953.1168 | -5665.5259 | 414.6472 | 2967.2693
17 | 4941.5067 | -2920.7994 | -3173.2413 | -974.057 | 2126.591
17 | 4897.7138 | -2920.3879 | -2802.3544 | -1174.9716 | 2000
17 | -4938.4615 | -2896.629 | 3992.6846 | 1842.4059 | 2000
17 | 5091.2094 | -2956.6163 | -4451.0378 | -542.0429 | 2858.4877
17 | 5088.0961 | -2957.3552 | -4424.8929 | -562.0136 | 2856.1655
17 | 4876.6198 | -2927.2033 | -2625.734 | -1323.6825 | 2000
17 | 4815.3909 | -2919.1311 | -2119.2266 | -1777.0331 | 2000
17 | 4721.8028 | -2948.6078 | -1313.5581 | -2086.4244 | 1626.7875
17 | 3858.3535 | -2961.2591 | -1060.5327 | -1836.5617 | 2000
17 | -4938.4615 | -2924.8333 | 4658.3077 | 1204.9871 | 2000
17 | -4938.4615 | -2946.4236 | 4744.6686 | 986.2154 | 2154.0011
17 | 5225.6134 | -2858.763 | -5594.9109 | 259.4813 | 2968.5792
17 | 4170.2443 | -2920.7994 | -4715.7661 | 568.4678 | 2897.8534
17 | -4938.4615 | -2897.456 | 3071.3842 | 2422.147 | 2342.3863
17 | -4938.4615 | -2909.176 | 3439.9285 | 2098.7865 | 2308.9226
17 | 5229.1358 | -1383.8055 | -5950.8955 | -1241.7705 | 3347.3356
17 | 5211.4077 | -2620.0921 | -5530.8147 | -60.501 | 3000
17 | 4900.9579 | 1185.2521 | -3728.1764 | -5358.0336 | 3000
17 | 4678.9295 | 1710.6352 | -1959.2344 | -6903.4236 | 2473.0933
17 | 3814.4301 | 589.1759 | 5620.2237 | -9685.467 | -338.3627
17 | -442.7289 | 689.542 | 8543.0825 | -8471.751 | -318.1445
17 | -2499.4072 | 401.6334 | 10275.0499 | -8003.1911 | -174.085
17 | 1567.7351 | 1991.677 | -1093.8551 | -5465.5569 | 3000
17 | -2376.8819 | 2077.0772 | 1660.9022 | -4361.0975 | 3000
17 | -4825.8539 | 2100.4206 | 3552.7262 | -3754.1168 | 2926.8238
17 | -4798.4802 | 1919.7646 | 4635.2583 | -4239.3646 | 2482.8219
17 | -4386.1948 | 804.8103 | 11114.1463 | -7288.3282 | -244.4337
17 | -4380.8071 | 614.1957 | 11324.6373 | -7371.2901 | -186.7359
17 | -4796.3071 | -2935.9862 | 9712.666 | -1782.1522 | -198.2205
17 | 1124.7141 | 2044.0639 | -1044.68 | -5228.6312 | 3104.5331
17 | 4780.4139 | 1607.8488 | -2812.3193 | -6575.9435 | 3000
17 | 5210.7637 | -2669.2751 | -5514.6073 | -13.1872 | 2986.3059
17 | 4890.7128 | -2857.1429 | -2758.2306 | -1275.3394 | 2000
17 | 4701.0789 | -2939.6406 | -1131.3392 | -2052.6148 | 1422.5157
17 | 4124.3766 | -3079.6102 | 3792.0257 | -4529.7129 | -307.0792
17 | -87.3327 | -3072.1618 | 6643.1585 | -3197.4089 | -286.2552
17 | -3528.2448 | -3139.8548 | 9714.6724 | -2995.1678 | -51.4051
17 | -4938.4615 | -2909.0389 | 4958.4022 | 1252.3705 | 1636.7277
17 | -4938.4615 | -2911.3533 | 5032.812 | 1208.7137 | 1608.2892
17 | -4801.7207 | -3058.4462 | 9661.6672 | -1604.6404 | -196.8599
17 | -4798.9808 | -3070.2324 | 9791.5408 | -1751.1239 | -171.2037
17 | -4750.1286 | -3123.9025 | 10358.4668 | -2429.1405 | -55.2952
17 | -4812.2806 | -3640.0591 | 10173.5223 | -1645.7583 | -75.4244
17 | -4938.4615 | -4906.3528 | 7384.6154 | 2384.6154 | 75.5835
17 | -4938.4615 | -4121.7206 | 6560.8603 | 1560.8603 | 938.4615
17 | -4938.4615 | -2935.0128 | 5132.1819 | 967.5064 | 1773.786
17 | -4938.4615 | -2947.305 | 4759.9042 | 973.6525 | 2152.2098
17 | -4938.4615 | -2857.1429 | 4017.2197 | 1778.3847 | 2000
17 | -4938.4615 | -2789.9118 | 3109.7632 | 2265.6469 | 2352.9632
17 | -4938.4615 | -2806.7931 | 3282.825 | 2126.6514 | 2335.7782
17 | 110.4051 | -1534.2865 | -1561.292 | -14.8266 | 3000
17 | -4882.9856 | 915.6871 | 2903.5585 | -1936.26 | 3000
17 | -4864.6576 | 1338.7081 | 3067.5256 | -2541.5761 | 3000
17 | -4865.7059 | 1154.1021 | 3260.3698 | -2548.766 | 3000
17 | -4878.2855 | 1071.3663 | 2897.0293 | -2115.7779 | 3025.6679
17 | -2996.24 | -2068.302 | 1236.8999 | 1159.5271 | 2668.1149
17 | -4938.4615 | -2720.7777 | 3087.7472 | 2199.3332 | 2372.1589
17 | -4938.4615 | -1374.9314 | 2976.1113 | 711.0206 | 2626.261
17 | -4938.4615 | -912.0385 | 2971.5282 | 178.0718 | 2700.9
17 | -4938.4615 | -1351.7357 | 3473.805 | 239.2923 | 2577.1
17 | -4938.4615 | -1542.4653 | 3690.0869 | 271.2326 | 2519.6073
17 | 5025.453 | 988.6205 | -4741.1021 | -4590.6248 | 3317.6534
17 | 5022.8333 | 1019.8803 | -4725.6155 | -4634.2159 | 3317.1178
17 | 4910.0946 | 2017.249 | -3984.397 | -6158.1476 | 3215.2009
17 | 5001.6796 | 993.6063 | -4726.5193 | -4587.8809 | 3319.1143
17 | 3661.3474 | -596.802 | -4775.8383 | -1724.0837 | 3435.3766
17 | 2483.9741 | -1484.2668 | -4764.6628 | 297.613 | 3467.3425
17 | 5022.5901 | 998.9882 | -4719.4428 | -4620.2272 | 3318.0918
17 | 4825.0493 | 1601.4849 | -3193.4159 | -6431.9577 | 3198.8394
17 | 4001.2203 | -869.6355 | -5078.1742 | -1471.5528 | 3418.1422
17 | 5109.6341 | -1032.0649 | -5030.4097 | -2415.8113 | 3368.6518
17 | 4398.7234 | -5303.8552 | -7972.1434 | 5612.7909 | 3264.4842
17 | -4751.7679 | -5330.1768 | -213.2185 | 7581.3261 | 2713.8372
17 | -4938.4615 | -5569.0102 | 1540.2265 | 6936.5199 | 2030.7254
17 | -4938.4615 | -4230.28 | 1358.9441 | 5270.1016 | 2539.6958
17 | -4938.4615 | -3044.8937 | 1227.1616 | 3952.6051 | 2803.5885
17 | -4938.4615 | -2851.2727 | 1206.4572 | 3741.9199 | 2841.3571
17 | -4938.4615 | -4389.8604 | 1383.4628 | 5076.2704 | 2868.5887
17 | -2103.7283 | -4795.0376 | -4705.3649 | 8032.5103 | 3571.6205
17 | -1464.2932 | -5465.0277 | -4035.549 | 7431.5318 | 3533.3381
18 | 5546.4806 | 3995.5095 | -7768.7941 | -3763.5348 | 1990.3388
18 | 5237.8843 | 3440.5243 | -5800.5912 | -5122.7881 | 2244.9707
18 | 4794.0454 | 1773.5859 | -2820.8791 | -6519.2297 | 2772.4775
18 | 5307.301 | -1412.6766 | -5389.8451 | -1616.6595 | 3111.8802
18 | 5554.1424 | -2567.8428 | -6690.0175 | 498.6383 | 3205.0796
18 | 5336.5097 | -1857.0384 | -5448.865 | -1084.3971 | 3053.7908
18 | 5352.9089 | -2799.4942 | -5252.3348 | -118.3342 | 2817.2543
18 | 4214.4308 | -3003.5934 | 2856.0397 | -3991.4169 | -75.4604
18 | 3772.2762 | -3056.7249 | 5996.4553 | -5520.7835 | -1191.2231
18 | 3784.7074 | -3144.8992 | 5940.5947 | -5386.0196 | -1194.3833
18 | 5358.5797 | -2833.7955 | -5279.5263 | -62.0529 | 2816.795
18 | 5049.2286 | -2962.3615 | -3048.9741 | -1037.893 | 2000
18 | 3807.6243 | -3298.207 | 5836.1979 | -5143.1915 | -1202.4237
18 | 4013.7151 | -4526.5977 | 4874.2976 | -3050.6679 | -1310.7472
18 | 929.8246 | -2982.4561 | -175.4386 | 228.0702 | 2000
18 | 966.501 | -3305.2084 | 7651.3042 | -4176.7649 | -1135.8318
18 | -4989.5766 | -3112.1391 | 3863.5592 | 2238.1566 | 2000
18 | -4878.598 | -3286.6718 | 8082.2416 | -201.8757 | 284.9039
18 | -4635.4826 | -3415.2256 | 11165.2387 | -2101.8988 | -1012.6318
18 | -4867.3086 | -5212.1747 | 10099.725 | 1138.2402 | -1158.4819
18 | -5000 | -3337.931 | 3668.9655 | 2668.9655 | 2000
18 | -5036.7242 | -4199.3038 | 2924.4771 | 4311.5509 | 2000
18 | 5661.8871 | -3989.6768 | -6955.354 | 2301.5971 | 2981.5466
18 | 5680.7139 | -5777.8331 | -6374.9905 | 4332.0048 | 2140.1049
18 | 5632.7003 | -5824.6566 | -6018.0787 | 4210.0351 | 2000
18 | 5414.1075 | -6036.4594 | -4392.8008 | 3655.039 | 1360.1137
18 | 4787.0657 | -5378.3896 | 597.1272 | 2338.8339 | -2344.6371
18 | 4678.2611 | -5736.9908 | 1381.3088 | 2020.3071 | -2342.8862
18 | 1050.4593 | -5835.7999 | 3968.195 | 2917.9544 | -2100.8089
18 | -4933.6436 | -6636.3209 | 8957.5592 | 3976.1734 | -1363.7682
18 | 4561.4376 | -6329.1016 | 1733.8431 | 903.862 | -870.041
18 | 4348.7091 | -6947.9518 | 3461.4675 | 588.7558 | -1450.9806
18 | -2926.731 | -6648.8813 | 7886.0899 | 3014.8852 | -1325.3628
18 | -4928.005 | -6715.1209 | 9123.2231 | 3803.5216 | -1283.6188
18 | -4940.8176 | -6692.057 | 8633.7447 | 4082.8004 | -1083.6706
18 | -4723.7795 | -5657.8922 | 1400.4993 | 6981.1723 | 2000
18 | -5052.2106 | -5966.9349 | 3779.7854 | 6173.4759 | 1065.8842
18 | -5000 | -6321.1471 | 6152.6982 | 5152.6982 | 15.7508
18 | 3066.5545 | -2865.397 | -3356.8811 | 470.2062 | 2685.5175
18 | -5004.6369 | -3088.1424 | 3276.9935 | 2578.3913 | 2237.3946
18 | -5000 | -3095.9496 | 3467.8668 | 2467.8668 | 2160.216
18 | -5030.0103 | -3589.3675 | 2684.5659 | 3635.2374 | 2299.5746
18 | -4993.5632 | -3760.6021 | 2443.5667 | 3987.1182 | 2323.4804
18 | -5036.4247 | -4165.0916 | 2907.9533 | 4275.5618 | 2018.0013
18 | -5033.4291 | -4136.3592 | 2849.6494 | 4022.5428 | 2297.5961
18 | -5000 | -3100.1027 | 3438.1541 | 2438.1541 | 2223.7945
18 | 3558.3286 | -2836.7445 | -3755.1287 | 319.3614 | 2714.1831
18 | 2245.8698 | -2904.7619 | -1042.76 | -298.3479 | 2000
18 | -4981.8336 | -2904.7619 | 3988.2885 | 1898.3071 | 2000
18 | -4879.758 | -2977.6055 | 7800.7985 | -413.7198 | 470.2848
18 | -4595.239 | -3047.6925 | 11339.3511 | -2694.8769 | -1001.5426
18 | -4998.5754 | -2880.3353 | 3353.955 | 2268.4767 | 2256.479
18 | -5000 | -2926.2771 | 3337.0109 | 2337.0109 | 2252.2554
18 | -4945.0975 | -3041.8044 | 5087.4159 | 793.2631 | 2106.2229
18 | -3239.1235 | -2244.4805 | 1752.4249 | 1222.6819 | 2508.4972
18 | 3372.1606 | 272.1901 | 7719.0689 | -10156.2768 | -1207.1427
18 | -4832.729 | 1874.9053 | 4622.3943 | -4163.6529 | 2499.0822
18 | -4888.5901 | 1375.8639 | 4324.4017 | -3360.193 | 2548.5175
18 | -4943.9921 | -104.9801 | 3355.6108 | -1004.8647 | 2698.226
18 | -4975.0365 | -1564.8443 | 3268.8063 | 770.9939 | 2500.0806
18 | -4993.7094 | -2514.4168 | 3268.3303 | 1890.8926 | 2348.9033
18 | -4880.4434 | 155.3097 | 5159.4414 | -3013.9565 | 2579.6487
18 | -4260.6561 | 501.9297 | 12690.4717 | -7895.9654 | -1035.7799
18 | 4205.55 | 4523.9417 | 2414.6084 | -7289.7306 | -3854.3694
18 | -4887.6319 | 2308.5546 | 3981.7834 | -3760.3 | 2357.5939
18 | -4882.6498 | 2186.7866 | 4169.907 | -3871.1066 | 2397.0628
18 | -4872.8605 | 2423.3161 | 4648.5223 | -3979.8467 | 1780.8688
18 | -4644.1748 | 3340.0733 | 9793.2416 | -5724.7598 | -2764.3803
18 | -4794.7243 | 3855.0002 | 8772.9227 | -4543.6215 | -3289.5771
18 | -4881.788 | 2164.4262 | 4210.3264 | -3882.3907 | 2389.4262
18 | 5636.7392 | 3626.2175 | -8253.3119 | -3024.2043 | 2014.5595
18 | 5654.0686 | -3018.9717 | -7219.1824 | 1344.3411 | 3239.7444
18 | 5740.443 | -950.0233 | -5583.8356 | 5523.1763 | -4729.7603
18 | 5629.8371 | -858.0799 | -4709.8968 | 5285.7468 | -5347.6072
18 | 4813.104 | -5024.855 | 488.5475 | 2476.4921 | -2753.2886
18 | -3472.1225 | -790.297 | 1447.936 | 7831.0297 | -5016.5463
18 | -4646.0132 | -879.6735 | 2351.3604 | 8087.8721 | -4913.5458
18 | -5046.8176 | -2796.1289 | 4759.5482 | 6802.69 | -3719.2917
18 | -5000 | -4459.2706 | 6579.1615 | 5579.1615 | -2699.0524
18 | 5535.4109 | -157.0526 | -12454.6527 | 4843.9383 | 2232.356
18 | 5547.2171 | -3717.9794 | -11791.943 | 7062.9433 | 2899.7621
18 | 5600.6333 | -5245.5771 | -9424.7303 | 5674.9966 | 3394.6775
18 | -1640.0228 | -5114.8975 | -3912.2849 | 7495.7593 | 3171.4458
18 | 5619.6634 | -5429.6899 | -8683.6394 | 5331.6663 | 3161.9997
18 | -4523.3699 | -5468.1019 | -50.9575 | 7474.2666 | 2568.1628
18 | -3970.1741 | -4040.4739 | -3766.5992 | 9011.208 | 2766.0392
18 | -4254.7068 | -5052.9196 | -1945.0019 | 8166.5721 | 3086.0562
18 | -4312.3856 | -5148.6929 | -1540.5096 | 8016.6507 | 2984.9374
18 | 5686.4271 | -1169.6196 | -7476.6534 | 6186.2055 | -3226.3596
18 | 4396.4025 | 5007.2783 | 1275.0934 | -6335.6722 | -4343.102
18 | -4850.3034 | 4631.7248 | 7139.9888 | -2841.8085 | -4079.6018
18 | -5000 | 1539.58 | 4520.7324 | 3520.7324 | -4581.0447
18 | -5023.7345 | 1008.7178 | 4069.7392 | 4612.4794 | -4667.2019
18 | -4646.1476 | -688.9833 | 2323.6261 | 7970.1794 | -4958.6747
18 | 5636.0081 | 4064.9088 | -8308.3084 | -3310.0199 | 1917.4115
18 | 5639.9477 | 3515.6446 | -8142.2232 | -2933.2657 | 1919.8966
18 | 5523.3885 | 3075.1943 | -7319.4847 | -3297.551 | 2018.4528
18 | 4820.7526 | 1811.5612 | -2838.1286 | -6392.4037 | 2598.2185
18 | 4689.0335 | 1316.8597 | -1953.8319 | -6806.8292 | 2754.768
18 | 5096.0184 | -1209.6808 | -3990.8883 | -2919.346 | 3023.8967
18 | 5604.0606 | -3587.2119 | -6666.8675 | 1434.3016 | 3215.7172
18 | 5156.135 | -2124.2539 | -4112.3616 | -1823.8581 | 2904.3386
18 | 5169.7352 | -2905.8553 | -3949.3743 | -1022.6787 | 2708.1732
18 | 4132.9844 | -3091.7175 | 3434.4866 | -4549.687 | 73.9334
18 | 3674.669 | -3146.791 | 6689.685 | -6134.9523 | -1082.6106
18 | 3687.5545 | -3238.188 | 6631.7827 | -5995.2628 | -1085.8864
18 | 5171.3433 | -2915.5824 | -3957.0852 | -1006.7186 | 2708.0429
18 | 4903.1808 | -3027.0306 | -2023.5196 | -1852.6306 | 2000
18 | 3704.4594 | -3351.2765 | 6554.7737 | -5816.1391 | -1091.8175
18 | 5667.9652 | -4808.1705 | -6701.0101 | 2863.4156 | 2977.7997
18 | 5681.4864 | -6092.4024 | -6284.2001 | 4321.6295 | 2373.4867
18 | 5553.4935 | -6217.223 | -5332.7574 | 3996.4869 | 2000
18 | 4546.6393 | -7192.8019 | 2153.3898 | 1440.135 | -947.3621
18 | 4432.3985 | -7072.9081 | 3062.5047 | 1200.3356 | -1622.3306
18 | 4359.7262 | -7256.9517 | 3496.406 | 837.0518 | -1436.2324
18 | 4362.3102 | -7433.3096 | 3518.6199 | 980.1233 | -1427.7438
18 | -4928.914 | -6795.4611 | 9134.623 | 3869.4637 | -1279.7116
18 | 5744.2141 | -1022.2207 | -5453.3267 | 5572.6017 | -4841.2684
18 | 5090.3456 | -2947.888 | -3430.2481 | -1377.0127 | 2664.8031
18 | 3436.671 | -2931.5995 | -2618.2055 | -505.3316 | 2618.4655
18 | 3312.8265 | -136.3039 | 8247.5216 | -10327.0367 | -1097.0075
18 | 3886.7607 | 2791.7699 | 4594.4737 | -8352.9188 | -2920.0856
18 | 4637.0999 | 1124.5739 | -1582.6869 | -6926.0772 | 2747.0902
18 | -4815.5732 | 1694.8143 | 4917.9405 | -4290.9638 | 2493.7822
18 | -4829.9383 | 227.5155 | 5660.8194 | -3604.585 | 2546.1885
18 | 4352.518 | 713.1318 | 515.666 | -7643.0385 | 2061.7227
18 | 3831.174 | 2505.9374 | 4956.2164 | -8527.568 | -2765.7598
18 | -4457.3208 | 445.6835 | 10120.6597 | -6671.3838 | 562.3615
18 | -4409.0092 | 1315.3139 | 11926.6633 | -7128.8969 | -1704.0711
18 | -4220.1593 | -192.9301 | 13492.1893 | -8226.3592 | -852.7407
18 | -4226.9351 | -438.1308 | 13563.1877 | -8074.9244 | -823.1975
18 | 5642.8315 | 2808.7103 | -7998.7653 | -2462.0266 | 2009.2502
18 | 5660.1714 | -3840.5309 | -6964.0053 | 1909.1825 | 3235.1822
18 | 5686.0204 | 1878.8837 | -6984.624 | 609.6486 | -1189.9287
18 | 5647.1227 | 1893.7115 | -6654.6515 | 576.6546 | -1462.8372
18 | 4939.4578 | 2556.5563 | -1245.6154 | -1329.7948 | -4920.6038
18 | 5689.5611 | 1739.2781 | -6895.1454 | 893.1578 | -1426.8516
18 | 5743.801 | -808.2025 | -5483.5376 | 5440.664 | -4892.725
18 | 5712.5892 | -877.6227 | -5172.8087 | 5530.4984 | -5192.6562
18 | 5654.1701 | -839.7243 | -4713.9792 | 5402.7705 | -5503.2372
18 | 5688.7308 | -652.2809 | -4949.8111 | 5518.1421 | -5604.7809
18 | -4832.6962 | -1966.9045 | 3746.3541 | 7536.9741 | -4483.7274
18 | 4369.8202 | 4015.1246 | 1710.2912 | -5938.1381 | -4157.0978
18 | 5061.7013 | 1397.9874 | -4175.1608 | -4677.6039 | 2393.0759
18 | 4609.983 | 585.6089 | -1294.1367 | -6667.2572 | 2765.8021
18 | -4641.8291 | 208.5625 | 5535.2532 | -3653.4894 | 2551.5028
18 | -4830.9832 | 203.039 | 5667.8688 | -3585.9914 | 2546.0667
18 | -4873.9021 | 320.8985 | 5315.7664 | -3250.1094 | 2487.3465
18 | -4877.059 | -110.0642 | 5397.8722 | -2978.5857 | 2567.8368
18 | -4828.7886 | 200.0226 | 5692.2431 | -3603.0793 | 2539.6022
18 | -4877.2537 | -545.3692 | 5675.423 | -2689.3557 | 2436.5555
18 | -4895.727 | -1414.077 | 5623.7691 | -1632.6121 | 2318.647
18 | 4866.0928 | -1004.3067 | -2576.027 | -4220.9199 | 2935.1609
18 | 5637.1194 | -4612.5501 | -6637.2079 | 2386.3627 | 3226.2759
18 | 4957.3282 | -2392.3021 | -2760.38 | -2558.3605 | 2753.7145
18 | 4968.0184 | -3006.6655 | -2632.2669 | -1928.6082 | 2599.5222
18 | 4900.4005 | -3024.7399 | -2148.7116 | -2152.912 | 2425.963
18 | 4038.8004 | -3179.2021 | 3987.706 | -5084.0609 | 236.7566
18 | 3559.163 | -3236.8377 | 7394.3434 | -6743.0763 | -973.5924
18 | 3572.6481 | -3332.4868 | 7333.7474 | -6596.8881 | -977.0206
18 | 4739.0723 | -3091.7877 | -985.4667 | -2661.8179 | 2000
18 | 3583.3964 | -3404.3902 | 7284.7839 | -6482.9985 | -980.7917
18 | 2216.3743 | -3104.0936 | 774.269 | -1886.5497 | 2000
18 | 2250.872 | -3407.6739 | 8136.0927 | -6029.7317 | -949.5592
18 | -4931.4868 | -3260.6898 | 5651.4845 | 540.6922 | 2000
18 | -4871.1693 | -3355.5494 | 7944.3638 | -785.4801 | 1067.8349
18 | -4521.0806 | -3540.6681 | 12383.9093 | -3521.5317 | -800.6289
18 | -4854.9123 | -6128.292 | 10849.5592 | 1144.2997 | -1010.6545
18 | -5000 | -4744.8276 | 4372.4138 | 3372.4138 | 2000
18 | -5041.7463 | -5723.9949 | 3526.115 | 5239.6262 | 2000
18 | 2581.8584 | -3084.0708 | 230.0885 | -1845.1327 | 2117.2566
18 | 2366.3751 | -3095.2381 | 675.413 | -1946.55 | 2000
18 | -4925.3092 | -3095.2381 | 5750.9972 | 269.5501 | 2000
18 | -4872.0035 | -3133.2783 | 7741.9585 | -937.8319 | 1201.1552
18 | -4486.8613 | -3228.1524 | 12531.9581 | -4025.7447 | -791.1997
18 | 5672.1811 | -5690.1756 | -6522.8917 | 3558.8744 | 2982.0118
18 | 5679.5663 | -6391.617 | -6295.232 | 4355.344 | 2651.9388
18 | 5456.1485 | -6609.4973 | -4634.4432 | 3787.792 | 2000
18 | 4307.8036 | -7722.1718 | 3903.7133 | 872.2024 | -1361.5475
18 | -4910.0634 | -7493.9274 | 9962.2717 | 3566.078 | -1124.3588
18 | -4887.4945 | -6442.9396 | 2774.9396 | 6555.4945 | 2000
18 | -5049.3796 | -6595.2681 | 3947.7003 | 6157.3773 | 1539.5702
18 | -5000 | -6930.2741 | 6191.9484 | 5191.9484 | 546.3773
18 | 2469.4068 | -3051.6429 | -549.2276 | -1326.286 | 2457.7498
18 | -4206.7428 | -3085.6527 | 4997.3235 | 194.4258 | 2100.6462
18 | -4928.6893 | -3090.3065 | 5622.9288 | 344.2853 | 2051.7817
18 | -4934.2942 | -3248.5829 | 5538.9373 | 596.5863 | 2047.3535
18 | -4934.5233 | -3255.9735 | 5536.2115 | 607.6112 | 2046.6741
18 | -5000 | -4450.8897 | 4128.1366 | 3128.1366 | 2194.6164
18 | -5037.0003 | -5181.7913 | 3264.2407 | 4669.2617 | 2285.2893
18 | -1636.2854 | -2690.1978 | 2776.5316 | -784.4988 | 2334.4503
18 | 4359.2913 | 497.081 | 505.7645 | -7478.1399 | 2116.0032
18 | 3991.5992 | 1410.6551 | 3724.5686 | -7822.7542 | -1304.0687
18 | 1932.9977 | 1525.1393 | 6672.1933 | -7650.5522 | -2479.7782
18 | 3836.7792 | 1984.2061 | 5033.0456 | -8118.179 | -2735.8518
18 | 3758.1509 | 1487.888 | 5558.5493 | -8309.9976 | -2494.5905
18 | -4479.1827 | -13.8951 | 10139.1536 | -6317.4582 | 671.3824
18 | -4440.7922 | 638.8864 | 12058.4249 | -6595.9243 | -1660.5947
18 | -4791.1471 | 1837.2111 | 9683.9649 | -3847.2095 | -2882.8193
18 | -4234.3184 | -472.5711 | 13492.7277 | -8004.4506 | -781.3877
18 | -4247.8187 | -692.1259 | 13497.2659 | -7741.6607 | -815.6606
18 | -4235.3183 | -446.444 | 13525.6706 | -7998.0294 | -845.8788
18 | 3552.9849 | -209.0517 | 6434.4958 | -9680.4607 | -97.9683
18 | 3235.531 | -544.2574 | 8787.673 | -10492.4776 | -986.469
18 | 3290.828 | -262.1455 | 8435.7119 | -10302.2768 | -1162.1175
18 | 1449.0617 | -490.4865 | 9951.2354 | -9963.4492 | -946.3613
18 | -3995.8944 | -484.29 | 13428.1349 | -8125.0166 | -822.9338
18 | -4959.335 | 1192.2056 | 2571.9274 | -867.9709 | 2063.1728
18 | -4990.24 | 852.9255 | 1838.6497 | 253.0488 | 2045.616
18 | -4856.0823 | 489.755 | 933.4904 | 1400.676 | 2032.1609
18 | -4993.4064 | -3318.0334 | 2372.0853 | 3137.4754 | 2801.8791
18 | -5006.4465 | 326.6169 | 2587.2456 | 2006.2653 | 86.3187
18 | -5025.7822 | -3749.9071 | 2720.3859 | 3396.228 | 2659.0754
18 | -5029.2086 | -4191.7146 | 2884.2695 | 3782.8291 | 2553.8246
18 | -5033.551 | -4748.0463 | 3093.7521 | 4274.5659 | 2413.2794
18 | -4724.8287 | -5565.3702 | 1352.2811 | 6278.077 | 2659.8409
18 | -5028.0972 | -3876.529 | 2758.9172 | 3585.2359 | 2560.4731
18 | -5030.7541 | -4015.639 | 2803.5267 | 3802.5433 | 2440.3231
18 | -5000 | -400.8318 | 2061.3465 | 1061.3465 | 2278.1388
18 | -5020.1346 | -3162.6531 | 2542.2479 | 2850.9969 | 2789.543
18 | -5000 | -2702.8801 | 2973.3868 | 1973.3868 | 2756.1065
18 | -5000 | -3545.0403 | 3522.9583 | 2522.9583 | 2499.1237
18 | -5000 | -4214.4866 | 3965.8228 | 2965.8228 | 2282.8411
18 | -5000 | 544.8029 | 2279.5699 | 1279.5699 | 896.0573
18 | 5651.9343 | 81.144 | -7531.8578 | -548.8212 | 2347.6006
18 | 5664.4969 | -4736.1491 | -6782.187 | 2618.0659 | 3235.7733
18 | 5626.1112 | -417.0797 | -8622.7206 | 1091.2459 | 2322.4433
18 | -4473.7039 | -321.7222 | -1148.4208 | 3939.1135 | 2004.7333
18 | -4215.1621 | -1314.6607 | -2481.2061 | 5942.4874 | 2068.5415
18 | -5009.793 | 171.8884 | 2885.7034 | 2522.2514 | -570.0502
18 | -5000 | 231.9595 | 3326.3919 | 2326.3919 | -884.7433
18 | 5580.152 | -2100.9417 | -10529.698 | 4634.8169 | 2415.6708
18 | 5589.0136 | -4773.7421 | -10032.274 | 6300.3825 | 2916.6199
18 | 5633.241 | -6038.557 | -8072.2777 | 5151.1954 | 3326.3982
18 | 1804.5329 | -5969.4563 | -5157.4114 | 6113.9768 | 3208.358
18 | 5655.6179 | -6255.0506 | -7200.8475 | 4747.4819 | 3052.7982
18 | -4730.6264 | -6294.3836 | 1638.83 | 6941.4578 | 2444.7223
18 | -4230.6885 | -5106.4804 | -1752.0126 | 8310.532 | 2778.6495
18 | -4431.6719 | -5821.6347 | -465.3034 | 7713.9123 | 3004.6977
18 | -4569.2399 | -6050.0607 | 499.4392 | 7356.3392 | 2763.5222
18 | 5685.3538 | -3010.1518 | -7045.8813 | 5693.6369 | -1322.9575
18 | -4772.0072 | -2574.8122 | 3148.2157 | 7570.9788 | -3372.3751
18 | 5666.0377 | -222.491 | -7200.6898 | 454.235 | 1302.9081
18 | 4590.4796 | 784.9464 | 1020.3378 | -2443.3188 | -3952.4451
18 | -4905.9771 | 764.5789 | 7228.9319 | 587.5605 | -3675.0942
18 | -5000 | -1170.5426 | 5581.3953 | 4581.3953 | -3992.2481
18 | -5037.1647 | -1998.8264 | 4874.1864 | 6289.8942 | -4128.0894
18 | 5722.8678 | -2891.6234 | -5721.6724 | 5218.9017 | -2328.4737
18 | 5307.4656 | -2622.1381 | -2459.0591 | 4310.6635 | -4536.9319
18 | -4931.7319 | -2472.6166 | 4386.5844 | 7227.3017 | -4209.5377
18 | -5043.2748 | -3005.9617 | 5056.7775 | 6869.6385 | -3877.1795
18 | -5000 | -4543.2501 | 6738.6969 | 5738.6969 | -2934.1438
18 | 5742.4547 | -1185.098 | -5474.5639 | 5547.8494 | -4630.6421
18 | 5685.7594 | 1726.7884 | -6974.982 | 669.9408 | -1107.5065
18 | 4419.1101 | 1921.5723 | 854.8446 | -6148.5338 | -1046.9932
18 | 761.4171 | 2155.4178 | 5963.6521 | -5745.2455 | -3135.2415
18 | -4802.6904 | 1998.5298 | 9344.8191 | -3493.7582 | -3046.9004
18 | 4160.085 | 2957.1127 | 3070.9765 | -6611.6757 | -3576.4986
18 | 4055.4041 | 2155.0179 | 3796.8984 | -6772.0564 | -3235.2639
18 | 5640.32 | 4168.0955 | -8223.4343 | -3117.4882 | 1532.507
18 | 4498.8058 | 5128.8726 | 704.8576 | -5744.7658 | -4587.7702
18 | -4871.7107 | 4764.3344 | 6579.2511 | -2118.1054 | -4353.7693
18 | -5000 | 2025.3827 | 4363.3866 | 3363.3866 | -4752.156
18 | -5020.0441 | 1561.991 | 3987.3986 | 4290.2628 | -4819.6083
18 | -4659.7944 | -128.8754 | 2329.6056 | 7538.0979 | -5079.0338
18 | 5640.941 | 4169.83 | -8209.4042 | -3085.6617 | 1484.2949
18 | 4542.6237 | 5106.4497 | 483.1143 | -5449.2189 | -4682.9687
18 | 5718.5673 | -237.3268 | -5219.3463 | 5470.3302 | -5732.2245
18 | -4880.3068 | 4739.3466 | 6386.1324 | -1795.4626 | -4449.7096
18 | -5000 | 2356.6715 | 4270.0936 | 3270.0936 | -4896.8588
18 | -5016.5795 | 1999.2909 | 3951.7964 | 4029.4637 | -4963.9715
18 | -4707.4584 | 671.7924 | 2523.938 | 6736.901 | -5225.1731
18 | 5645.1098 | 4034.6505 | -8095.0244 | -2826.198 | 1241.4621
18 | 4560.3683 | 5027.4089 | 414.2315 | -5289.4094 | -4712.5993
18 | -4885.4672 | 4628.721 | 6309.3615 | -1562.6049 | -4490.0104
18 | 5686.1961 | 2364.1426 | -7037.9393 | 420.3111 | -1432.7105
18 | 5530.2947 | 2383.9672 | -5711.1873 | 303.5347 | -2506.6093
18 | 5015.3405 | 2962.6623 | -1762.3606 | -1073.2228 | -5142.4195
18 | 5705.3231 | -175.5453 | -5137.94 | 5342.38 | -5734.2178
18 | 5700.5783 | 1765.5512 | -6670.7827 | 1584.9387 | -2380.2855
18 | 5745.235 | -109.2349 | -5534.1112 | 5234.0414 | -5335.9304
18 | 5658.4486 | 454.8374 | -8382.4558 | 4418.3596 | -2149.1898
18 | -3943.1656 | 2594.2673 | 2141.2146 | 2613.2974 | -3405.6137
18 | -5000.9832 | 2706.8625 | 3571.3011 | 2635.2065 | -3912.3869
18 | -5000 | 2714.1208 | 3615.6865 | 2615.6865 | -3945.4938
18 | -4990.7454 | 2777.2194 | 4001.0531 | 2445.7792 | -4233.3063
18 | -4168.8088 | 2913.0627 | 4276.4625 | 1837.2977 | -4858.014
18 | -4970.9185 | 2919.5049 | 4813.656 | 2068.7658 | -4831.0083
18 | -4995.8481 | 2424.7037 | 4370.2584 | 3121.1418 | -4920.2558
18 | -5000 | 2342.3102 | 4296.3859 | 3296.3859 | -4935.0821
18 | -5015.8364 | 2002.0102 | 3990.4103 | 4019.775 | -4996.3591
18 | -4730.2914 | 774.0431 | 2659.2528 | 6525.4197 | -5228.4242
18 | -4970.8111 | 2887.5692 | 4828.1524 | 2076.8199 | -4821.7305
18 | -4946.2439 | 2556.0876 | 2892.1593 | 2987.9658 | -3489.9688
18 | -5006.9637 | 2647.5427 | 3329.0768 | 2781.7146 | -3751.3704
18 | -4530.1353 | 1113.1439 | 638.1276 | 5972.3744 | -3193.5106
18 | 5746.9202 | -199.4586 | -5495.2619 | 5411.439 | -5463.6387
18 | 5743.587 | -730.5378 | -5534.7891 | 5583.5082 | -5061.7682
18 | 5668.0011 | -672.8698 | -4939.275 | 5420.0078 | -5475.8641
18 | 5728.4735 | -408.8458 | -5260.7554 | 5642.0265 | -5700.8988
18 | -86.0008 | -598.2162 | -1081.3672 | 7053.9127 | -5288.3285
18 | 5748.7469 | -455.5437 | -5436.0853 | 5676.696 | -5533.8138
18 | 5628.0936 | 4113.8962 | -8654.7086 | -2948.7247 | 1861.4435
18 | -4580.1004 | 3807.0115 | -1517.873 | 726.6118 | 1564.3501
18 | -4665.7986 | 3743.9155 | -1025.2772 | 316.7782 | 1630.3821
18 | -3971.0359 | 1344.0021 | -4640.2249 | 5526.3172 | 1740.9414
18 | -4717.1463 | 3920.6978 | -459.5467 | 416.2622 | 839.733
18 | -4981.1443 | 4172.7173 | 1848.9429 | -282.3979 | -758.118
18 | -5000 | 3114.2885 | 2590.8715 | 1590.8715 | -2296.0314
18 | -5001.6386 | 3015.7562 | 2658.8595 | 1765.3695 | -2438.3465
18 | 5627.4766 | 4110.4721 | -8681.8 | -2912.8791 | 1856.7304
18 | -4568.5225 | 3800.7696 | -1579.226 | 791.3774 | 1555.6014
18 | -3990.7724 | 1644.7419 | -4549.9297 | 5226.6489 | 1669.3113
18 | -4731.2503 | 3937.7928 | -305.6144 | 446.167 | 652.9049
18 | -4981.9964 | 4179.5606 | 1907.2144 | -173.0012 | -931.7774
18 | -4999.6542 | 3260.2606 | 2634.5452 | 1613.7984 | -2508.95
18 | -5000 | 3236.2041 | 2659.8724 | 1659.8724 | -2555.949
18 | -5000 | 3220.0918 | 2638.7557 | 1638.7557 | -2497.6033
18 | 5623.8906 | 3933.0621 | -8841.1663 | -2537.5081 | 1821.7218
18 | -2094.8399 | 3679.1214 | -3482.056 | 307.8536 | 1589.9209
18 | -4527.8024 | 3647.3888 | -1748.7476 | 1102.7944 | 1526.3668
18 | -4785.052 | 3855.9428 | 274.7478 | 572.2959 | 82.0654
18 | -4633.2392 | 3174.0488 | -1003.4127 | 850.3751 | 1612.228
18 | -4735.3842 | 2806.237 | -313.2892 | 548.0874 | 1694.3491
18 | -4983.5817 | 1747.1967 | 1644.4745 | -340.6215 | 1932.5319
18 | -4775.267 | 3562.704 | 154.8842 | 574.6112 | 483.0676
18 | -4499.7879 | 3542.3647 | -1879.3295 | 1317.4562 | 1519.2965
18 | -4794.2119 | 3838.2636 | 374.1803 | 601.2579 | -19.4899
18 | -4997.77 | 3333.4686 | 2602.4967 | 1468.6982 | -2406.8935
18 | -5000 | 3175.5676 | 2770.8839 | 1770.8839 | -2717.3354
18 | -5000 | 2601.1504 | 2600.0719 | 1600.0719 | -1801.2941
18 | -4904.2375 | 3966.1581 | 1330.2695 | 287.0982 | -679.2884
18 | -4984.1297 | 4049.0491 | 2030.6913 | 78.4723 | -1174.083
18 | 5579.6119 | 2315.3975 | -10689.9946 | 929.7662 | 1865.219
18 | -4226.9346 | 2523.4909 | -3264.1114 | 3411.5562 | 1555.9989
18 | -4040.1354 | 1826.6256 | -4230.9171 | 4845.7633 | 1598.6636
18 | -4636.0369 | 2575.3651 | 206.6251 | 3106.5189 | -1252.4722
18 | -5006.2936 | 2697.6861 | 3276.584 | 2685.6663 | -3653.6428
18 | 5545.4939 | 1104.7061 | -12107.1451 | 3528.5081 | 1928.4369
18 | 5603.3939 | 170.6487 | -9611.4891 | 1653.5782 | 2183.8683
18 | -2858.5524 | 86.8516 | -3069.1125 | 3884.7224 | 1956.0908
18 | -4415.052 | -116.9774 | -1543.2117 | 4116.8362 | 1958.4049
18 | -5006.9079 | 2520.901 | 3287.2485 | 2736.2626 | -3537.5042
18 | -4287.9546 | 1407.0511 | -2646.3226 | 3807.4392 | 1719.7869
18 | -4336.3215 | -12.165 | -2036.6025 | 4464.8303 | 1920.2588
18 | -4178.8034 | -550.8575 | -2862.8549 | 5642.7511 | 1949.7647
18 | 5568.8975 | -951.3836 | -11047.4564 | 4194.545 | 2235.3975
18 | 5538.773 | 931.7629 | -12372.7035 | 3906.8379 | 1995.3298
18 | 5535.9964 | 544.4339 | -12466.3731 | 4298.8236 | 2087.1193
18 | 5708.05 | -862.5056 | -6783.768 | 6025.6981 | -4087.4745
18 | -4742.2773 | 3673.84 | -487.2465 | -149.2152 | 1704.899
18 | -4973.882 | 3188.1952 | 1211.7014 | -1355.3779 | 1929.3632
18 | -5000 | -166.8833 | 1807.6423 | 807.6423 | 2551.5986
18 | -5009.7898 | -1509.7334 | 2041.4657 | 1677.8044 | 2800.2531
18 | -5019.3449 | -2503.3024 | 2342.8557 | 2600.2754 | 2579.5163
18 | -5024.0577 | -2989.4807 | 2492.4032 | 3056.1558 | 2464.9794
18 | -5000 | -1286.183 | 2251.0937 | 1251.0937 | 2783.9956
18 | -5000 | -2075.0088 | 2765.8605 | 1765.8605 | 2543.2878
18 | -5000 | -2606.8917 | 3117.7215 | 2117.7215 | 2371.4487
18 | -4676.2819 | 3340.1254 | -913.5183 | 523.3488 | 1726.326
18 | -3951.5116 | 517.2365 | -4643.0788 | 6164.8538 | 1912.5001
18 | -4878.6756 | -2271.945 | 1206.7401 | 3083.1131 | 2860.7674
18 | -4933.5273 | -3003.6332 | 1796.8374 | 3521.4964 | 2618.8267
18 | -4951.3596 | -3236.8042 | 1988.7706 | 3662.494 | 2536.8992
18 | -4783.2312 | -3681.9141 | 1040.3752 | 4753.5949 | 2671.1752
18 | -5005.2178 | 2414.2298 | 2693.071 | 2032.2263 | -2134.3093
18 | -4977.7503 | 3908.5471 | 1580.8713 | -754.1125 | 242.4443
18 | -5000 | 2714.2857 | 2472.5275 | 1472.5275 | -1659.3407
19 | 5608.0399 | 4518.4838 | -8870.0886 | -3233.4158 | 1976.9807
19 | 4586.3694 | 5446.1782 | -819.9336 | -5494.9821 | -3717.632
19 | -4946.7954 | 5064.5771 | 5279.1953 | -1913.0781 | -3483.8989
19 | -4966.2478 | 4950.7268 | 4428.1843 | -1596.9451 | -2815.7182
19 | -5042.5482 | 4050.2386 | -2376.1327 | 882.8178 | 2485.6246
19 | -5058.6087 | 3800.4588 | -2646.6678 | 1404.7819 | 2500.0358
19 | -5155.1753 | 2116.8149 | -767.3209 | 4543.1975 | -737.5161
19 | -5167.5407 | -2163.66 | -1107.3683 | 4945.0716 | 3493.4973
19 | -5194.8622 | -4804.1123 | -285.4753 | 7406.2567 | 2878.1931
19 | -4764.0054 | 2318.8162 | -4541.2194 | 4389.1084 | 2597.3002
19 | -5172.0428 | 1221.544 | -90.324 | 6232.2448 | -2191.4221
19 | -5187.6411 | 129.6433 | 1004.6694 | 8263.1376 | -4209.8091
19 | -5123.4792 | -153.8069 | 706.4441 | 8824.7217 | -4253.8798
19 | -4429.1421 | 1021.1257 | -6257.6671 | 6980.8732 | 2684.8103
19 | -4954.2413 | -2968.187 | -2559.7511 | 6793.4111 | 3688.7683
19 | -5115.28 | -5067.8264 | -835.8101 | 8060.0238 | 2958.8927
19 | -5157.6089 | -1785.3706 | -1271.3525 | 4622.2896 | 3592.0424
19 | -4899.9118 | 4425.118 | 6668.0613 | -3337.2284 | -2856.0391
19 | -4915.6843 | 4112.8887 | 5818.6819 | -3240.2605 | -1775.6259
19 | 5601.5818 | 4236.7821 | -8978.7388 | -3480.5149 | 2620.8898
19 | 5475.0386 | 3979.0261 | -8188.3992 | -4062.3224 | 2796.6569
19 | 4421.3398 | 5039.1751 | 171.4689 | -6311.0996 | -3320.8842
19 | -4695.8822 | 3843.9526 | 7841.3388 | -4706.3732 | -2283.0359
19 | -4914.7378 | 3127.6556 | 3736.9968 | -3271.0231 | 1321.1085
19 | -4936.3609 | 2780.7564 | 1609.3296 | -2568.2715 | 3114.5464
19 | -4921.2752 | 2239.9004 | 2446.6533 | -3058.5549 | 3293.2765
19 | -4919.1848 | 2120.1215 | 2661.9583 | -3126.4951 | 3263.6001
19 | -4910.4228 | 2065.5532 | 2743.1437 | -3174.2885 | 3276.0144
19 | -4922.4287 | 1865.5933 | 2803.0289 | -3021.0677 | 3274.8741
19 | -4920.013 | 2216.7068 | 2534.9444 | -3099.5766 | 3267.9384
19 | -4919.6486 | 2159.0101 | 2586.9213 | -3111.4217 | 3285.1389
19 | 4061.7169 | 3130.2393 | 2637.9326 | -7502.5401 | -2327.3486
19 | -4439.8082 | 1927.3068 | 9892.6216 | -6065.7759 | -1314.3443
19 | 4037.3457 | 3780.0951 | -7044.1544 | -3788.0315 | 3014.7452
19 | 4913.4539 | 1611.6953 | -4232.278 | -5808.3015 | 3515.4302
19 | 4853.9566 | 1378.9881 | -3810.0631 | -5989.9004 | 3567.0187
19 | 2757.4549 | 1507.0766 | -2371.8463 | -5401.5754 | 3508.8902
19 | -4852.4774 | 1841.4101 | 3416.5958 | -3506.2458 | 3100.7173
19 | 5016.2112 | 2107.8833 | -5147.5133 | -5540.454 | 3563.8729
19 | 3505.7891 | 484.1556 | 6028.2699 | -9436.2396 | -581.975
19 | 5251.871 | 40.557 | -6142.7542 | -2739.5586 | 3589.8848
19 | 5290.3502 | -1081.9379 | -6052.1117 | -1540.4434 | 3384.1427
19 | 5279.6368 | -1687.1238 | -5781.3788 | -1007.0497 | 3195.9155
19 | 5297.9274 | -2877.4307 | -5515.573 | 205.399 | 2889.6772
19 | 5308.8358 | -2966.8531 | -5560.1996 | 336.05 | 2882.1669
19 | 4938.3817 | -2969.5192 | -2951.917 | -1003.6221 | 1986.6766
19 | 4808.2244 | -2908.1385 | -2057.9128 | -1537.8123 | 1695.6392
19 | 4427.777 | -2870.1932 | 607.8366 | -2951.6167 | 786.1964
19 | 3909.0293 | -2959.2479 | 4294.9795 | -4732.4482 | -512.3127
19 | 2531.6864 | -2886.681 | 1366.2728 | -2011.8153 | 1000.5371
19 | -5040.1214 | -2804.2792 | 3632.3217 | 2039.6055 | 2172.4734
19 | -5048.1753 | -2811.3481 | 3342.4687 | 2232.9857 | 2284.069
19 | -5036.0119 | -2810.5503 | 4005.2752 | 1609.3554 | 2231.9316
19 | -5034.5031 | -2810.323 | 4084.5716 | 1536.3026 | 2223.9518
19 | 4250.8088 | -2918.3566 | 1835.648 | -4016.0183 | 847.9181
19 | 1375.975 | -2948.5179 | -1326.8331 | 572.5429 | 2326.8331
19 | 936.6197 | -2951.5845 | -1515.8451 | 1014.9648 | 2515.8451
19 | 868.4098 | -2950.9158 | -1699.0757 | 1177.4649 | 2604.1167
19 | 701.2574 | -2951.7195 | -1555.522 | 1212.1347 | 2593.8493
19 | -5056.8193 | -3094.4209 | 3242.7984 | 2651.9538 | 2256.488
19 | -5029.0859 | -3206.0826 | 4903.2173 | 1220.3028 | 2111.6483
19 | 1025.8836 | -2959.2556 | -1592.5562 | 933.372 | 2592.5562
19 | 4802.5329 | -3000 | -1983.6723 | -1462.5126 | 1643.6521
19 | 3915.2437 | -3000 | 4266.3549 | -4667.4761 | -514.1225
19 | 1099.8448 | -3000 | 6090.5329 | -3733.5748 | -456.8029
19 | 723.4043 | -3000 | 6106.383 | -3468.0851 | -361.7021
19 | 595.1751 | -3007.107 | 6413.1954 | -3554.4281 | -446.8354
19 | -4671.7922 | -3007.522 | 9812.2043 | -1788.4201 | -344.4699
19 | -4954.6342 | -2907.8098 | 6845.9745 | 124.0266 | 892.4429
19 | 3770.5058 | -3000 | 5250.9049 | -5644.0261 | -377.3846
19 | 3946.4868 | -3203.4615 | 4122.2245 | -4341.6957 | -523.5541
19 | 3996.6152 | -3494.4974 | 3885.4738 | -3840.6137 | -546.9778
19 | 4296.482 | -4626.6054 | 2226.459 | -1511.3691 | -384.9664
19 | 4079.1598 | -3862.7907 | 3478.3969 | -3083.2405 | -611.5255
19 | -4936.0764 | -4591.5213 | 8905.821 | 1070.4024 | -448.6257
19 | 4089.5032 | -4072.5149 | 3460.5739 | -2890.4181 | -587.1441
19 | 541.1765 | -3000 | 411.7647 | 176.4706 | 1870.5882
19 | -3580.4863 | -3226.3187 | 8985.2492 | -1807.1462 | -371.2981
19 | -4707.4169 | -3248.8249 | 9699.9425 | -1393.7296 | -349.9712
19 | -4951.8612 | -3188.6635 | 7163.1782 | 274.8521 | 702.4944
19 | -4935.0834 | -4567.377 | 8922.1225 | 1027.1258 | -446.7879
19 | 4906.3242 | -3000 | -2737.0771 | -1376.9353 | 2207.6882
19 | 2346.9388 | -3000 | -1551.0204 | -346.9388 | 2551.0204
19 | 2433.1447 | -3004.0695 | -1571.1185 | -429.0753 | 2571.1185
19 | 1286.2612 | -2953.6368 | -1363.675 | 667.3756 | 2363.675
19 | -5047.3062 | -2744.2124 | 3325.8465 | 2164.2163 | 2301.4559
19 | -5036.6969 | -2798.6173 | 3956.5247 | 1640.1519 | 2238.6376
19 | 4790.2127 | 2119.7623 | -5031.5146 | -5459.9632 | 3581.5027
19 | -3598.137 | 2202.6007 | 1460.6588 | -3404.5704 | 3339.4478
19 | -4911.6776 | 2191.201 | 2626.1058 | -3146.1605 | 3240.5314
19 | -4210.9978 | 707.2078 | 11103.9358 | -7163.1157 | -437.0301
19 | -4924.492 | 2014.6389 | 2657.0849 | -2954.0108 | 3206.779
19 | -4975.3926 | -215.9639 | 4176.7034 | -1299.7403 | 2314.3935
19 | -5016.5056 | -751.9448 | 3046.0949 | 36.4332 | 2685.9223
19 | -5046.5963 | -2647.5058 | 3283.4236 | 2079.1995 | 2331.479
19 | -4997.2818 | -1802.9286 | 5087.723 | -588.3424 | 2300.8297
19 | 3910.3588 | 1029.045 | -5063.637 | -3550.4692 | 3674.7024
19 | 4922.0013 | 1672.5832 | -4367.9661 | -5802.0905 | 3575.4721
19 | 4879.7607 | 1223.7016 | -3941.6968 | -5746.8615 | 3585.0961
19 | 5618.4432 | -1000 | -8097.8381 | 150.7692 | 3328.6257
19 | 5623.657 | -2537.9016 | -7833.5908 | 1232.9179 | 3514.9175
19 | 5636.9799 | -4175.943 | -7387.5317 | 2852.2636 | 3074.2312
19 | 5401.1413 | -1000 | -6823.4672 | -1146.7339 | 3569.0598
19 | 5485.9438 | -1613.8922 | -7203.1069 | -220.8404 | 3551.8957
19 | 1848.0648 | -1000 | -5542.6693 | 932.9374 | 3761.6671
19 | -1227.7681 | -1000 | -8573.402 | 7664.1407 | 3137.0295
19 | 5589.1682 | 4429.9544 | -9528.2887 | -2986.5947 | 2495.7608
19 | 3235.2338 | 4307.4618 | -8238.1495 | -2024.944 | 2720.3979
19 | -663.0005 | 753.8545 | -9359.3085 | 6453.9103 | 2814.5442
19 | 5493.2191 | 162.0194 | -13620.2513 | 5813.6037 | 2151.4091
19 | 5498.2109 | -1000 | -13369.9551 | 6552.7913 | 2318.9529
19 | 5616.6032 | 4724.0919 | -8702.9193 | -2853.3638 | 1215.588
19 | 4670.4165 | 5543.0181 | -1291.767 | -5015.9143 | -3905.7533
19 | -4967.2189 | 5173.5194 | 4801.3702 | -1305.7985 | -3701.8722
19 | -4983.578 | 5082.936 | 4095.0785 | -1033.7146 | -3160.7218
19 | 5622.007 | 4740.7982 | -8581.8753 | -2578.2534 | 797.3235
19 | 5624.2137 | 4670.5793 | -8521.8483 | -2441.8696 | 668.9249
19 | 5609.7356 | 3228.9729 | -8653.9726 | -2743.0037 | 2558.2677
19 | 5412.7948 | 2424.2282 | -7275.9433 | -3372.6866 | 2811.6069
19 | 4479.3994 | 3177.6019 | 26.4152 | -5515.0804 | -2168.3361
19 | 4105.7823 | 2720.4602 | 2528.4712 | -6986.8498 | -2367.8637
19 | 4079.3613 | 2655.2997 | 2687.1928 | -7117.5087 | -2304.3452
19 | 4079.5258 | 2644.4283 | 2688.5202 | -7108.6824 | -2303.7919
19 | 4350.4816 | 3259.754 | 1068.4268 | -5737.5473 | -2941.1152
19 | 4890.557 | 1360.4805 | -4014.2472 | -5773.7802 | 3536.9899
19 | 4850.5053 | 1288.1167 | -3758.9865 | -5950.4635 | 3570.828
19 | 4775.2686 | 1260.3955 | -3219.4459 | -6194.7558 | 3378.5376
19 | 4506.9497 | 1530.357 | -1090.6488 | -6767.3953 | 1820.7374
19 | 3696.628 | 1253.1126 | 5057.5975 | -8730.423 | -1276.9151
19 | 3642.9315 | 984.4921 | 5404.8579 | -8905.745 | -1126.5364
19 | 4635.9693 | 1055.1735 | -2194.4154 | -6548.7267 | 3051.9994
19 | -4509.4419 | 786.9871 | 7675.5518 | -5503.0854 | 1549.9884
19 | -4156.5794 | -42.6586 | 11972.2034 | -7533.6148 | -239.3507
19 | 3401.185 | -216.7662 | 6947.5538 | -9738.8878 | -393.0848
19 | 4848.8384 | 1258.9583 | -3742.1952 | -5937.6377 | 3572.0362
19 | 4856.2482 | 1250.9505 | -3787.5008 | -5894.6943 | 3574.9965
19 | 4954.7882 | -1623.609 | -3555.3773 | -2823.9205 | 3048.1186
19 | 4949.9068 | -1899.3534 | -3432.0217 | -2580.8872 | 2962.3555
19 | 4214.1963 | -2921.1138 | 2086.0376 | -4260.3166 | 881.1965
19 | 4966.437 | -2975.096 | -3191.7991 | -1485.1339 | 2685.592
19 | 4973.2656 | -3031.0739 | -3219.7351 | -1403.3472 | 2680.8905
19 | 4881.0624 | -3031.7375 | -2570.5535 | -1736.7813 | 2458.0099
19 | 4805.4592 | -3000 | -2049.8542 | -2043.0805 | 2287.4755
19 | 3800.4405 | -3000 | 5029.4551 | -5673.2931 | -156.6025
19 | 3728.5188 | -3011.9795 | 5540.5399 | -5920.5434 | -336.5357
19 | 3812.2912 | -3000 | 4918.3496 | -5685.7475 | -44.8932
19 | 4777.7412 | -2986.9285 | -1859.4693 | -2156.8403 | 2225.4969
19 | 4342.6683 | -2943.535 | 1189.0345 | -3773.642 | 1185.4742
19 | 3979.2777 | -2969.2986 | 3758.3201 | -5059.355 | 291.0559
19 | 4768.0863 | -3000 | -1825.7001 | -2256.2719 | 2313.8856
19 | 3000 | -3000 | -1500 | -1000 | 2500
19 | 3772.0292 | -3295.3279 | 5339.8183 | -5466.849 | -349.6705
19 | 4874.1816 | 1166.5173 | -3881.9237 | -5740.7882 | 3582.013
19 | 5267.5805 | 1854.5161 | -6297.7711 | -3815.7218 | 2991.3962
19 | 4704.1183 | 2309.3047 | -1889.5609 | -5109.0193 | -14.8428
19 | 4296.9286 | 1811.085 | 837.3254 | -6713.0393 | -232.2996
19 | 1292.1749 | 1991.9117 | 5101.8492 | -6427.8455 | -1958.0904
19 | -4488.8877 | 1204.3041 | 10030.9656 | -5475.5396 | -1270.8424
19 | 3964.7482 | 1936.6359 | 3458.1115 | -7388.7245 | -1970.7711
19 | 3754.8725 | 1167.7323 | 4757.9471 | -8273.1825 | -1407.3694
19 | 3726.8256 | 223.5459 | 4578.493 | -8845.2638 | 316.3992
19 | 3708.7671 | 190.6507 | 4708.6465 | -8894.7252 | 286.6609
19 | 3397.4318 | -281.0024 | 6993.3229 | -9694.5109 | -415.2415
19 | 2373.4321 | -349.0575 | 7784.5747 | -9473.0314 | -335.918
19 | 1591.1118 | -80.6825 | 6936.9249 | -8687.8102 | 240.4561
19 | 1462.1787 | -67.7629 | 6965.591 | -8625.8986 | 265.8918
19 | -1939.0432 | -263.0459 | 10604.5474 | -8148.4114 | -254.0469
19 | -1360.9504 | -185.8079 | 10208.7163 | -8386.6513 | -275.3068
19 | -1306.7341 | -187.678 | 10173.422 | -8402.7652 | -276.2447
19 | 3664.1413 | -45.1631 | 4990.575 | -9050.0007 | 440.4476
19 | 3377.2059 | -381.8328 | 7122.74 | -9763.4258 | -354.6873
19 | 3396.0797 | -243.3258 | 6983.1784 | -9750.0352 | -385.8971
19 | 3634.0542 | 937.601 | 5462.775 | -8932.97 | -1101.4603
19 | 3681.9803 | 565.0303 | 5004.5316 | -8889.3948 | -362.1474
19 | -549.4069 | -3.5052 | 9438.2743 | -8476.1375 | -409.2246
19 | 278.2468 | 2587.5539 | 4342.9781 | -4651.5477 | -2557.2312
19 | -4921.4059 | 2436.3049 | 7543.7586 | -2573.1175 | -2485.5401
19 | -4937.3882 | 2405.1353 | 7288.9363 | -2467.7733 | -2288.9102
19 | -4941.6592 | 2383.2937 | 7104.3708 | -2396.0746 | -2149.9306
19 | -5020.0483 | 1600.2354 | 422.6579 | 151.5714 | 2845.5837
19 | -4948.4327 | 744.0624 | 3110.5613 | -2175.9365 | 3269.7456
19 | -4939.9349 | 2354.721 | 7151.7907 | -2452.1163 | -2114.4605
19 | -4938.3306 | 684.8722 | 3623.5909 | -2504.2552 | 3134.1228
19 | -5003.5547 | -2257.7153 | 5402.2459 | -384.4725 | 2243.4965
19 | -4934.2773 | 2401.5996 | 7489.0206 | -2454.3398 | -2502.0031
19 | 4261.7507 | 2591.2008 | 1685.991 | -5872.3907 | -2666.5518
19 | 4854.2571 | 1012.6165 | -3716.3124 | -5716.0594 | 3565.4983
19 | 4847.7384 | 1000.8388 | -3674.7673 | -5744.8156 | 3571.0056
19 | 4789.2797 | 957.3954 | -3267.6973 | -5952.363 | 3473.3853
19 | 4642.0354 | 903.1428 | -2211.7735 | -6430.4625 | 3097.0578
19 | -4537.6988 | 366.9814 | 7676.2734 | -5172.2491 | 1666.693
19 | -4765.1481 | 489.4845 | 5252.3122 | -3658.9983 | 2682.3497
19 | -5000.8963 | -2758.7675 | 5822.2422 | -123.9775 | 2061.3991
19 | -4164.7769 | -261.9271 | 12041.4662 | -7403.9443 | -210.818
19 | 4001.5278 | 317.5329 | 2494.2138 | -8179.7899 | 1366.5154
19 | 4881.5024 | -1732.8782 | -3050.455 | -3078.4543 | 2980.2851
19 | 4877.7927 | -1942.4307 | -2956.7107 | -2893.7606 | 2915.1093
19 | 4171.1155 | -2923.8695 | 2343.59 | -4506.9149 | 916.0789
19 | -3736.0469 | -2837.8181 | 4710.0019 | -276.0571 | 2139.9202
19 | -5002.3067 | -2847.6162 | 5833.3663 | -28.229 | 2044.7856
19 | 4893.9628 | -2994.7315 | -2721.7229 | -1821.8852 | 2644.3767
19 | 4899.9602 | -3043.8958 | -2746.2585 | -1750.0534 | 2640.2476
19 | 4865.3763 | -3044.1447 | -2502.7611 | -1875.1191 | 2556.6487
19 | 4766.68 | -3002.713 | -1823.0136 | -2274.9777 | 2334.0244
19 | 4738.4582 | -3000 | -1625.233 | -2379.7566 | 2266.5314
19 | 4001.996 | -3000 | 3562.3752 | -5039.9202 | 475.5489
19 | 3710.124 | -3018.4247 | 5625.1869 | -6074.9047 | -241.9814
19 | 3686.4265 | -3022.3718 | 5793.5837 | -6156.371 | -301.2674
19 | 3622.7215 | -3023.269 | 5834.3138 | -6133.7571 | -300.0092
19 | -4507.3875 | -3023.9095 | 11081.0357 | -3407.7411 | -141.9975
19 | -5000.1914 | -2850.178 | 5912.8862 | -75.6288 | 2013.1121
19 | 4432.4649 | -2969.4807 | 518.825 | -3516.8772 | 1535.068
19 | 3862.069 | -3000 | -810.3448 | -2241.3793 | 2189.6552
19 | 3517.4989 | -3016.5439 | -1535.9957 | -1520.8627 | 2555.9035
19 | -2519.7027 | -2869.1467 | 3607.1477 | -448.9164 | 2230.6182
19 | 3583.6933 | -3016.4687 | -1592.7873 | -1534.3441 | 2559.9068
19 | 3388.6139 | -3013.6139 | -1559.4059 | -1375 | 2559.4059
19 | 3731.1652 | -3313.7193 | 5587.1957 | -5689.8686 | -314.773
19 | 4365.8731 | -3041.9789 | -2281.8489 | -1648.8494 | 2606.8042
19 | 2707.4902 | -3059.3432 | -869.5856 | -1284.8319 | 2506.2705
19 | -2256.2752 | -3331.9014 | 9455.5595 | -3673.7242 | -193.6587
19 | -4559.6492 | -3377.9027 | 10916.3469 | -2828.7271 | -150.0679
19 | -4996.0414 | -3270.5 | 6387.6092 | 150.0947 | 1728.8376
19 | -4966.0889 | -5731.8371 | 9527.7501 | 1493.0851 | -322.9092
19 | -4018.2503 | -3226.0261 | 4735.1084 | 396.9536 | 2112.2145
19 | -5016.8472 | -3251.8184 | 5610.4737 | 621.3067 | 2036.8852
19 | -5054.8465 | -3906.4933 | 4763.0481 | 2053.8359 | 2144.4558
19 | 620.6192 | -2378.2043 | 797.6471 | -1586.4396 | 2546.3777
19 | 4851.6915 | 982.2274 | -3695.5807 | -5710.8904 | 3572.5522
19 | 3672.4812 | 1789.6019 | -5475.4616 | -3118.4489 | 3131.8275
19 | 5615.8181 | 1940.5321 | -8376.0785 | -1834.3365 | 2654.0648
19 | 5635.2927 | 1527.6641 | -7922.2077 | -458.0334 | 1217.2843
19 | 5709.9582 | -1900.443 | -5997.5566 | 5741.279 | -3553.2375
19 | 5655.3987 | -6311.9997 | -6712.281 | 4669.5957 | 2699.2862
19 | 4487.2293 | -7447.6433 | 1962.0093 | 1682.2699 | -683.8651
19 | 5614.9698 | -1836.9438 | -5252.1751 | 5531.6983 | -4057.5492
19 | 4704.8969 | 2372.9091 | -787.2487 | -2909.6956 | -3380.8617
19 | 5625.2861 | -1000 | -7881.4395 | 204.6843 | 3051.4692
19 | 5636.0428 | -4172.9107 | -7336.2595 | 2437.3117 | 3435.8157
19 | 5646.945 | -5513.3339 | -6971.2455 | 3762.4361 | 3075.1984
19 | 5184.9734 | -1000 | -5299.2188 | -2424.4084 | 3538.6539
19 | 5461.4804 | -3001.6553 | -6537.0711 | 594.5575 | 3482.6885
19 | 5619.5331 | 1016.0008 | -8204.9194 | -1148.9024 | 2718.2879
19 | 5628.1767 | 832.7539 | -8003.4738 | -538.0455 | 2080.5887
19 | 5702.2795 | -2569.5205 | -6093.3261 | 5614.5515 | -2653.9845
19 | 5654.7658 | -6411.3782 | -6715.7525 | 4681.2631 | 2791.1018
19 | 4464.0842 | -7568.9072 | 2125.7024 | 1636.3677 | -657.2472
19 | 5619.0797 | -2840.8607 | -9012.5313 | 6670.752 | -436.4397
19 | 5549.1501 | -4134.9906 | -11164.0623 | 7114.2222 | 2635.6806
19 | 5614.9144 | -6116.3158 | -8234.4363 | 5364.2915 | 3371.5461
19 | 5633.2731 | -6289.7791 | -7524.1765 | 5033.9932 | 3146.6893
19 | -5192.1472 | -6348.3938 | 1764.5231 | 7293.3536 | 2482.6642
19 | -5032.6235 | -7349.6467 | 8435.4555 | 4392.8684 | -446.0536
19 | 1844.7826 | -5773.2229 | -6520.0388 | 6834.8964 | 3613.5826
19 | -2160.8512 | -4876.6735 | -5495.6516 | 8861.7687 | 3671.4076
19 | -1990.9549 | -5345.2687 | -4894.0057 | 8399.9561 | 3830.2733
19 | 5496.5897 | -2432.0179 | -4479.2612 | 5160.721 | -3746.0316
19 | -5190.3606 | -2301.6797 | 2754.8114 | 8176.4465 | -3439.2176
19 | -5219.7456 | -2421.91 | 1457.2515 | 8641.9896 | -2457.5855
19 | -5222.2475 | -2496.2378 | 1332.3163 | 8667.1653 | -2280.9963
19 | -5228.4273 | -5839.4848 | 310.8115 | 8016.4506 | 2740.65
19 | -5218.6405 | -5952.4263 | 201.3255 | 8017.2973 | 2952.444
19 | -5228.4344 | -5970.8964 | 280.856 | 7986.9191 | 2931.5557
19 | -5210.271 | -6167.225 | 1021.8356 | 7638.094 | 2717.5664
19 | -4702.3576 | -4962.1467 | -3355.034 | 9385.0082 | 3634.53
19 | -4788.0219 | -5266.4185 | -2809.6487 | 9131.4204 | 3732.6688
19 | 5606.3577 | 730.4078 | -8774.9364 | -200.3487 | 2638.5196
19 | 5566.447 | -1000 | -10478.2311 | 3421.3512 | 2490.433
19 | 5540.0384 | -2165.7979 | -11609.2222 | 5858.2915 | 2376.6903
19 | -179.8491 | -1000 | -7136.1563 | 5271.1507 | 3044.8547
19 | -767.0161 | -1481.704 | -7268.3254 | 6463.5899 | 3053.4556
19 | -623.9983 | -1000 | -7607.4396 | 6251.4238 | 2980.0141
19 | 1697.4814 | 668.4245 | -6563.3578 | 1187.2335 | 3010.2185
19 | 4586.1819 | 1779.3843 | -12.6917 | -3283.7793 | -3069.0951
19 | -4989.8451 | 1748.385 | 6333.9149 | -275.3814 | -2817.0734
19 | -5028.6116 | 1534.0033 | 4713.1811 | 429.8769 | -1648.4497
19 | -5110.5473 | 718.4926 | -1497.1721 | 3092.7863 | 2796.4405
19 | -5117.5755 | 611.4915 | -1617.2958 | 3321.2044 | 2802.1754
19 | -5200.5477 | -922.9286 | -15.0617 | 6017.8002 | 120.7378
19 | -5209.9773 | -4187.1346 | -274.3752 | 6324.2616 | 3347.2254
19 | -4935.3526 | -277.6434 | -2792.4617 | 5148.1705 | 2857.2872
19 | -5204.4727 | -1140.2762 | 140.3916 | 6408.7546 | -204.3972
19 | -5221.4718 | -2383.6521 | 1307.006 | 8595.3133 | -2297.1955
19 | -4693.3644 | -1188.7416 | -4037.3053 | 7003.9381 | 2915.4731
19 | -5069.6405 | -4009.7488 | -1393.7396 | 6845.3723 | 3627.7566
19 | -5187.3465 | -3325.1531 | -648.0346 | 5588.761 | 3571.7731
19 | 5626.0243 | -1000 | -7865.7996 | 249.0308 | 2990.7445
19 | 5638.0084 | -4534.9429 | -7258.414 | 2736.4032 | 3418.9454
19 | 5648.308 | -5801.2815 | -6913.5742 | 3988.2885 | 3078.2592
19 | 5136.0465 | -1000 | -4992.3168 | -2676.6109 | 3532.8813
19 | 5451.3902 | -3282.7969 | -6404.0311 | 766.3825 | 3469.0554
19 | 2836.9823 | -1000 | -4163.56 | -1330.9327 | 3657.5103
19 | 4760.8263 | 5477.7255 | -1748.5725 | -4403.2471 | -4086.7322
19 | 4384.4365 | 3534.1358 | 816.6114 | -5681.4512 | -3053.7324
19 | -4991.9227 | 5080.7113 | 4391.8117 | -588.6029 | -3891.9973
19 | -5002.8022 | 5016.0017 | 3923.3383 | -408.9285 | -3527.6094
19 | -4933.2127 | 2517.3589 | 7452.7466 | -2508.227 | -2528.6658
19 | 5567.4767 | 4395.4593 | -10503.8593 | -1675.0287 | 2215.952
19 | 2457.8303 | 4229.4535 | -8837.5521 | -351.1416 | 2501.4099
19 | -4900.3489 | 3995.4936 | -3719.7933 | 2347.9082 | 2276.7404
19 | -5073.771 | 4178.2757 | -2206.5168 | 1897.5574 | 1204.4547
19 | -5069.0571 | 3279.7779 | -2396.7187 | 1744.3551 | 2441.6427
19 | -4755.4708 | 3298.6559 | -4642.4492 | 3798.9066 | 2300.3575
19 | 5653.0239 | 3521.1479 | -7787.1609 | -183.3715 | -1203.6394
19 | 5050.0112 | 4190.0013 | -3146.4937 | -1758.6271 | -4334.8918
19 | -5041.7352 | 4148.2193 | 3552.6029 | 1405.4682 | -4064.5553
19 | -5079.2794 | 3897.1744 | 1992.8593 | 2076.5817 | -2887.3359
19 | 5531.3621 | 2831.6531 | -12058.1996 | 1665.4546 | 2029.7299
19 | 5500.912 | 1561.6646 | -13358.5138 | 4382.2929 | 1913.6444
19 | 5527.5502 | -1000 | -12164.2833 | 5394.7575 | 2241.9755
19 | 1529.8264 | 1957.0824 | -10604.2649 | 4778.451 | 2338.9051
19 | 751.2405 | 2741.3109 | -9330.6794 | 3349.591 | 2488.537
19 | -2515.8583 | 2768.4954 | -6904.7774 | 4266.945 | 2385.1954
19 | -4756.1722 | 2937.6654 | -4290.5181 | 4500.3994 | 1608.6254
19 | -4859.3648 | 3049.8167 | -3510.9492 | 4236.8953 | 1083.602
19 | -5121.6297 | 3378.3171 | -1255.1226 | 3452.9654 | -454.5302
19 | -5166.1567 | 2634.8499 | -387.2954 | 4900.0915 | -1981.4894
19 | -5113.6624 | 827.7949 | -1678.4807 | 3194.0288 | 2770.3195
19 | -5173.6256 | 2241.9959 | -79.0633 | 5672.9963 | -2662.3033
19 | -4819.7601 | 2066.3582 | -3982.0301 | 4251.3431 | 2484.0888
19 | -4680.8117 | 2558.5266 | -4914.1568 | 4665.4356 | 2371.0063
19 | -2611.2509 | 2764.036 | -6840.2539 | 4305.0086 | 2382.4602
19 | -4614.8974 | 2717.387 | -5296.3565 | 4991.1316 | 2202.7352
19 | -4534.414 | 2432.8541 | -5723.005 | 5580.458 | 2244.1068
19 | -4600.3336 | 2654.2424 | -5413.5071 | 5026.7695 | 2332.8288
19 | -4527.4114 | 2398.5969 | -5792.6838 | 5573.8638 | 2347.6344
19 | -3065.6628 | 2338.9717 | -7017.8017 | 5353.368 | 2391.1248
19 | -4597.965 | 2717.2852 | -5441.7712 | 4998.7872 | 2323.6638
19 | -4524.666 | 2446.9731 | -5819.9241 | 5557.2667 | 2340.3502
19 | -4652.7942 | 2919.5995 | -5161.8329 | 4581.0738 | 2313.9539
19 | 272.6706 | 2322.8855 | -9482.5584 | 4390.9107 | 2496.0916
19 | -87.8633 | 2115.384 | -9467.6243 | 4944.1076 | 2495.9959
19 | -21.4823 | 1881.6869 | -9419.3822 | 5024.3949 | 2534.7826
19 | 4755.8349 | 5499.4594 | -1728.7819 | -4447.4841 | -4079.0283
19 | -4988.607 | 5124.7887 | 4423.0718 | -682.4222 | -3876.8314
19 | -5000.0508 | 5059.7917 | 3916.2422 | -498.3496 | -3477.6335
19 | 5574.1064 | 1850.0714 | -5734.2464 | 3051.9072 | -4741.8387
19 | -5159.5882 | 1830.8193 | 1415.0759 | 6363.7732 | -4450.0803
19 | -5185.7891 | 1288.7058 | 954.3435 | 7470.049 | -4527.3093
19 | 5569.1381 | 4503.1289 | -10424.8244 | -1902.0902 | 2254.6477
19 | 2604.3952 | 4354.4889 | -8829.0094 | -660.1559 | 2530.2813
19 | -4925.8937 | 4127.047 | -3580.5399 | 2076.5998 | 2302.7867
19 | -5068.4795 | 4267.4984 | -2328.4811 | 1725.5837 | 1403.8785
19 | -5163.1184 | 2686.2818 | -461.6882 | 4801.347 | -1862.8222
19 | -4745.7352 | 3264.5642 | -4738.7936 | 3873.7356 | 2346.2289
19 | -5172.7203 | 2223.8971 | -85.5041 | 5710.0855 | -2675.7582
19 | -4485.5689 | 2304.7491 | -6071.4957 | 5855.86 | 2396.4554
19 | 173.4987 | 2231.2978 | -9573.6074 | 4622.2254 | 2546.5855
19 | -246.6296 | 1991.2929 | -9551.2537 | 5262.7448 | 2543.8455
19 | -354.6653 | 1504.8926 | -9589.4747 | 5780.0894 | 2659.1579
19 | 5496.967 | 1448.167 | -13516.2175 | 4629.445 | 1941.6384
19 | 1653.9118 | 1813.4664 | -10875.2367 | 5050.4649 | 2357.3936
19 | 5700.0635 | 1584.6109 | -6600.2197 | 3627.0282 | -4311.4828
19 | 5708.2805 | 1209.7511 | -6388.6857 | 4308.2431 | -4837.589
19 | 5715.9567 | -1302.0735 | -5943.1497 | 5866.6274 | -4337.3608
19 | 5689.5063 | 268.8093 | -7206.2029 | 6220.2548 | -4972.3675
19 | 5694.384 | -415.2875 | -6958.1335 | 6473.6936 | -4794.6565
19 | -5203.0182 | -1704.5193 | 2070.031 | 8584.732 | -3747.2254
19 | 5631.9226 | 722.3192 | -9092.7266 | 5640.4731 | -2901.9883
19 | -5124.1724 | 1438.7329 | 237.1493 | 7259.0799 | -3810.7896
19 | -5183.3263 | 1559.4212 | 632.1216 | 6998.1833 | -4006.3998
19 | -5186.7718 | 1308.469 | 870.3699 | 7444.4203 | -4436.4874
19 | 5575.0389 | 4536.4928 | -10158.4509 | -2287.7878 | 2334.707
19 | 2824.177 | 4398.2844 | -8680.1365 | -1132.0704 | 2589.7455
19 | -4980.7473 | 4165.1257 | -3219.2926 | 1677.2949 | 2357.6193
19 | -5060.5779 | 4243.0378 | -2523.7543 | 1468.7831 | 1872.5113
19 | -5156.6443 | 2464.1418 | -672.5855 | 4590.9392 | -1225.8512
19 | -5053.4221 | 4098.2855 | -2710.8215 | 1236.2186 | 2429.7394
19 | -4747.7837 | 2948.2694 | -4713.1484 | 4068.0773 | 2444.5854
19 | -5171.0858 | 1648.0052 | -97.1323 | 6048.6536 | -2428.4407
19 | -5186.1924 | 520.0233 | 951.4963 | 8027.0864 | -4312.4137
19 | -5134.509 | 281.6474 | 712.4485 | 8485.7519 | -4345.3388
19 | -5187.353 | 1150.4817 | 927.4334 | 7611.2705 | -4501.8327
19 | -4447.4207 | 1739.9477 | -6247.0698 | 6421.4134 | 2533.1294
19 | -407.5987 | 1400.6817 | -9573.7768 | 5897.3354 | 2683.3583
19 | 5492.9884 | 719.8782 | -13651.412 | 5373.2526 | 2065.2928
19 | 5707.9392 | 461.3383 | -6345.03 | 4781.7144 | -4605.9619
19 | 5691.9393 | -360.6275 | -7040.133 | 6423.2204 | -4714.3992
19 | 5648.3894 | -530.6303 | -8560.4225 | 6965.3803 | -3522.7169
19 | 574.0188 | -294.7318 | -3579.4133 | 7871.5446 | -4571.4184
19 | 5687.1403 | -134.9167 | -7286.4125 | 6632.2721 | -4898.0832
19 | 5708.2889 | 180.827 | -6312.4759 | 4957.514 | -4534.154
19 | 5711.0915 | -1178.2234 | -6117.1968 | 5805.3926 | -4221.0639
19 | 5658.4677 | -5433.2705 | -6806.5648 | 4771.7296 | 1809.638
19 | 5652.872 | -5677.352 | -6900.7051 | 4557.6298 | 2367.5553
19 | 4719.5747 | -6007.9376 | -200.4317 | 1537.9894 | -49.1948
19 | 2450.6678 | -6105.4799 | 1667.2016 | 2175.1666 | -187.5561
19 | -5036.5294 | -6372.3757 | 6707.278 | 4899.0395 | -197.4124
19 | -5016.4588 | -6586.437 | 7695.8493 | 4486.6134 | -579.5669
19 | -3292.3628 | -6205.7248 | 6251.1127 | 4019.0979 | -772.123
19 | -5021.8097 | -6275.5747 | 7358.955 | 4667.5398 | -729.1103
19 | -1580.1933 | -6500.2831 | 5552.2397 | 3167.9421 | -639.7053
19 | 4469.5599 | -6729.9958 | 1826.2948 | 1161.1736 | -727.0324
19 | 5005.7733 | -4776.5806 | -1628.1977 | 3378.7657 | -1979.7607
19 | 3206.1942 | -4995.5218 | -8.4328 | 3661.0274 | -1863.267
19 | -5036.4355 | -6076.0897 | 6925.6857 | 5111.8164 | -924.9769
19 | 4958.8633 | -4931.3359 | -1290.4156 | 3240.9479 | -1978.0598
19 | 5625.1235 | -5625.9141 | -7952.7289 | 5160.0621 | 2793.4574
19 | -5068.1975 | -6313.2959 | 5498.969 | 5590.8181 | 291.7063
19 | -5022.1849 | -6770.1161 | 7722.5247 | 4640.316 | -570.5398
19 | 5654.2268 | -5854.5819 | -6845.3972 | 4683.2251 | 2362.5272
19 | 4494.4503 | -7396.5138 | 1894.7474 | 1702.3354 | -695.0193
19 | 5015.3491 | -4639.6592 | -1666.5155 | 3430.5463 | -2139.7208
19 | 5694.7684 | -484.4965 | -6901.5698 | 6323.8958 | -4632.5979
19 | 5633.3523 | -747.4556 | -9038.7005 | 7077.4435 | -2924.6398
19 | 5507.794 | -3071.0612 | -12901.7666 | 7873.6928 | 2591.3411
19 | 5582.8486 | -5332.2824 | -9558.2808 | 5876.5544 | 3431.1602
19 | 5597.2129 | -5468.0043 | -9002.5562 | 5618.1209 | 3255.2267
19 | -5193.5639 | -5526.4314 | 256.4177 | 7870.251 | 2593.3266
19 | 739.3356 | -4891.5087 | -7355.783 | 7765.8502 | 3742.106
19 | -2389.9815 | -3830.8075 | -7095.3039 | 9663.8 | 3652.2928
19 | -2121.1178 | -4572.3672 | -6143.1892 | 8932.9738 | 3903.7004
19 | -1879.6915 | -428.5132 | -1732.6219 | 8434.3467 | -4393.5201
19 | -5122.742 | -665.5697 | 779.8706 | 9144.5313 | -4136.0903
19 | -5195.0131 | -1001.2222 | 1214.7696 | 8915.5571 | -3934.0914
19 | -5201.635 | -4583.5905 | 120.203 | 8218.3009 | 1446.7215
19 | -5136.799 | -5331.8061 | -605.1204 | 8223.9102 | 2849.8153
19 | -5165.6525 | -5558.8956 | -321.3833 | 8150.0116 | 2895.9198
19 | -5201.6813 | -5445.2882 | -76.2226 | 8024.6558 | 2698.5363
19 | -5216.3611 | -5741.7858 | 117.8606 | 8002.1302 | 2838.1562
19 | -5204.295 | -1129.7883 | 1387.7578 | 8906.275 | -3959.9495
19 | -4440.8702 | -3899.7807 | -5367.9156 | 10086.0323 | 3622.5341
19 | -4610.4722 | -4502.1916 | -4288.1377 | 9583.9679 | 3816.8336
19 | -5058.0874 | -5215.2762 | -1158.3198 | 8425.8701 | 3005.8132
20 | 5704.2892 | 4777.4401 | -9302.2282 | -2354.2906 | 1174.7895
20 | 5796.2377 | 1077.3578 | -6902.0182 | 4608.1866 | -4579.7639
20 | 5802.0978 | -1588.5567 | -6519.1719 | 6332.6523 | -4027.0215
20 | 5746.8688 | -5499.6866 | -7380.6581 | 5383.1954 | 1750.2805
20 | 5738.3477 | -5829.9623 | -7539.413 | 5092.7452 | 2538.2824
20 | 4961.1407 | -6106.8569 | -1858.0757 | 2571.3405 | 432.4514
20 | 4846.6634 | -5991.4955 | -915.7805 | 2325.3557 | -264.7431
20 | -3103.0951 | -6132.5956 | 5467.0706 | 4874.7602 | -1106.14
20 | -5189.3777 | -6215.7049 | 6808.3477 | 5654.7748 | -1058.04
20 | 4676.333 | -6539.7437 | 345.9365 | 1873.3621 | -355.8879
20 | 4508.8293 | -7024.9726 | 1727.1399 | 1620.1283 | -831.1249
20 | 1013.6645 | -6896.5696 | 3888.7928 | 2776.7884 | -782.6761
20 | -5208.3364 | -6469.3838 | 4988.3888 | 6270.9328 | 418.3987
20 | 5111.0906 | -4861.9274 | -2149.3637 | 4014.7048 | -2114.5043
20 | 5071.0274 | -4994.09 | -1860.9547 | 3897.0074 | -2112.9901
20 | 3276.0638 | -5085.0175 | -503.0494 | 4302.6908 | -1990.6877
20 | -5192.3903 | -6173.467 | 6710.5131 | 5752.6839 | -1097.3398
20 | 5740.1968 | -6070.7287 | -7463.9955 | 5263.369 | 2531.1584
20 | 4532.2405 | -7679.8765 | 1800.326 | 2148.3374 | -801.0273
20 | 5699.8349 | -5759.7103 | -8996.0911 | 5912.7606 | 3143.2058
20 | -5210.6264 | -6462.9256 | 4854.5588 | 6345.3594 | 473.6339
20 | -5185.0386 | -6863.3961 | 6852.2079 | 5513.7547 | -317.5278
20 | -5060.2874 | -7053.9281 | 7696.3474 | 5098.6507 | -680.7826
20 | -5176.5848 | -6897.6868 | 7585.8962 | 5239.0073 | -750.6318
20 | -5173.277 | -7050.8074 | 7771.0832 | 5131.5021 | -678.5009
20 | 5117.8312 | -4766.9054 | -2171.0588 | 4050.5267 | -2230.3936
20 | 5768.472 | -265.9004 | -8107.2765 | 7368.6332 | -4763.9283
20 | 5760.0176 | -300.4621 | -8401.1507 | 7469.1304 | -4527.5352
20 | 5603.5789 | -3012.7401 | -13243.7256 | 8425.4636 | 2227.4232
20 | 5699.1319 | -5755.816 | -9022.4724 | 5924.0671 | 3155.0894
20 | 4260.0552 | -5697.86 | -8238.9534 | 6412.5917 | 3264.1665
20 | -5274.0006 | -5748.4568 | -39.5569 | 8405.0179 | 2656.9963
20 | -1253.5112 | -5223.1635 | -5631.1788 | 8512.0075 | 3595.846
20 | 4751.1214 | -257.7984 | -7409.8662 | 7650.6349 | -4734.0917
20 | -5235.7143 | -942.8162 | 367.7761 | 9825.335 | -4014.5806
20 | -5310.5352 | -1268.9741 | 817.1733 | 9592.3937 | -3830.0577
20 | -5302.9047 | -2665.9485 | 221.0106 | 9344.4028 | -1596.5602
20 | -4923.1453 | -4944.5193 | -3573.684 | 9779.2481 | 3662.1005
20 | -5183.2893 | -5431.5412 | -1457.4789 | 8980.8018 | 3091.5076
20 | -4989.2305 | -5449.3273 | -2918.0521 | 9613.9928 | 3742.617
20 | -5282.4569 | -5603.2171 | -647.4775 | 8679.8487 | 2853.3028
20 | -5282.8422 | -5791.5815 | -593.8467 | 8692.3731 | 2975.8973
20 | -5311.0196 | -1353.0093 | 926.0211 | 9608.1357 | -3870.128
20 | -4600.5672 | -3906.3676 | -5652.7977 | 10713.6121 | 3446.1204
20 | -4856.7073 | -4838.3541 | -4043.32 | 9951.2353 | 3787.1462
20 | 5693.0275 | 4340.9395 | -9512.0427 | -2738.1568 | 2216.2324
20 | 5710.8004 | -1000 | -8610.5315 | 1045.5247 | 2854.2064
20 | 5722.6362 | -4394.4185 | -8025.5312 | 3479.687 | 3217.6265
20 | 5723.6501 | -4514.2232 | -7991.5918 | 3598.0968 | 3184.0681
20 | 5728.1468 | -5117.7851 | -7803.7406 | 4008.8572 | 3184.5216
20 | 5718.2736 | -4688.1812 | -8209.7392 | 3970.2865 | 3209.3604
20 | 5513.4335 | 3992.4558 | -8391.395 | -3549.2749 | 2434.7806
20 | 4559.8743 | 4948.9863 | -545.3417 | -5601.7785 | -3361.7404
20 | 4030.2329 | 2308.7887 | 3053.7917 | -7320.7663 | -2072.047
20 | -4555.0973 | 1167.2964 | 10413.4443 | -5877.5118 | -1148.1315
20 | -4455.5867 | 411.2157 | 11267.5748 | -6463.3896 | -759.8142
20 | -4867.5362 | 3737.2823 | 7485.075 | -3987.5901 | -2367.231
20 | -4900.2319 | 3616.4293 | 6752.5662 | -3742.4647 | -1726.2989
20 | -4958.386 | 2693.3611 | 834.0273 | -1852.4543 | 3283.4519
20 | -4941.992 | 2104.4609 | 1734.6766 | -2385.2587 | 3488.1132
20 | -4938.1766 | 1914.9598 | 2064.3214 | -2509.262 | 3468.1574
20 | 4921.4568 | 1692.2042 | -4480.6324 | -5429.4937 | 3296.465
20 | 3537.4688 | 200.0168 | 5951.4459 | -9011.645 | -677.2864
20 | 3773.1068 | -1824.1846 | 4940.5718 | -6251.4177 | -638.0764
20 | 4212.6769 | -3764.2409 | 2768.4587 | -2264.6539 | -952.2408
20 | -4648.7243 | -2331.2354 | 10189.3973 | -2738.8851 | -470.5526
20 | 5226.8102 | -1000 | -5767.3605 | -1787.3864 | 3327.9367
20 | 5274.9286 | -1437.5407 | -5965.6604 | -1200.9039 | 3329.1765
20 | 5262.3192 | -2187.1951 | -5623.364 | -538.8136 | 3087.0535
20 | 5269.5813 | -2837.9714 | -5451.0345 | 111.6846 | 2907.74
20 | 4867.9541 | -2887.1821 | -2554.9334 | -1294.0992 | 1868.2606
20 | 4349.8558 | -2890.2815 | 1160.2113 | -3165.4762 | 545.6906
20 | 4113.303 | -2919.8612 | 2867.5368 | -3990.5473 | -70.4313
20 | 3877.3129 | -2954.1656 | 4561.5997 | -4892.2909 | -592.4562
20 | 3797.499 | -2978.6462 | 5109.8319 | -5408.4686 | -520.2161
20 | 2803.7495 | -2969.8771 | 5244.209 | -4504.9266 | -573.1548
20 | 2048.6299 | -2952.6083 | 4306.9859 | -3326.526 | -76.4815
20 | -4766.5963 | -2965.9186 | 9216.4627 | -1338.7166 | -145.2312
20 | -5042.6609 | -2923.3727 | 5779.4339 | 886.4804 | 1300.1194
20 | -5019.5402 | -2933.8693 | 5772.6253 | 135.0577 | 2045.7264
20 | -4698.6181 | -2976.8635 | 10042.8912 | -1924.8229 | -442.5867
20 | -4604.2789 | -2996.483 | 11001.5054 | -3099.2884 | -301.455
20 | 3898.5544 | -2972.1153 | 4368.7452 | -5156.1244 | -139.06
20 | 1610.4784 | -2863.3257 | -1134.3964 | 171.9818 | 2215.262
20 | 247.7876 | -2893.8053 | 345.1327 | 300.885 | 2000
20 | -1525.2437 | -2882.5658 | 381.6611 | 1549.8745 | 2476.2739
20 | -5087.2498 | -2894.6089 | 3376.8605 | 2335.6184 | 2269.3798
20 | -5051 | -2915.5778 | 4645.3095 | 1157.4999 | 2163.7684
20 | -5091.1576 | -2980.0222 | 3347.8025 | 2462.6218 | 2260.7555
20 | -5045.0228 | -3104.015 | 5081.6613 | 963.2395 | 2104.1369
20 | 805.3097 | -2893.8053 | -212.3894 | 22.1239 | 2278.7611
20 | 310.6679 | -2889.8243 | -332.8153 | 397.8328 | 2514.1389
20 | 4499.0889 | -3000 | 133.5709 | -2511.1377 | 878.478
20 | 4135.8514 | -3000 | 2737.3959 | -3825.4209 | -47.8264
20 | 3883.6342 | -3000 | 4534.0027 | -4823.8774 | -593.7594
20 | 3775.0522 | -3000 | 5268.8085 | -5545.2995 | -498.5613
20 | 2278.3509 | -3000 | 5566.7589 | -4280.82 | -564.2899
20 | 1236.0674 | -3000 | 4824.4432 | -2991.3091 | -69.2015
20 | 4166.1391 | -3107.9732 | 2562.9039 | -3602.9509 | -18.1189
20 | 3910.8669 | -3195.4979 | 4414.7128 | -4530.356 | -599.7258
20 | 4285.803 | -5489.5043 | 2691.6826 | -734.8533 | -753.128
20 | -307.6923 | -3000 | 3000 | -769.2308 | 1076.9231
20 | -1438.1695 | -3139.3005 | 6552.163 | -1923.8177 | -50.8753
20 | -4811.0569 | -3211.8253 | 8884.1599 | -798.6572 | -62.6205
20 | -5047.4271 | -3084.6864 | 5861.9326 | 1041.3815 | 1228.7995
20 | -5102.4274 | -4871.5512 | 6963.2241 | 2828.8895 | 181.865
20 | -5118.5717 | -5140.1784 | 7798.2396 | 3353.581 | -893.0704
20 | -5150.3157 | -6618.8887 | 8035.2859 | 4385.261 | -651.3424
20 | -4727.4011 | -3261.9728 | 9931.3632 | -1497.2207 | -444.7686
20 | -4637.9218 | -3353.6265 | 10885.999 | -2593.8008 | -300.6499
20 | -1781.3783 | -3206.9173 | 8070.8645 | -2587.0212 | -495.5477
20 | 2253.4329 | -2840.7151 | -2840.1253 | 713.7038 | 2713.7038
20 | 1732.8195 | -2733.6759 | -2418.9681 | 709.9122 | 2709.9122
20 | 1542.1687 | -2860.7764 | -1211.5127 | 265.0602 | 2265.0602
20 | 296.5359 | -2853.5679 | -1160.3322 | 1127.9204 | 2589.4438
20 | 502.8011 | -2877.0802 | -718.3226 | 546.3009 | 2546.3009
20 | 5178.0716 | -1264.429 | -5352.1723 | -1893.2278 | 3331.7574
20 | 5098.3156 | -1000 | -4883.9182 | -2547.4057 | 3333.0083
20 | 4655.9287 | -1195.3377 | -5553.2571 | -1279.225 | 3371.8911
20 | 4390.925 | -1000 | -5340.3141 | -1439.7906 | 3389.1798
20 | 249.1197 | 1921.5449 | -1997.2539 | -3807.6186 | 3634.2079
20 | -4929.7271 | 1878.5333 | 2602.5878 | -2783.8707 | 3232.4767
20 | -4912.6237 | 1666.5114 | 3906.041 | -3339.7283 | 2679.7997
20 | -4397.9353 | 424.5083 | 11194.7768 | -6686.7881 | -534.5617
20 | -4367.8717 | -43.2939 | 11753.8911 | -6925.3311 | -417.3945
20 | -5079.5606 | -2612.3866 | 3245.5266 | 2085.7211 | 2360.6995
20 | -294.0974 | 3212.8086 | -3660.8938 | -2486.7086 | 3228.8912
20 | -243.2588 | 1973.7665 | -1778.8618 | -3611.5833 | 3659.9373
20 | -3426.0348 | -1000 | -2376.1311 | 3014.0586 | 3788.1073
20 | -92.0684 | 1564.1095 | -1180.1141 | -3914.3734 | 3622.4464
20 | 4828.1677 | 5568.7534 | -2152.4767 | -4310.4139 | -3934.0305
20 | -4995.9727 | 5180.2437 | 4156.7903 | -630.8857 | -3710.1756
20 | -4900.7161 | 3844.7013 | 7250.2746 | -3726.7254 | -2467.5343
20 | 5714.1925 | 4990.6199 | -9095.3438 | -1957.9534 | 348.4848
20 | 5732.6617 | 4282.773 | -8616.2096 | -579.8759 | -819.3493
20 | 5795.6594 | 1486.4467 | -6949.6768 | 4341.402 | -4673.8313
20 | 5767.1525 | 42.6168 | -8183.7728 | 7223.5567 | -4849.5531
20 | 5766.9765 | -205.94 | -8179.0211 | 7419.1474 | -4801.1628
20 | 5795.7484 | 1891.6074 | -6974.0177 | 4072.7212 | -4786.0594
20 | 5771.0603 | 753.9246 | -8050.7249 | 6495.7124 | -4969.9724
20 | 5615.9868 | 3004.6466 | -12846.6867 | 2482.5957 | 1743.4577
20 | 5584.6764 | 1561.9922 | -14176.7812 | 5378.2028 | 1651.9098
20 | 5585.527 | 1731.7946 | -14147.7277 | 5204.3275 | 1626.0787
20 | -2632.2573 | 2498.3415 | -8425.2371 | 6134.0554 | 2425.0974
20 | -4613.5465 | 2610.3888 | -6573.9049 | 6457.627 | 2119.4357
20 | -4714.2705 | 2796.6463 | -5869.894 | 6046.3404 | 1741.1778
20 | -5138.4987 | 3713.1998 | -2458.6255 | 4001.2092 | -117.2848
20 | -5238.5584 | 1829.9239 | -535.9056 | 7253.1468 | -3308.6067
20 | -5268.6598 | 1248.6606 | 223.6668 | 8231.4442 | -4435.1117
20 | -5247.3477 | 1151.1385 | 124.8119 | 8418.9404 | -4447.5431
20 | -5265.0652 | 1452.5492 | 195.4313 | 8114.6178 | -4497.5332
20 | -5232.2924 | 2132.6151 | -609.6135 | 7049.5018 | -3340.2111
20 | -5256.1565 | 1722.6618 | 16.1995 | 7825.0876 | -4307.7923
20 | 5720.0479 | 4814.3 | -8933.3734 | -1619.4858 | 18.5113
20 | 5701.8097 | 3245.964 | -9160.2108 | -1944.4934 | 2156.9304
20 | 5706.7004 | 2221.9792 | -8939.1656 | -1213.8909 | 2224.377
20 | 5730.0447 | 1761.1297 | -8375.0564 | 301.5705 | 582.3115
20 | 5807.6208 | -1591.8716 | -6328.1437 | 6297.6375 | -4185.243
20 | 5807.9803 | -1755.4258 | -6304.656 | 6403.4337 | -4151.3322
20 | 5740.9122 | -6504.9551 | -7350.8125 | 5250.4489 | 2864.4065
20 | 4531.6721 | -7683.7472 | 1805.534 | 2146.7661 | -800.225
20 | 5808.056 | -1756.5935 | -6302.8563 | 6408.1789 | -4156.7852
20 | 4909.7593 | 2513.9022 | -1913.7173 | -1936.2368 | -3573.7074
20 | 5717.422 | -1000 | -8395.3193 | 1068.6557 | 2609.2416
20 | 5734.6678 | -5945.9502 | -7542.9252 | 4615.4325 | 3138.775
20 | 5710.4748 | 1295.0057 | -8767.3194 | -519.5934 | 2281.4323
20 | 5722.1073 | 1065.3633 | -8486.2223 | 235.5647 | 1463.187
20 | 5800.5766 | -2326.2425 | -6415.7427 | 6300.6668 | -3359.2582
20 | 5740.1653 | -6604.3603 | -7358.0636 | 5262.1208 | 2960.1379
20 | 4507.733 | -7805.7606 | 1973.8936 | 2098.912 | -774.778
20 | 5734.4519 | -2523.4787 | -8735.2076 | 7118.5324 | -1594.298
20 | 5645.0317 | -4073.8151 | -11503.2203 | 7665.1718 | 2266.8319
20 | 5731.5115 | -6556.4259 | -7682.7904 | 5401.292 | 3106.4129
20 | 4753.0318 | -6517.0196 | -7150.0479 | 5733.4574 | 3180.5783
20 | -5256.1593 | -6570.1379 | 1457.9705 | 7825.1773 | 2543.1494
20 | -5165.819 | -7588.6192 | 8434.5732 | 4889.1169 | -569.252
20 | -97.9781 | -6099.3666 | -4855.6454 | 7580.5897 | 3472.4004
20 | 5701.0251 | -2263.0406 | -5608.7777 | 6078.7092 | -3907.916
20 | -4831.7795 | -2128.9589 | 1550.4682 | 9037.2946 | -3627.0243
20 | -5296.5694 | -2160.8398 | 1912.4416 | 9138.5057 | -3593.5381
20 | -5304.4286 | -2904.5663 | 552.8692 | 9393.9301 | -1737.8044
20 | -5299.6983 | -3770.5857 | 183.293 | 9240.1943 | -353.2033
20 | -5005.5997 | -5535.1883 | -2755.4473 | 9576.9533 | 3719.282
20 | -5014.4159 | -5574.3074 | -2689.0664 | 9544.3668 | 3733.4229
20 | -5283.633 | -6078.3153 | -499.0538 | 8718.0728 | 3142.9293
20 | -5267.6089 | -6373.4879 | 634.865 | 8197.2896 | 2808.9422
20 | -4856.7279 | -4993.506 | -3690.8959 | 10020.0563 | 3521.0735
20 | 5693.5396 | 933.8368 | -9497.0083 | 678.7803 | 2190.8516
20 | 5648.41 | -1000 | -11418.4658 | 4728.3889 | 2041.6669
20 | 5633.1024 | -1666.6099 | -12072.2159 | 6122.6851 | 1983.0384
20 | -664.0727 | -1000 | -7679.9927 | 6753.208 | 2590.8574
20 | -2846.0231 | 814.8021 | -4559.4983 | 3666.3442 | 2924.3751
20 | -5108.7208 | 831.9019 | -2870.1618 | 4297.2519 | 2849.7288
20 | -5144.3031 | 867.6818 | -2565.3907 | 4189.8522 | 2652.1598
20 | -4824.2757 | -552.3493 | -4706.3293 | 7143.0904 | 2939.8639
20 | -5266.5994 | -1409.8195 | -206.0549 | 8164.4793 | -1282.0056
20 | -5278.8722 | -1645.3418 | 105.2263 | 8563.3476 | -1744.3599
20 | -4818.9996 | -572.1918 | -4733.5341 | 7183.5305 | 2941.1949
20 | -4820.3143 | -1209.605 | -4625.1822 | 7586.1412 | 3068.9604
20 | -4848.851 | -1348.1523 | -4439.1628 | 7525.3746 | 3110.7915
20 | -4472.0888 | -597.9386 | -5019.7079 | 7135.7447 | 2953.9906
20 | -4689.0876 | -1000 | -4770.3406 | 7429.6038 | 3029.8245
20 | 4785.123 | 1925.2299 | -1105.653 | -2320.6069 | -3284.093
20 | -5038.6323 | 1897.4666 | 5429.6583 | 755.5492 | -3044.0418
20 | -5295.1178 | -2086.3371 | 1899.5242 | 9091.3283 | -3609.3976
20 | 5718.1118 | -1000 | -8379.9393 | 1106.2574 | 2555.5701
20 | 5736.5134 | -6277.4424 | -7470.4152 | 4890.7497 | 3120.5944
20 | 5540.8093 | 2612.5942 | -8038.2173 | -2454.0064 | 2338.8202
20 | 4550.3871 | 3399.2279 | -28.5884 | -4751.9971 | -3169.0294
20 | 4034.0044 | 2206.3663 | 3064.6539 | -7237.4782 | -2067.5464
20 | 4838.2886 | 1249.4247 | -3654.5615 | -5626.8706 | 3193.7188
20 | 4142.5753 | 1947.3058 | 2069.8894 | -7124.3695 | -1035.4011
20 | 3944.4677 | 1896.2926 | 3617.1021 | -7603.0838 | -1854.7786
20 | 4754.6519 | 924.4364 | -3102.0341 | -5892.5151 | 3315.4609
20 | 3427.0789 | -506.9253 | 6904.8041 | -9328.6481 | -496.3096
20 | 4901.9888 | -374.5863 | -3722.8967 | -4135.152 | 3330.6463
20 | 4946.2537 | -1626.4441 | -3620.0074 | -2793.9746 | 3094.1725
20 | 4938.5773 | -2082.8173 | -3411.6249 | -2390.9086 | 2946.7734
20 | 3768.618 | -2984.3136 | 5286.2658 | -5758.8116 | -311.7586
20 | 3715.9555 | -2988.4612 | 5665.5399 | -5944.7935 | -448.2407
20 | 3680.5548 | -2992.1486 | 5877.131 | -6144.3876 | -421.1496
20 | 4948.2818 | -2952.4692 | -3181.3357 | -1521.6281 | 2707.1513
20 | 4609.0873 | -2994.0302 | -735.432 | -2708.8835 | 1829.2583
20 | 3908.1753 | -2998.2232 | 4290.6213 | -5240.5859 | 40.0125
20 | 4589.5685 | -3000 | -593.1678 | -2773.284 | 1776.8833
20 | 3901.6239 | -3000 | 4338.2828 | -5262.4384 | 22.5318
20 | 3723.8215 | -3042.7911 | 5629.7299 | -5861.0352 | -449.7251
20 | 3758.9814 | -3269.3533 | 5467.1232 | -5496.9556 | -459.7957
20 | 4592.9742 | -3000 | -632.8633 | -2787.3584 | 1827.2475
20 | 3908.4518 | -3000 | 4284.71 | -5245.7262 | 52.5643
20 | 5686.402 | -5677.3321 | -7311.1867 | 4145.7753 | 3156.3416
20 | 5165.154 | -2234.758 | -4912.9619 | -1303.6488 | 3286.2147
20 | 4992.472 | -1000 | -4136.6444 | -3174.6514 | 3318.8237
20 | 4722.4572 | 798.7096 | -2873.2884 | -5966.8048 | 3318.9264
20 | 2894.7327 | 1026.9877 | -2132.1889 | -5239.3371 | 3449.8056
20 | -4914.2469 | 1374.3287 | 3807.6139 | -3286.9759 | 3019.2801
20 | -4911.1895 | 1320.618 | 4041.8984 | -3386.3409 | 2935.0139
20 | -4913.6476 | 1163.9518 | 4104.9047 | -3306.4533 | 2951.2443
20 | 5391.186 | 2046.8183 | -7033.2734 | -2906.4308 | 2501.7
20 | 4423.9232 | 2815.0578 | 789.0625 | -5150.6866 | -2877.357
20 | 4038.1642 | 1923.9412 | 3099.8414 | -7007.4429 | -2054.504
20 | -4573.6629 | 798.3785 | 10479.5441 | -5575.5954 | -1128.6643
20 | -4489.6317 | 370.1029 | 11107.8873 | -6149.7231 | -838.6354
20 | -4972.268 | 2544.2005 | 6586.232 | -1401.2897 | -2756.8748
20 | -5058.2156 | 1706.6226 | -940.0687 | 1392.0085 | 2899.6532
20 | -4968.0285 | 627.2511 | 2417.866 | -1539.0735 | 3461.9849
20 | -5210.7845 | -3501.6837 | -1421.4168 | 6350.4967 | 3783.3883
20 | -5139.5515 | 913.9876 | -2663.0854 | 4035.4239 | 2853.2255
20 | -5214.8466 | -3383.4698 | -1624.1018 | 6482.5137 | 3739.9045
20 | -5220.9949 | -3706.0902 | -1535.2197 | 6682.3348 | 3779.97
20 | -4930.0394 | 1952.1353 | 7957.6181 | -2773.72 | -2205.994
20 | -4926.7125 | 383.9659 | 4538.491 | -2881.8451 | 2886.1006
20 | 4718.7184 | 741.9639 | -2837.1462 | -5943.563 | 3320.0269
20 | 4672.3757 | 724.7778 | -2498.8403 | -6094.4499 | 3196.1366
20 | 4445.2389 | 952.6223 | -629.9188 | -6583.354 | 1815.4116
20 | 3702.4559 | 761.354 | 5171.1854 | -8378.2408 | -1256.7546
20 | -2195.7914 | 29.1544 | 10163.848 | -7348.2169 | -648.994
20 | 234.647 | 427.4901 | 3061.3778 | -5895.3704 | 2171.8556
20 | -4619.7947 | 141.1567 | 8370.1408 | -5255.3529 | 1363.8501
20 | -4860.0228 | 294.916 | 5290.8427 | -3399.4905 | 2673.7546
20 | -4476.3496 | -132.7303 | 10346.7868 | -6238.005 | 500.2981
20 | -4612.9042 | 274.5941 | 8376.1294 | -5361.6347 | 1323.8155
20 | -4470.8764 | -108.1628 | 10400.9565 | -6289.6115 | 467.6942
20 | -3940.5862 | -159.9515 | 10205.3652 | -6509.4205 | 404.593
20 | 3399.0051 | -648.1441 | 7099.4375 | -9390.2921 | -460.0064
20 | 460.1885 | -565.0054 | 9041.2653 | -8529.299 | -407.1494
20 | 3642.9858 | 710.6702 | -2300.7073 | -5452.4175 | 3399.4688
20 | -436.4252 | 746.9292 | -731.8006 | -3186.7769 | 3608.0735
20 | -2306.1364 | -1000 | -1082.6645 | 705.4343 | 3683.3666
20 | 4816.1249 | -116.8382 | -3247.6071 | -4781.7458 | 3330.0662
20 | 4873.227 | -1731.7465 | -3114.8789 | -3051.6144 | 3025.0127
20 | 4867.657 | -2062.8973 | -2963.6736 | -2759.1439 | 2918.0578
20 | 3671.0324 | -2984.9401 | 5932.4555 | -6203.8067 | -414.7412
20 | 3605.8285 | -2993.1149 | 5971.2922 | -6170.6531 | -413.3526
20 | -659.1017 | -2918.6183 | 2054.0128 | -803.7941 | 2327.5013
20 | -3343.2349 | -2927.6934 | 4311.0314 | -211.7005 | 2171.5973
20 | -2131.0612 | -2999.4194 | 9690.4864 | -4253.4665 | -306.5392
20 | -4651.3055 | -2990.692 | 10354.1203 | -2838.9373 | 126.8145
20 | -5017.3266 | -2934.2824 | 5797.1257 | 111.3465 | 2043.1368
20 | -5020.0327 | -2958.7724 | 5785.2348 | 151.0628 | 2042.5075
20 | 4877.8393 | -2975.3744 | -2722.0441 | -1847.0566 | 2666.6358
20 | 4556.1128 | -3014.795 | -402.1001 | -2973.1704 | 1833.9528
20 | 3905.0888 | -3018.5537 | 4266.1726 | -5324.8071 | 172.0994
20 | 3683.394 | -3071.9082 | 5876.4271 | -6071.1738 | -416.739
20 | 3672.3101 | -2995.3528 | 5926.8865 | -6189.1965 | -414.6474
20 | 3716.7719 | -3286.9871 | 5722.0621 | -5725.5477 | -426.2992
20 | 2454.5455 | -3000 | 545.4545 | -2045.4545 | 2045.4545
20 | 2200 | -3000 | 1600 | -2500 | 1700
20 | 1692.3077 | -3000 | 1000 | -1769.2308 | 2076.9231
20 | -730.3772 | -3298.5299 | 8612.5122 | -4243.5843 | -340.0208
20 | -2672.4613 | -3335.9864 | 9851.5915 | -3538.4125 | -304.7315
20 | -4674.3185 | -3343.4961 | 10379.5144 | -2397.2905 | 35.5907
20 | -5025.8137 | -3154.4338 | 5885.2995 | 338.9462 | 1956.0018
20 | -5157.9362 | -7446.8689 | 8530.8395 | 4632.9266 | -558.9611
20 | -4740.0886 | -4291.6432 | 10515.6455 | -1149.2705 | -334.6433
20 | 1720.4301 | -2994.6237 | 865.5914 | -1715.0538 | 2123.6559
20 | 1034.4606 | -2978.8707 | 604.9516 | -1079.9233 | 2419.3818
20 | -4172.9178 | -3121.1883 | 4936.4696 | 252.9806 | 2104.6558
20 | -5029.3127 | -3146.0594 | 5684.1392 | 452.6624 | 2038.5706
20 | -5067.6877 | -3716.4795 | 4949.6067 | 1699.8499 | 2134.7106
20 | 5665.9788 | -5884.8898 | -7131.7577 | 4204.4029 | 3146.2658
20 | 5156.2135 | -2518.1526 | -4786.3637 | -1124.9751 | 3273.2779
20 | 4943.8985 | -1000 | -3831.8702 | -3425.3995 | 3313.3712
20 | -1260.5379 | 1789.4964 | -3524.5352 | -35.5146 | 3031.0913
20 | 5749.5898 | 3708.2592 | -8161.51 | 531.2052 | -1827.5442
20 | 5796.6097 | 1893.417 | -6944.3845 | 4065.7213 | -4811.3636
20 | 5773.5194 | 840.4461 | -7949.0873 | 6309.2166 | -4974.0949
20 | 5787.1251 | -950.8757 | -7274.1365 | 6984.3253 | -4546.4382
20 | 5261.1648 | 4257.4572 | -4295.3319 | -792.1995 | -4431.0907
20 | -5090.5562 | 4219.5794 | 2601.8395 | 2443.0756 | -4173.9383
20 | -5249.5994 | 1808.7734 | 372.6652 | 7611.9793 | -4543.8185
20 | 5635.9211 | 3074.6266 | -12154.9613 | 2263.0784 | 1181.3353
20 | 5601.0091 | 1933.5324 | -13579.6387 | 4732.1781 | 1312.9191
20 | 5595.3702 | 1842.086 | -13746.4674 | 4721.7051 | 1587.3062
20 | 5625.7805 | -1000 | -12395.1718 | 5855.4289 | 1913.9623
20 | 5620.3648 | 3072.6622 | -12683.7487 | 2326.6328 | 1664.0889
20 | 5593.7616 | 1974.132 | -13817.305 | 4676.8186 | 1572.5928
20 | 5623.3369 | 2832.9131 | -12552.9142 | 2405.5855 | 1691.0788
20 | 3228.2713 | 2662.7121 | -10945.1387 | 3120.9265 | 1933.2289
20 | -2966.3889 | 1646.1086 | -5847.4083 | 4454.7185 | 2712.9701
20 | -3419.2475 | 1898.3766 | -6840.6719 | 5787.6973 | 2573.8456
20 | -4545.0179 | 1836.9996 | -6031.8669 | 6195.6917 | 2544.1934
20 | -3539.2058 | 1795.2655 | -6876.1094 | 6044.2727 | 2575.7771
20 | 2788.6762 | 3135.5621 | -9799.3567 | 2961.7897 | 913.3287
20 | -5131.965 | 3721.9008 | -567.787 | 3788.8612 | -1811.01
20 | -5149.4129 | 2509.3878 | -2293.639 | 4355.9179 | 577.7461
20 | -4963.0484 | 1452.8285 | -4010.9749 | 4822.0435 | 2699.1513
20 | -4934.4385 | 2952.1632 | -3853.6858 | 5608.4111 | 227.5499
20 | -5159.2073 | 3361.7712 | -2001.5113 | 4674.2367 | -875.2893
20 | -4875.5453 | 2683.9851 | -4242.1953 | 6169.1347 | 264.6208
20 | -4852.9384 | 2603.8745 | -4362.2633 | 6335.1732 | 276.154
20 | -5228.263 | 2198.9089 | -657.0119 | 6918.5465 | -3232.1805
20 | -5244.3638 | 1922.7165 | -242.6912 | 7441.8224 | -3877.484
20 | -4736.5869 | 1979.2257 | -5639.1915 | 6167.2595 | 2229.2932
20 | -4714.0956 | 1877.2626 | -5827.7331 | 6225.2512 | 2439.3151
20 | -4708.6991 | 1821.8882 | -5884.8114 | 6228.8984 | 2542.7239
20 | -4717.3695 | 1811.4591 | -5831.1792 | 6190.0215 | 2547.0681
20 | 2656.5511 | 3133.4937 | -10844.4407 | 3121.5259 | 1932.87
20 | -2395.2137 | 3482.7307 | -7458.9295 | 3953.5926 | 2417.8199
20 | -4805.9399 | 3652.9026 | -5487.7154 | 4307.3748 | 2333.378
20 | -5138.8879 | 3704.2039 | -2402.3951 | 4013.8565 | -176.7775
20 | -4661.9447 | 2963.9293 | -6411.8652 | 5743.1258 | 2366.7548
20 | -2949.3153 | 3001.3937 | -7624.131 | 5151.9183 | 2420.1343
20 | -4661.1087 | 2960.8465 | -6416.1409 | 5749.4928 | 2366.9103
20 | -4664.4133 | 2960.7431 | -6386.7949 | 5747.9502 | 2342.5149
20 | -4647.3934 | 2910.3105 | -6487.0531 | 5853.947 | 2370.189
20 | -4693.1567 | 2100.8474 | -6037.9623 | 6131.8993 | 2498.3723
20 | -3181.6444 | 2802.1756 | -7693.4005 | 5649.0949 | 2423.7744
20 | 4981.4421 | 5487.7854 | -2939.6649 | -3317.6964 | -4211.8662
20 | -5033.5404 | 5084.6323 | 3385.1077 | 590.0624 | -4026.2621
20 | 5654.1565 | 4513.6065 | -11234.3478 | -751.8869 | 1818.4718
20 | 943.7141 | 4273.761 | -8654.3359 | 1227.9639 | 2208.8969
20 | -5047.3161 | 4927.4842 | 2162.9901 | 1037.7739 | -3080.932
20 | -5096.8899 | 3034.6806 | -3150.5733 | 2648.9218 | 2563.8608
20 | -1596.4075 | 4198.4689 | -7220.7903 | 2181.8418 | 2436.887
20 | -4908.8346 | 4155.9415 | -4853.5233 | 3262.3812 | 2344.0352
20 | -5101.8992 | 4328.4605 | -3150.149 | 2811.7227 | 1111.8649
20 | -5099.1054 | 3152.8403 | -3314.6824 | 2720.9267 | 2540.0209
20 | -1573.3852 | 3696.8055 | -6533.5278 | 1871.5876 | 2538.5199
20 | -1728.6306 | 4069.4856 | -7260.1993 | 2496.399 | 2422.9453
20 | -4856.8758 | 3897.5755 | -5163.1576 | 3797.7956 | 2324.6623
20 | -5110.817 | 4177.453 | -2959.8601 | 3101.5509 | 791.6732
20 | -5100.0303 | 3103.068 | -3297.8749 | 2750.9837 | 2543.8536
20 | 5058.1254 | 5574.0141 | -3753.2588 | -3438.2016 | -3440.6791
20 | 4931.891 | 5678.9583 | -2734.8485 | -3735.3283 | -4140.6725
20 | -5018.0738 | 5302.0763 | 3574.5168 | 87.3978 | -3945.9171
20 | 4937.2384 | 5676.1053 | -2762.3032 | -3700.6781 | -4150.3624
20 | -5019.5893 | 5297.9671 | 3543.5678 | 136.6523 | -3958.5979
20 | -5257.575 | 1689.1689 | 235.1399 | 7871.1887 | -4537.9224
20 | -5032.4058 | 5155.407 | 2333.9443 | 553.1885 | -3010.1341
20 | 5657.9386 | 4741.7967 | -11058.1162 | -1233.4011 | 1891.7819
20 | -1416.8767 | 4401.7405 | -7167.3057 | 1697.748 | 2484.6939
20 | -4936.1092 | 4297.5541 | -4705.6158 | 2970.6843 | 2373.4865
20 | -5094.7106 | 4450.7822 | -3315.4032 | 2578.0946 | 1381.237
20 | -4641.6058 | 2893.5444 | -6608.1701 | 5898.0642 | 2458.1672
20 | -4579.3716 | 2664.2021 | -6929.3331 | 6372.0342 | 2472.4684
20 | -3528.4484 | 2585.0466 | -7796.8711 | 6228.7123 | 2511.5607
20 | 5672.9828 | 4636.9232 | -10392.8802 | -1957.3774 | 2040.3517
20 | 5585.3119 | 781.0441 | -14123.2433 | 5996.9414 | 1759.946
20 | 5593.6044 | -1000 | -13719.4807 | 7135.7418 | 1990.1345
20 | -1151.3805 | 4297.3389 | -6566.0354 | 791.3915 | 2628.6855
20 | -5067.8184 | 4175.6412 | -3786.1777 | 2166.4804 | 2511.8745
20 | -5081.0493 | 4188.6175 | -3670.0205 | 2134.1016 | 2428.3506
20 | -5080.0774 | 4149.7796 | -3696.9038 | 2102.5155 | 2524.6861
20 | -5189.7445 | -2109.4561 | -2183.6268 | 5666.6956 | 3816.1318
20 | -5269.7759 | -5140.3999 | -859.7387 | 8267.7166 | 3002.1978
20 | -5128.1314 | -2465.9632 | -2574.6368 | 6322.0123 | 3846.7191
20 | -5211.8925 | -3255.5227 | -1719.4727 | 6386.5067 | 3800.3811
20 | -4657.166 | 2114.8982 | -6429.6592 | 6317.7609 | 2654.1661
20 | -5247.4856 | 1286.7913 | -430.8925 | 7543.2835 | -3151.6966
20 | -5276.8296 | 765.631 | 324.3153 | 8496.9616 | -4310.0783
20 | -5234.1903 | 579.1858 | 125.4902 | 8866.4673 | -4336.953
20 | -4554.9974 | 1719.1788 | -6954.649 | 7108.2369 | 2682.2307
20 | -4556.809 | 840.8932 | -6805.3519 | 7662.9902 | 2858.2774
20 | -4572.5984 | -1000 | -6370.4115 | 8844.152 | 3098.8578
20 | -4789.6186 | -1000 | -4874.603 | 7613.8926 | 3050.329
20 | -4725.8818 | -110.2727 | -5682.6262 | 7386.6782 | 3132.1024
20 | -4758.2503 | -1000 | -5334.3656 | 7821.2523 | 3271.3636
20 | -4892.8041 | -4594.1688 | -3889.0574 | 9582.3359 | 3793.6943
20 | -4864.5184 | -1000 | -4602.2201 | 7073.1461 | 3393.5925
20 | -4811.1436 | -1000 | -4819.3895 | 7503.1662 | 3127.3669
20 | -4100.1911 | 1686.9273 | -7330.0809 | 7044.6399 | 2698.7047
21 | 5004.7057 | 6133.662 | -2529.5662 | -3615.2905 | -4993.511
21 | 4906.1424 | 5906.5258 | -1938.7805 | -4089.2604 | -4784.6274
21 | 5763.7128 | 5036.3428 | -9001.7345 | -2251.3529 | 453.0318
21 | 5713.0265 | 4753.5635 | -10741.3996 | -1684.1633 | 1958.9729
21 | 2214.4997 | 4282.7465 | -7879.1782 | -1051.4778 | 2433.4097
21 | 5748.7723 | 3755.9233 | -9188.1253 | -2519.0884 | 2202.5181
21 | 5746.1564 | 3791.7462 | -9275.4625 | -2552.4775 | 2290.0374
21 | 5558.1123 | 3061.2643 | -8032.0169 | -3147.7834 | 2560.4236
21 | 5753.9128 | 1473.9474 | -8883.2646 | -908.1064 | 2563.5108
21 | 5734.2507 | 0 | -9705.4049 | 1412.6415 | 2558.5127
21 | 5762.6935 | 0 | -8508.5544 | 149.8851 | 2595.9759
21 | -5255.9187 | 4595.2195 | 6738.1531 | -2365.2857 | -3712.1683
21 | -5269.2866 | 4164.9133 | 3983.3514 | -1496.371 | -1382.6072
21 | -4670.5381 | 3501.2246 | -1310.255 | -99.6484 | 2579.217
21 | -5260.1327 | 1147.2018 | 3379.1367 | -2091.3762 | 2825.1703
21 | -5259.0978 | 1337.3448 | 3229.5979 | -2158.6422 | 2850.7973
21 | -5228.0976 | 2267.3677 | 9556.6179 | -4173.6537 | -2422.2343
21 | -5222.2997 | 1586.0843 | 9966.6091 | -4550.518 | -1779.8757
21 | -5106.2558 | 511.9857 | 10542.6001 | -5174.9655 | -773.3646
21 | -5221.2025 | 1433.5316 | 10331.0962 | -4621.8391 | -1921.5862
21 | -5223.5613 | 1703.553 | 10251.1381 | -4468.5169 | -2262.613
21 | 3999.2299 | 1693.112 | 3829.4248 | -7104.4474 | -2417.3193
21 | 4441.0488 | -919.4067 | 1749.1614 | -2678.5193 | -2592.2842
21 | 3757.1761 | -174.0027 | 5122.8904 | -8064.1888 | -641.875
21 | 3769.9279 | -232.6303 | 5002.7272 | -8046.3961 | -493.6286
21 | 3792.5719 | -255.4073 | 4816.2968 | -7997.8245 | -355.6369
21 | 4900.0504 | 946.6136 | -3534.2107 | -5138.8715 | 2826.4182
21 | 4406.5918 | -2232.9931 | 1074.6778 | -3917.1816 | 668.9052
21 | 4909.6987 | -2096.0546 | -2581.3758 | -2232.2683 | 2000
21 | 4994.7257 | -2809.5238 | -2944.9015 | -1240.3004 | 2000
21 | 4855.6277 | -2902.5297 | -1958.4993 | -1994.5987 | 2000
21 | 1034.4828 | -2931.0345 | 1000 | -1103.4483 | 2000
21 | 5211.9339 | -1863.1713 | -4828.2993 | -1362.2389 | 2841.7756
21 | -567.2269 | -2809.5238 | 964.986 | 411.7647 | 2000
21 | -594.4056 | -2811.1888 | 1000 | 405.5944 | 2000
21 | 4610.0137 | -2898.9215 | -154.5067 | -2543.4113 | 986.8258
21 | 4819.1021 | -2876.7507 | -1661.9454 | -1809.8175 | 1529.4116
21 | 5134.2587 | -2910.5532 | -3905.7324 | -630.6522 | 2312.6791
21 | 5160.4379 | -2768.0645 | -4147.133 | -680.5629 | 2435.3225
21 | 5287.3403 | -2490.0954 | -5152.6983 | -488.0906 | 2843.544
21 | 5782.5803 | -5038.2541 | -7628.0362 | 4086.7697 | 2796.9402
21 | 697.3192 | -2445.9564 | -1961.4945 | 845.1897 | 2864.942
21 | -948.0735 | -2774.4323 | 313.728 | 1040.3164 | 2368.4613
21 | -1828.8119 | -2802.9703 | 1000 | 1296.6832 | 2335.099
21 | -5138.575 | -2807.3419 | 3207.6745 | 2366.2031 | 2372.0393
21 | -5059.1905 | -2634.3498 | 2530.7265 | 2518.8765 | 2643.9373
21 | -4799.3198 | -3685.4063 | 777.2545 | 4839.4114 | 2868.0601
21 | -5310.5759 | -2829.2598 | 4534.3261 | 1187.4339 | 2418.0758
21 | -5310.1601 | -2829.7319 | 4560.452 | 1160.4077 | 2419.0323
21 | -5310.4995 | -2826.9647 | 4532.8295 | 1182.4662 | 2422.1685
21 | -1413.6219 | -2807.3785 | 1000 | 880.4541 | 2340.5463
21 | -2096.8045 | -2461.6257 | -54.5266 | 1735.7299 | 2877.227
21 | -291.0949 | -2471.8493 | -473.234 | 347.8449 | 2888.3333
21 | 5765.6155 | -6046.1411 | -7106.4577 | 5082.7458 | 2304.2374
21 | 5792.8969 | -6033.4373 | -7303.8666 | 5173.6481 | 2370.759
21 | 5764.4359 | -5962.0327 | -8389.5694 | 5806.2328 | 2780.9334
21 | -325.3415 | -6172.3271 | -4380.9275 | 8073.9554 | 2804.6408
21 | -3345.4006 | -6388.6719 | -683.294 | 8235.7426 | 2181.6239
21 | -4636.8791 | -6370.6929 | 261.2837 | 8573.2912 | 2172.9971
21 | -4424.0782 | -6095.06 | -1499.5731 | 9194.3036 | 2824.4077
21 | -4735.8371 | -6478.0619 | 1085.0315 | 8289.5729 | 1839.2947
21 | 5799.0043 | -6837.5702 | -7053.5984 | 5740.2762 | 2351.8882
21 | 5782.4957 | -6862.9322 | -6927.6917 | 5697.2335 | 2310.8947
21 | -1450.6871 | -6497.6067 | -1933.6106 | 7689.7556 | 2192.1489
21 | -4770.433 | -7040.4084 | 1460.8973 | 8195.1763 | 2154.7678
21 | -5312.6279 | -7540.5146 | 6970.392 | 6211.6326 | -328.882
21 | -5388.2464 | -7534.9019 | 7013.936 | 6236.0144 | -326.8022
21 | -5390.9787 | -7448.4236 | 6582.0324 | 6413.6137 | -156.2437
21 | -5388.1105 | -7552.0488 | 7037.847 | 6227.1806 | -324.8682
21 | -5390.9877 | -7515.3626 | 6593.315 | 6414.1989 | -101.1637
21 | -5385.8583 | -7836.2808 | 7435.1024 | 6080.7917 | -293.755
21 | 5767.6903 | -6556.7581 | -8252.5664 | 6256.1846 | 2785.4497
21 | -1312.8862 | -6315.0919 | -2072.9728 | 7508.0214 | 2192.9295
21 | -4843.9979 | -5167.5193 | 1554.2868 | 6312.3749 | 2144.8555
21 | -1507.5116 | -2953.0139 | 1000 | 1251.0665 | 2209.459
21 | -5181.3771 | -3079.5423 | 3623.8421 | 2485.3131 | 2151.7643
21 | -5316.9693 | -3127.1774 | 4679.4613 | 1603.0015 | 2161.6839
21 | 2172.4504 | -2908.8174 | 1580.5643 | -1820.8243 | 976.627
21 | 2185.6459 | -2890.9091 | 433.4928 | -1158.5327 | 1430.303
21 | 1138.1519 | -2881.0613 | 1000 | -756.3281 | 1499.2376
21 | 35.6083 | -2922.8487 | 1000 | 94.9555 | 1792.2849
21 | 1307.1895 | -2908.4967 | 1000 | -1028.3224 | 1629.6296
21 | 1458.4673 | -2904.2288 | 2100.9582 | -1625.276 | 970.0792
21 | 918.7107 | -2935.7094 | 2444.6869 | -1402.6032 | 974.9151
21 | -5305.153 | -3144.7764 | 6636.3206 | 834.9441 | 978.6646
21 | -5322.0766 | -3105.9232 | 4757.1182 | 1934.9812 | 1735.9004
21 | -5341.0914 | -4233.6779 | 5248.8502 | 3170.9399 | 1154.9792
21 | 1809.7678 | -2935.6631 | 3078.2291 | -2504.3631 | 552.0294
21 | -378.741 | -2842.3947 | 3521.3883 | -1229.6935 | 929.4408
21 | -575.3685 | -2811.2221 | 1000 | 398.4784 | 1988.1122
21 | -5295.4519 | -2851.9972 | 7063.2338 | 204.3726 | 879.8427
21 | -5317.6399 | -2823.1974 | 4645.1783 | 1646.5907 | 1849.0683
21 | 429.9533 | -205.4381 | 7332.8878 | -7138.7496 | -418.6534
21 | -2892.8191 | -96.9861 | 9454.9875 | -6137.5274 | -327.655
21 | -5102.7858 | 106.4759 | 10055.685 | -5132.9762 | 73.6011
21 | -5225.6008 | 405.2334 | 8314.6357 | -4335.9489 | 841.6806
21 | -5256.7347 | 1187.439 | 3512.2357 | -2312.2428 | 2869.3029
21 | -5265.2962 | 785.7087 | 3363.6041 | -1755.7471 | 2871.7305
21 | -5070.9741 | -1496.0973 | 2353.0484 | 1329.5636 | 2884.4594
21 | -5281.3711 | -718.8839 | 3807.0879 | -710.878 | 2904.0451
21 | -5224.9053 | 28.9201 | 8450.9545 | -4381.1555 | 1126.1861
21 | -3614.6385 | -568.8256 | 9653.7675 | -5193.7955 | -276.5078
21 | -5168.1566 | -988.1792 | 10078.7293 | -3844.4661 | -77.9274
21 | -5247.6983 | -1416.4719 | 9422.1801 | -2899.6137 | 141.6038
21 | -5254.1585 | -2035.6078 | 9780.1396 | -2479.7 | -10.6733
21 | -5181.686 | -1104.5411 | 10198.9376 | -3604.0277 | -308.6828
21 | -5250.7611 | -1521.7627 | 9870.1108 | -2700.5286 | -397.0584
21 | -5353.6874 | -4667.2745 | 7117.6007 | 3989.6788 | -1086.3177
21 | -5374.4676 | -5295.303 | 6243.1055 | 5340.3926 | -913.7274
21 | -5389.3503 | -6715.7439 | 6596.8555 | 6307.7711 | -799.5324
21 | -5254.6282 | -1997.9243 | 9928.3892 | -2449.1696 | -226.6672
21 | 3774.9095 | -283.5016 | 4951.3147 | -8043.8937 | -398.8289
21 | 3693.715 | -587.8545 | 5608.1361 | -8264.9705 | -449.0261
21 | 3671.7037 | -720.9441 | 5796.6307 | -8327.587 | -419.8034
21 | 2804.3486 | -704.9766 | 6366.6596 | -8072.6217 | -393.4099
21 | 3750.9192 | -517.135 | 5197.7056 | -7942.4341 | -489.0558
21 | 3941.6847 | -2298.7898 | 4411.4533 | -5695.1381 | -359.2101
21 | 3871.324 | -2252.3629 | 4877.7635 | -6169.3368 | -327.3877
21 | 544.5593 | -2666.0332 | 6819.268 | -4502.2558 | -195.5383
21 | 4018.5549 | -2979.5829 | 4089.5565 | -4807.9554 | -320.5732
21 | 3970.8988 | -2996.5394 | 4419.8014 | -5100.7801 | -293.3807
21 | 4298.0873 | -4741.712 | 2821.5619 | -1934.9201 | -443.0172
21 | 2104.2877 | -2983.3783 | 5257.9118 | -4116.5354 | -262.2858
21 | 2019.4479 | -3004.4339 | 5682.7448 | -4469.9429 | -227.816
21 | 215.0323 | -2944.3517 | 6886.1418 | -3986.2508 | -170.5716
21 | 48.6181 | -3070.2882 | 6921.5835 | -3734.5193 | -165.3941
21 | -4529.4059 | -3193.101 | 9184.3473 | -1388.838 | -73.0023
21 | -5277.4148 | -3212.4187 | 9448.3271 | -968.035 | 9.5414
21 | -5285.3511 | -3587.924 | 9400.8616 | -452.1791 | -75.4074
21 | -5356.5292 | -6719.4611 | 8123.1383 | 4174.3977 | -221.5457
21 | -651.8163 | -2884.2348 | 6982.3171 | -3261.6056 | -184.6603
21 | -1046.6751 | -2890.4078 | 7543.5933 | -3460.0872 | -146.4231
21 | -4188.8261 | -2886.0876 | 9130.8018 | -1971.5517 | -84.3365
21 | -5270.7189 | -2883.2568 | 9519.4897 | -1403.2741 | 37.7601
21 | 2782.1817 | -308.4618 | 5864.8487 | -7861.1108 | -477.4578
21 | 3355.3296 | -213.4359 | 5411.4491 | -7972.0456 | -581.2972
21 | 3758.6367 | -245.3406 | 5118.9367 | -8021.7078 | -610.525
21 | 4040.4887 | -1539.3169 | 3774.4892 | -5363.7653 | -911.8957
21 | 5774.0948 | 5438.7495 | -8808.3081 | -1897.4695 | -507.0667
21 | 5691.6039 | 5068.4942 | -11682.1236 | -851.6224 | 1773.6479
21 | -717.6859 | 4750.5151 | -8080.4519 | 1727.33 | 2320.2927
21 | -2264.376 | 1965.6742 | -9871.2207 | 7917.999 | 2251.9235
21 | -504.0993 | 0 | -10686.6379 | 8875.7422 | 2314.995
21 | -5181.5903 | 5731.0083 | 4013.7037 | 199.3871 | -4762.5088
21 | -5286.1004 | 5446.342 | 4743.6863 | -403.4743 | -4500.4536
21 | -5362.3316 | -2639.6029 | 6205.8228 | 4551.5543 | -2755.4426
21 | -5167.0662 | -4094.8275 | 5076.4176 | 7038.6191 | -2853.143
21 | -5373.8124 | -4470.7689 | 6338.402 | 5297.8067 | -1791.6274
21 | -4057.3215 | 4628.3653 | -5856.5496 | 2950.7184 | 2334.7874
21 | -3579.5353 | 2069.3127 | -8838.5569 | 8086.972 | 2261.8075
21 | -4336.9226 | 823.1039 | -1035.4854 | 10008.0064 | -5458.7022
21 | 5052.1317 | 6183.9008 | -2796.0428 | -3352.5948 | -5087.395
21 | 5102.6746 | 5969.1892 | -2999.204 | -2915.306 | -5157.3538
21 | 4894.6335 | 4963.5681 | -1593.6602 | -3607.1201 | -4657.4213
21 | 4564.5775 | 4202.9638 | 384.6865 | -5194.289 | -3957.9387
21 | 5600.2241 | 3152.0855 | -8144.905 | -2974.7361 | 2367.3315
21 | 5374.3648 | 2272.9494 | -6620.2598 | -3635.3205 | 2608.2661
21 | 5444.1094 | 2545.6374 | -7112.593 | -3468.9606 | 2591.8069
21 | 5758.1217 | 0 | -8477.7696 | 122.89 | 2596.7579
21 | 4398.9404 | 3418.4452 | 1460.4856 | -5701.0038 | -3576.8674
21 | 4401.6192 | 3233.6756 | 1483.7612 | -5550.7508 | -3568.3052
21 | 1516.2184 | 2580.5053 | 4002.4458 | -4855.1832 | -3243.9864
21 | -4761.0531 | 1754.6825 | 9399.68 | -3826.4311 | -2566.8782
21 | -5236.1781 | 1431.2106 | 8998.3947 | -3648.4237 | -1545.0035
21 | 747.9324 | 3103.0999 | 3189.4164 | -3302.0185 | -3738.4302
21 | -5278.5008 | 2929.4338 | 6908.0316 | -897.4455 | -3661.5191
21 | -5237.8739 | 1783.7565 | 9592.7397 | -3538.1968 | -2600.4255
21 | -5279.963 | -865.7018 | 9247.5042 | -802.4064 | -2299.433
21 | -5340.012 | -4976.157 | 8317.3395 | 3100.7772 | -1101.9478
21 | -5290.9506 | 2685.6387 | 4706.2984 | -88.2138 | -2012.7728
21 | -4536.5249 | 2033.5964 | -1874.4399 | 1836.8093 | 2540.5591
21 | -5264.83 | 694.9139 | 3525.1032 | -1786.0504 | 2830.8633
21 | -5288.2285 | -1387.4799 | 4030.9684 | -265.145 | 2909.8851
21 | 4630.4903 | 2378.56 | -573.2347 | -5130.8547 | -1304.9609
21 | 4830.0295 | 1862.1618 | -2428.6899 | -4955.3232 | 691.8217
21 | 5156.5576 | 1530.8314 | -5117.977 | -4255.5224 | 2686.1104
21 | -5241.0704 | 603.9573 | 6437.5547 | -3330.4235 | 1529.982
21 | -5248.9692 | 349.698 | 4809.798 | -2816.9993 | 2906.4725
21 | 4999.1191 | 2826.7428 | -3053.8626 | -3680.4904 | -1091.509
21 | 5608.9735 | 2342.3716 | -7985.8069 | -2265.4982 | 2299.96
21 | 5340.1096 | 1822.3457 | -6306.9916 | -3478.4483 | 2622.9846
21 | 5564.9016 | 0 | -7284.2807 | -907.1498 | 2626.5289
21 | 2767.2398 | 2232.793 | -6483.6008 | -1040.1611 | 2523.7292
21 | -5229.1937 | 2126.3789 | 9742.3219 | -4102.4092 | -2537.0978
21 | -5232.344 | 1875.0414 | 9779.7013 | -3897.6379 | -2524.7607
21 | -5226.9749 | 1931.3596 | 9979.0467 | -4246.6329 | -2436.7984
21 | 3922.544 | 1220.1484 | 4468.1904 | -7328.84 | -2282.0428
21 | 4939.9431 | -4795.8324 | -322.1386 | 2862.9714 | -2684.9435
21 | 3683.0645 | -627.1089 | 5747.8995 | -8278.3741 | -525.481
21 | 3683.7909 | -726.28 | 5709.299 | -8297.3631 | -369.4468
21 | 4804.4145 | 490.0081 | -2740.3239 | -5404.476 | 2850.3774
21 | 3877.6385 | -2246.409 | 4828.9698 | -6163.596 | -296.6034
21 | 4745.6737 | -2010.1421 | -1478.9994 | -3256.5321 | 2000
21 | 4852.1519 | -2903.6099 | -1934.2377 | -2014.3043 | 2000
21 | 4858.068 | -2903.3161 | -1976.7497 | -1993.183 | 2015.1809
21 | 4981.4813 | -2916.5529 | -2855.4026 | -1531.4293 | 2321.9035
21 | 4989.9767 | -2870.3141 | -2933.7393 | -1547.6258 | 2361.7024
21 | 5146.395 | -2527.6929 | -4173.1862 | -1310.3868 | 2864.871
21 | 5788.4234 | -5831.1218 | -7382.2104 | 4620.455 | 2804.4538
21 | 4899.2716 | -2919.494 | -2343.8525 | -1962.1286 | 2326.2036
21 | 668.1762 | -2947.7151 | 1000 | -983.6147 | 2263.1536
21 | 5779.3413 | -6879.0664 | -6900.2316 | 5688.7211 | 2311.2355
21 | 5799.0492 | -6856.1403 | -7048.3224 | 5739.9176 | 2365.4959
21 | 5055.4353 | -1771.4595 | -3781.8768 | -2364.8369 | 2862.7378
21 | 3974.6158 | -2996.6599 | 4392.4269 | -5093.1702 | -277.2126
21 | 4003.7358 | -3200.073 | 4269.6025 | -4765.432 | -307.8334
21 | 4417.4701 | -5604.4162 | 2319.6104 | -639.546 | -493.1183
21 | 4568.4713 | -6733.2009 | 1665.7392 | 1057.5278 | -558.5374
21 | 4617.8967 | -7006.3467 | 1418.4113 | 1520.4559 | -550.4172
21 | 4616.6983 | -6924.9838 | 1443.3288 | 1514.7348 | -649.7782
21 | 3845.4327 | 835.3177 | 4998.1938 | -7507.2218 | -2171.7224
21 | 255.9518 | 980.9679 | 7322.2996 | -6407.6041 | -2151.6152
21 | 5772.4797 | 4266.3469 | -8692.8772 | -1570.3298 | 224.3804
21 | 5751.2692 | 3444.2309 | -9088.0469 | -2293.3127 | 2185.8595
21 | 5762.7951 | 0 | -8505.2438 | 150.2099 | 2592.2388
21 | 5762.9554 | -45.7585 | -8497.3406 | 183.0656 | 2597.0779
21 | 5754.5022 | 2891.3053 | -8963.6561 | -1825.664 | 2143.5126
21 | 4680.6645 | 3977.4326 | -209.5725 | -4281.3331 | -4167.1914
21 | 4557.7125 | 3105.2692 | 638.4859 | -4466.5867 | -3834.8807
21 | 4903.5939 | 2253.7253 | -1176.8062 | -1758.3362 | -4222.1768
21 | 5856.1003 | -2095.7537 | -5862.2742 | 6970.3146 | -4868.387
21 | 4989.6978 | -6120.9623 | -351.7236 | 4089.8101 | -2606.822
21 | 4899.656 | -6815.5122 | 129.4339 | 3732.795 | -1946.3728
21 | 4908.3603 | -8024.8716 | -340.0711 | 3500.8681 | -44.2856
21 | 2003.9332 | -7987.146 | 1790.2938 | 4256.8759 | -63.9569
21 | -5388.7347 | -7860.7478 | 7002.4939 | 6267.7566 | -20.7679
21 | -5391.0314 | -7808.5697 | 6643.2351 | 6417.0415 | 139.3246
21 | 1967.5843 | -7022.858 | 2186.0802 | 4449.3862 | -1580.1928
21 | -4602.2477 | -1957.8341 | 1254.3109 | 9895.2803 | -4589.5095
21 | -5252.8538 | -5483.525 | 6005.5961 | 7343.0605 | -2612.2778
21 | -5394.6099 | -6815.4824 | 6907.9653 | 6649.6418 | -1347.5149
21 | -5390.3186 | -7319.7254 | 7211.415 | 6370.7106 | -872.0815
21 | -4454.0015 | -2062.3648 | -42.2607 | 10255.6655 | -3697.0385
21 | -3935.2714 | -4549.3458 | -5078.987 | 10999.9691 | 2563.6352
21 | 5868.0536 | -2103.5355 | -5959.281 | 6996.8398 | -4802.0768
21 | 5752.5374 | -2456.0665 | -10007.7815 | 8416.1755 | -1704.8649
21 | 5654.4029 | -1651.4625 | -13238.0736 | 7472.72 | 1762.4131
21 | 5666.0514 | -3956.2383 | -12684.3179 | 8942.3592 | 2032.1455
21 | 5730.5412 | -5805.0124 | -9837.4922 | 7262.3068 | 2649.6566
21 | 1781.955 | -4293.9118 | -9787.1596 | 9807.9324 | 2491.184
21 | -5314.3781 | 2226.8713 | 5625.7705 | 1434.5782 | -3972.8419
21 | -5317.4799 | 2130.1235 | 5537.7789 | 1636.1915 | -3986.614
21 | -5380.3038 | -4533.6976 | 6742.7606 | 5719.7494 | -2548.5086
21 | -5315.3331 | 2208.1711 | 5475.2219 | 1496.6499 | -3864.7099
21 | -4195.6041 | 1112.9382 | -4149.7864 | 4774.9068 | 2457.5455
21 | -3845.6608 | -712.0877 | -6341.9212 | 8497.2612 | 2402.4086
21 | 5784.7981 | 1465.7815 | -8153.292 | 577.1629 | 325.5494
21 | 5758.1751 | 1991.3557 | -8796.6284 | -1151.1398 | 2198.2374
21 | 5764.8391 | 0 | -8459.6684 | 261.635 | 2433.1942
21 | 5771.698 | -1957.6144 | -8121.5547 | 1667.251 | 2640.2202
21 | 5719.9208 | 1176.9359 | -10444.249 | 1551.1598 | 1996.2325
21 | 570.3553 | 1109.2927 | -7453.46 | 3339.0642 | 2434.7478
21 | -99.0303 | 0 | -8175.1632 | 5868.7596 | 2405.4339
21 | -811.6491 | -970.2001 | -8718.3276 | 8119.7756 | 2380.4012
21 | 5692.4053 | 0 | -11615.5046 | 4016.8064 | 1906.2929
21 | 4278.597 | 2523.3387 | 2301.9092 | -5847.6378 | -3256.207
21 | 4013.7464 | 1611.2739 | 3936.618 | -6929.9984 | -2631.64
21 | 3883.3255 | 1005.3531 | 4766.1297 | -7363.6052 | -2291.2032
21 | 4231.7822 | -1639.3335 | 3216.8511 | -3502.6203 | -2306.6795
21 | 40.6497 | 844.2866 | 7371.1519 | -6097.8261 | -2158.2622
21 | 4551.1662 | -4201.9685 | 1744.4887 | -3.7808 | -2089.9056
21 | 225.875 | 1000.9354 | 7319.0978 | -6381.4295 | -2164.4787
21 | 3896.7534 | -827.8963 | 4052.5723 | -7714.6306 | 593.2011
21 | 4690.7035 | 33.8312 | -1933.8972 | -5665.0503 | 2874.4128
21 | 4054.532 | -2065.1764 | 3336.045 | -5977.8912 | 652.4906
21 | 4563.8431 | -1926.5492 | -365.0938 | -4272.2001 | 2000
21 | 4685.7843 | -2949.7684 | -886.4428 | -2849.5731 | 2000
21 | 4814.696 | -2943.3666 | -1812.7755 | -2389.3435 | 2330.7897
21 | 4987.3799 | -2565.1166 | -3181.1113 | -2127.4343 | 2886.2822
21 | 5792.611 | -6708.2719 | -7205.8643 | 5311.0182 | 2810.5071
21 | 1766.8538 | -2534.1471 | -942.0464 | -1191.9563 | 2901.2958
21 | -2729.1782 | -2752.7114 | 3044.0102 | -101.0269 | 2538.9064
21 | -3145.7911 | -2835.8814 | 3620.0958 | -51.6209 | 2413.1976
21 | -4179.0308 | -2837.2461 | 4309.2861 | 282.2611 | 2424.7296
21 | 5685.246 | -7266.8899 | -6226.1139 | 5488.608 | 2319.1498
21 | 5797.0536 | -7136.8249 | -7066.2681 | 5779.0576 | 2626.9819
21 | 5785.6909 | -7060.5891 | -7496.3032 | 5966.799 | 2804.4024
21 | -4792.9332 | -7160.3845 | 1664.3596 | 8131.6415 | 2157.3166
21 | -4565.2376 | -6865.4592 | -219.7456 | 8796.1207 | 2854.3217
21 | 623.9231 | -2960.8504 | 1290.7119 | -1219.4994 | 2265.7148
21 | -5304.1857 | -3165.0152 | 5524.5144 | 772.0673 | 2172.6191
21 | -5324.622 | -3869.8618 | 4925.8506 | 2100.4288 | 2168.2043
21 | -5302.9102 | -2951.7678 | 5219.9353 | 689.161 | 2345.5817
21 | -5315.7601 | -3323.7336 | 4699.611 | 1524.4065 | 2415.4763
21 | -4778.1932 | -5497.9419 | 1072.3906 | 6324.6494 | 2879.0951
21 | 929.8429 | -2964.3979 | 1747.644 | -1713.089 | 2000
21 | 4881.1639 | -1682.042 | -2724.1684 | -3358.7448 | 2883.7913
21 | 964.1624 | -2187.682 | -236.8513 | -1443.5202 | 2903.8911
21 | -2502.8313 | -2847.1121 | 4210.6455 | -860.7022 | 2000
21 | 4175.8632 | -3003.8381 | 2789.873 | -4638.649 | 676.751
21 | 4567.3409 | -5738.4369 | 1138.6741 | -232.6768 | 265.0987
21 | 1492.0634 | -3014.0056 | 4653.8278 | -3815.9038 | 684.0182
21 | 420.3717 | -2977.3462 | 5418.1677 | -3547.0473 | 685.854
21 | 317.5454 | -3053.6049 | 5451.8354 | -3397.6997 | 681.9239
21 | -5290.9826 | -3195.3268 | 6990.583 | -86.1317 | 1581.8581
21 | -5361.4417 | -6793.2435 | 7521.6349 | 4493.7118 | 139.3385
21 | 1046.6049 | -2456.0438 | 5238.4704 | -4499.6027 | 670.5712
21 | -2350.3991 | -2871.2782 | 6165.3092 | -2122.9149 | 1179.2829
21 | -5284.7477 | -2861.4268 | 6964.1507 | -491.3964 | 1673.4202
21 | -5300.2232 | -2841.3398 | 5277.6299 | 514.5073 | 2349.4258
21 | 2971.5309 | -807.9089 | 4706.5014 | -7462.1708 | 592.0474
21 | -5234.8938 | -52.3793 | 6937.1134 | -3731.9001 | 2082.0598
21 | -5247.7047 | 269.4787 | 4961.0464 | -2899.1959 | 2916.3755
21 | -5257.029 | -168.0469 | 4799.1712 | -2293.1148 | 2919.0194
21 | -180.5618 | 1090.8716 | 7492.5601 | -6202.3284 | -2200.5415
21 | -5233.8539 | 571.7808 | 7685.5426 | -3799.4936 | 776.0242
21 | 5280.8543 | 4012.7107 | -3620.6657 | -583.0125 | -5089.8868
21 | 5859.9175 | 1368.5048 | -6469.1314 | 4723.4506 | -5482.7414
21 | 5867.3999 | -2010.6663 | -5982.6421 | 6912.2587 | -4786.3502
21 | 5203.8037 | -5093.6595 | -1761.9937 | 4706.0188 | -3054.1692
21 | 5121.4649 | -6277.4287 | -1503.7998 | 4265.0309 | -1605.2674
21 | 5746.2247 | -6911.3771 | -6649.3254 | 5603.9891 | 2210.4887
21 | 4905.4778 | -7206.9205 | -500.8209 | 2879.6522 | -77.3886
21 | 4740.2093 | -7659.9637 | 798.6272 | 2644.6011 | -523.4739
21 | 3650.8017 | -7678.8828 | 1625.0428 | 2967.4557 | -564.4173
21 | 3260.5289 | -7683.0177 | 1914.208 | 3084.7835 | -576.5026
21 | 4893.5846 | -7001.1177 | 83.9303 | 3624.548 | -1600.9452
21 | 4833.7431 | -7404.9709 | 436.139 | 3422.301 | -1287.2122
21 | 4897.5137 | -8021.0862 | -256.0097 | 3471.1435 | -91.5613
21 | 2532.2337 | -7977.0422 | 1757.0786 | 3967.8448 | -280.1149
21 | -245.4311 | -7910.7954 | 4047.9681 | 4580.9682 | -472.7098
21 | 2823.9497 | -7624.3548 | 1880.2818 | 3870.3417 | -950.2185
21 | 4771.7465 | -7489.3472 | 724.0847 | 2958.399 | -964.8831
21 | 3591.7297 | -7646.1565 | 1659.8084 | 3049.094 | -654.4757
21 | 5060.5882 | -5767.1774 | -838.9697 | 4253.8012 | -2708.2424
21 | 5868.9541 | -2034.9175 | -5945.6929 | 7009.7664 | -4898.1102
21 | 5809.2613 | 3540.2265 | -7804.0594 | 817.4508 | -2362.8792
21 | 5784.8744 | 5332.1946 | -8538.7176 | -1349.4532 | -1228.8982
21 | 5680.7501 | 4846.8489 | -12172.0047 | 17.6903 | 1626.7155
21 | -2276.7947 | 4440.8421 | -7801.0388 | 3357.2066 | 2279.7848
21 | -5084.7334 | 5558.6461 | 3436.3886 | 1058.8502 | -4969.1517
21 | -5296.0844 | 4394.4126 | 5046.5041 | 245.4881 | -4390.3204
21 | -3942.6749 | 4398.8278 | -6555.5538 | 3937.8214 | 2161.5795
21 | -3805.2567 | 4383.119 | -6805.707 | 3942.7906 | 2285.0541
21 | -3923.3314 | 4381.047 | -6726.2777 | 3982.9327 | 2285.6294
21 | -3927.8407 | 4359.5479 | -6689.5371 | 3970.2892 | 2287.5405
21 | -3922.2853 | 4375.9198 | -6732.5628 | 3993.5688 | 2285.3595
21 | 5407.2677 | 4631.6099 | -4476.3474 | -167.4858 | -5395.0444
21 | 5855.8405 | 2653.9932 | -6696.745 | 3899.2537 | -5712.3423
21 | 5815.6264 | 824.0843 | -8446.1978 | 7800.8904 | -5994.4033
21 | 5824.4001 | -321.641 | -8011.7358 | 8230.731 | -5721.7543
21 | -4515.5992 | -1466.0935 | 592.0517 | 10218.8339 | -4829.1929
21 | 5614.0566 | 2049.5717 | -15023.3274 | 6000.4624 | 1359.2367
21 | 5636.1426 | 0 | -14042.8621 | 6813.9805 | 1592.739
21 | 5815.9217 | 4180.3031 | -7728.6901 | 906.1438 | -3173.6784
21 | 5643.0052 | 3241.2459 | -13790.4416 | 3449.8215 | 1456.369
21 | 2245.7211 | 3187.4057 | -11802.2225 | 4620.9905 | 1748.1052
21 | 1249.8832 | 3209.2657 | -10971.6556 | 4864.4272 | 1648.0795
21 | -4098.0212 | 3616.0766 | -4606.3241 | 5403.9166 | -315.6479
21 | -3758.1513 | 3551.1198 | -7755.669 | 5707.2339 | 2255.4667
21 | -3859.9914 | 2374.6242 | -6800.7651 | 5967.5461 | 2318.5863
21 | -3803.0382 | 3091.86 | -7049.7038 | 6591.5787 | 1169.3033
21 | -3736.1179 | 2788.484 | -7492.1201 | 7225.7025 | 1214.0515
21 | -3666.728 | 3090.3459 | -8328.0099 | 6664.7444 | 2239.6476
21 | -3635.3315 | 2931.5801 | -8525.521 | 6994.7344 | 2234.5381
21 | -3693.4466 | 2589.0985 | -8041.3148 | 6884.2698 | 2261.393
21 | -3665.8005 | 2463.9044 | -8217.9549 | 7163.3566 | 2256.4945
21 | 1226.2982 | 3207.8599 | -11168.1973 | 4894.4332 | 1839.606
21 | -3100.2414 | 3505.0109 | -8262.3308 | 5606.8668 | 2250.6944
21 | -3411.6864 | 3096.3835 | -8498.0043 | 6574.712 | 2238.5953
21 | -3523.2563 | 2922.5076 | -8613.2041 | 6980.2432 | 2233.7096
21 | 1326.961 | 3124.9694 | -11185.9265 | 4894.3275 | 1839.6685
21 | -2330.6284 | 2540.2695 | -8180.569 | 5677.8138 | 2293.114
21 | -3071.6744 | 2632.8514 | -8471.3426 | 6652.5929 | 2257.5727
21 | -3199.3251 | 2450.6344 | -8597.6863 | 7094.4631 | 2251.914
21 | -1407.5679 | 0 | -8751.5197 | 7816.03 | 2343.0576
21 | 1418.4107 | 2457.6127 | -12069.9944 | 6434.7561 | 1759.2149
21 | -4910.3094 | 4595.9199 | 2403.2354 | 3050.2459 | -5139.0919
21 | -4388.6871 | 1721.9008 | -736.3071 | 9000.0046 | -5596.9112
21 | -5315.5734 | 2331.9776 | 5495.466 | 1512.272 | -4024.1422
21 | 5778.2806 | 5528.8547 | -8720.8637 | -1729.9486 | -856.323
21 | 5685.2035 | 5112.8322 | -11964.9152 | -544.4765 | 1711.356
21 | -1376.8875 | 4773.7909 | -8069.0327 | 2374.3871 | 2297.7422
21 | -2856.7671 | 2559.1173 | -9494.479 | 7557.3534 | 2234.7755
21 | -5127.7156 | 5799.5125 | 3655.1954 | 564.108 | -4891.1004
21 | -3986.4582 | 4681.823 | -6362.6811 | 3360.1139 | 2307.2024
21 | -3578.2812 | 2618.8828 | -8928.416 | 7647.7313 | 2240.0831
21 | 5326.3582 | 4975.5435 | -4149.8426 | -868.0724 | -5283.9866
21 | 5854.4756 | 2413.3026 | -6727.7113 | 4068.204 | -5608.2709
21 | 5810.4899 | 187.7109 | -8631.5064 | 8511.1454 | -5877.8398
21 | 4873.8735 | 200.9233 | -7995.1946 | 8774.0719 | -5853.6741
21 | 5809.5395 | 227.492 | -8678.7771 | 8549.9452 | -5908.1996
21 | 5802.4477 | 159.7784 | -8912.448 | 8608.7727 | -5658.5507
21 | 5854.5221 | 2650.8478 | -6742.1165 | 3910.4021 | -5673.6555
21 | 5812.0977 | 700.0686 | -8592.0033 | 8068.1668 | -5988.3298
21 | 5819.704 | 3956.738 | -7647.5559 | 1351.8992 | -3480.7853
21 | 5626.3252 | 1618.3437 | -14698.1898 | 6842.5838 | 610.9371
21 | 5603.7104 | 1744.5406 | -15438.4797 | 6663.7869 | 1426.4418
21 | -4919.118 | 4649.9241 | 2402.2886 | 2943.7177 | -5076.8124
21 | -4340.8448 | 1131.7535 | -1039.3562 | 9766.9917 | -5518.5442
21 | -4359.3199 | 1563.3114 | -944.7989 | 9331.4139 | -5590.6065
21 | -3869.1515 | 2190.063 | -5938.6862 | 8345.8468 | -728.0721
21 | 5854.7934 | 2191.3715 | -6701.7633 | 4213.1501 | -5557.5517
21 | 5863.8758 | -1910.3494 | -6111.2506 | 6869.9792 | -4712.2549
21 | 5757.3677 | -2405.1741 | -5433.8307 | 6515.8746 | -4434.2375
21 | 5597.0612 | -4709.8693 | -4931.1497 | 5657.3097 | -1613.352
21 | 5821.1776 | -4937.2818 | -6776.9733 | 6137.6262 | -244.5487
21 | 5722.8605 | -5485.7946 | -10151.4367 | 7237.8153 | 2676.5555
21 | 5303.4653 | -5973.3475 | -3567.7788 | 3774.1347 | 463.5264
21 | 5476.5396 | -6147.7584 | -4992.4035 | 4146.0309 | 1517.5914
21 | -2210.9122 | -6424.9452 | 160.3221 | 6950.2403 | 1525.2951
21 | -4839.9058 | -6518.7666 | 1929.5204 | 7906.8965 | 1522.2555
21 | -5390.8307 | -7434.7509 | 6577.3863 | 6403.9941 | -155.7988
21 | -5047.0308 | -5572.6548 | 3300.1832 | 5946.0785 | 1373.4238
21 | -5386.226 | -7138.7578 | 6454.3621 | 6104.6898 | -34.068
21 | -5387.1168 | -7486.8979 | 7035.7348 | 6162.5889 | -324.309
21 | -5301.0885 | -7524.3456 | 6959.8085 | 6194.9856 | -329.36
21 | -5388.1427 | -7526.0778 | 7011.8332 | 6229.2756 | -326.8883
21 | 5047.3369 | -6797.2626 | -1670.4195 | 3094.524 | 325.8212
21 | -1485.9451 | -7444.028 | 4676.5649 | 4694.2328 | -440.8246
21 | -5170.4101 | -6158.2781 | 4848.709 | 7130.6612 | -650.682
21 | -5378.0425 | -6901.8898 | 6543.0888 | 6509.3617 | -772.5182
21 | -5391.6641 | -7026.398 | 6643.3555 | 6458.1693 | -683.4627
21 | -5145.7025 | -6023.7424 | 4708.7001 | 7333.4648 | -872.72
21 | -5362.7908 | -6826.4589 | 6446.4717 | 6613.2348 | -870.4569
21 | -5392.1166 | -7073.2872 | 6657.1432 | 6487.5797 | -679.3191
21 | 5812.0456 | 125.445 | -8556.9499 | 8458.8758 | -5839.4166
21 | 3735.9408 | 143.1113 | -7132.3839 | 9032.0021 | -5778.6702
21 | -4346.0909 | -409.734 | -828.913 | 10782.2198 | -5197.4818
21 | -5055.4632 | -4253.8842 | 4351.5337 | 7999.4698 | -3041.656
21 | -5117.0535 | -4597.9317 | 4814.9839 | 7765.4423 | -2865.441
21 | -3708.782 | -3465.2252 | -7017.0071 | 11696.6671 | 2494.3472
21 | 5794.7396 | 55.0548 | -9158.435 | 8663.8864 | -5355.2458
21 | 5604.1872 | 1228.0715 | -15400.8353 | 7071.1813 | 1497.3952
21 | 5610.0299 | 0 | -15117.5251 | 7852.5951 | 1654.9001
21 | 5624.6618 | -2895.0864 | -14421.9387 | 9698.6455 | 1993.7177
21 | 5684.8296 | -4619.958 | -11765.9037 | 8131.1881 | 2569.844
21 | 2000.8727 | -3210.1294 | -11718.9444 | 10506.2091 | 2421.992
22 | 3815.915 | 6509.3862 | -99.7344 | -4760.3894 | -5465.1774
22 | 4605.5948 | 6502.3991 | -641.0604 | -4977.9178 | -5489.0158
22 | 4095.9344 | 4137.5107 | 2528.4545 | -6633.4591 | -4128.4406
22 | 5002.1151 | -954.3594 | -1661.6521 | 2134.2757 | -4520.3792
22 | 5516.9648 | 2369.5776 | -5008.7951 | 3220.9343 | -6098.6817
22 | 5494.2588 | 2185.3557 | -5160.5836 | 3604.9941 | -6124.025
22 | -1049.1571 | 672.5261 | -2100.4152 | 8625.2292 | -6148.1829
22 | 301.4702 | 344.4537 | -3085.6533 | 8596.4278 | -6156.6984
22 | 5310.6686 | 54.9743 | -6227.6652 | 7030.7504 | -6168.7282
22 | 5466.4174 | -1503.6682 | -4480.9188 | 5807.4861 | -5289.3164
22 | 5488.8535 | -1750.0004 | -4201.9173 | 5625.7018 | -5162.6377
22 | 5257.2095 | -2868.3125 | -2703.5044 | 4887.4363 | -4572.8288
22 | 5496.4836 | -2181.254 | -4383.3114 | 5537.1826 | -4469.1008
22 | 5326.9828 | -4715.6648 | -3770.9547 | 4583.2892 | -1423.6525
22 | 5538.8556 | -4941.7934 | -5394.1785 | 4992.5075 | -195.3912
22 | 5365.3418 | -5602.4807 | -8864.787 | 6137.9227 | 2964.0033
22 | -5329.7736 | -6040.1362 | 5817.0504 | 6226.3769 | -673.5175
22 | -5074.5954 | -6350.4324 | 3646.7107 | 6785.6582 | 992.6588
22 | 3497.4578 | -5816.6527 | -7082.2173 | 6394.4521 | 3006.96
22 | 5403.9576 | -5934.4337 | -8300.7043 | 5831.1824 | 2999.9979
22 | 5554.5387 | -6475.1064 | -5773.2817 | 4716.617 | 1977.2324
22 | -4433.5258 | -5677.4772 | -1480.2409 | 8541.0551 | 3050.1889
22 | -5158.3081 | -6471.1081 | 4321.5903 | 6556.9585 | 750.8674
22 | -4972.7431 | -7017.0815 | 6842.1551 | 5425.7349 | -278.0654
22 | 1924.0445 | -7528.3828 | 2855.0745 | 3216.4688 | -467.205
22 | 2475.0733 | -7541.7296 | 2400.7169 | 3095.3449 | -429.4054
22 | -5513.2521 | -6999.1677 | 7185.7883 | 5587.5288 | -260.8973
22 | -5585.917 | -7417.0269 | 7823.03 | 5394.0245 | -214.1107
22 | -5336.6492 | -6076.3979 | 5855.4555 | 6172.8413 | -615.2498
22 | 5052.1433 | -5916.271 | -2462.2577 | 2827.0762 | 499.3092
22 | 5127.0857 | -5989.668 | -3032.9005 | 2977.226 | 918.2568
22 | -5084.6912 | -6354.0402 | 3725.4321 | 6749.8381 | 963.4611
22 | 5566.5131 | -5849.9704 | -6074.7871 | 4325.2204 | 2033.0239
22 | 5410.5185 | -5748.3961 | -8348.2172 | 5687.6427 | 2998.4521
22 | 4942.0322 | -6253.5444 | -1679.7437 | 2550.8412 | 440.4147
22 | -1817.8753 | -6944.9137 | 4947.478 | 4182.512 | -367.201
22 | 4568.4575 | -7261.8837 | 1219.2812 | 2017.8242 | -543.6791
22 | -5437.935 | -6423.3061 | 6651.1209 | 5884.6886 | -674.5684
22 | -5436.6441 | -6425.277 | 6654.2066 | 5882.4237 | -674.7092
22 | -5438.4426 | -6424.9003 | 6655.0843 | 5883.1369 | -674.8784
22 | 4748.7275 | -6540.4186 | 242.2889 | 2973.4292 | -1424.027
22 | -4542.0945 | 6.9665 | 687.3103 | 9642.3675 | -5794.5499
22 | -4914.6306 | -1978.2326 | 3309.4626 | 8237.7664 | -4654.3658
22 | 815.2229 | -2339.1806 | -249.0835 | 6424.2364 | -4651.1952
22 | -5276.9654 | -5085.8209 | 5596.1325 | 6587.7914 | -1821.1375
22 | -3798.9721 | -3412.9593 | -6196.9218 | 10664.1507 | 2744.7025
22 | 2355.3492 | -3135.814 | -11266.3871 | 9386.8112 | 2660.0408
22 | 3263.5258 | 371.9657 | -5717.8669 | 8017.7037 | -5935.3283
22 | 5242.1621 | 333.5469 | -7254.839 | 7531.8984 | -5852.7684
22 | 5221.6284 | 286.8658 | -7645.5151 | 7670.3046 | -5533.2837
22 | 5018.4314 | -2895.8607 | -13242.0369 | 8793.2098 | 2326.2564
22 | 5170.9883 | -4184.9614 | -11379.9679 | 7616.5607 | 2777.3802
22 | 5229.5217 | 377.0639 | -7436.9843 | 7622.573 | -5792.1742
22 | 5491.627 | -1439.3445 | -4277.3409 | 5451.1844 | -5226.1259
22 | -5694.8997 | 5250.0964 | 8018.9454 | -3158.7898 | -4415.3523
22 | -5684.3594 | 4753.6132 | 8602.5412 | -3537.9424 | -4133.8525
22 | -5652.8791 | 850.2411 | 11152.3832 | -5747.1715 | -602.5737
22 | -3133.5995 | 150.6314 | 9944.01 | -6849.4553 | -111.5865
22 | 3529.003 | -48.6433 | 5661.0044 | -8833.9456 | -307.4184
22 | 3636.5417 | -742.0853 | 5169.9367 | -7753.7193 | -310.6738
22 | 4274.2564 | -2879.0011 | 1570.5338 | -3383.8407 | 418.0517
22 | 450.9928 | -3078.9276 | 3996.2578 | -1835.5319 | 467.2089
22 | -850.9934 | -3051.8764 | 3572.8477 | -669.9779 | 1000
22 | -1645.9834 | -2929.7475 | -1107.2238 | 2595.2418 | 3087.7128
22 | -5609.5342 | -3151.414 | 6838.3241 | 922.6241 | 1000
22 | -4864.8297 | -2996.066 | 1063.5396 | 3694.4133 | 3102.9427
22 | -5766.1398 | -3241.2955 | 8023.5516 | -16.1163 | 1000
22 | -5756.8719 | -3271.9761 | 8401.4078 | -372.5598 | 1000
22 | -5766.723 | -3274.1687 | 8011.378 | -221.9957 | 1251.5093
22 | 4327.9075 | -3064.2994 | 1272.3 | -3004.9174 | 469.0093
22 | 5380.5867 | -2905.5592 | -5946.8625 | 419.6412 | 3052.1938
22 | 5602.3846 | -4012.9761 | -7027.6426 | 2408.051 | 3030.183
22 | -5760.7456 | -3207.5144 | 8226.2613 | 261.5567 | 480.442
22 | -5765.1365 | -3200.2018 | 8049.654 | 362.5703 | 553.114
22 | -5765.2491 | -3320.3252 | 8085.2283 | 502.6165 | 497.7295
22 | -5761.7413 | -3938.5104 | 8430.4311 | 1771.8764 | -502.0558
22 | -5500.0586 | -5403.815 | 6936.3674 | 4787.4681 | -819.9618
22 | -5767.1864 | -5031.147 | 8578.6566 | 2349.7404 | -130.0637
22 | -5769.0321 | -5995.2312 | 8826.8042 | 3057.2491 | -119.7901
22 | -5762.5639 | -6062.2323 | 8795.4298 | 3152.3282 | -122.9619
22 | 4496.8022 | -2759.5531 | 13.3824 | -2750.6315 | 1000
22 | 5320.3945 | -2551.4613 | -5664.9641 | -160.0029 | 3056.0337
22 | -5692.6135 | -1683.7347 | 10420.9111 | -3007.9309 | -36.632
22 | 3971.2752 | -2243.141 | 3595.8216 | -4684.2619 | -639.6939
22 | 3945.1781 | -3028.0833 | 3853.8855 | -4472.2202 | -298.76
22 | 4094.6495 | -2977.9659 | 2822.7473 | -3961.465 | 22.0341
22 | 1993.0768 | -3127.5824 | 4660.8789 | -3398.7909 | -127.5824
22 | 2388.4381 | -3184.0626 | 5263.3343 | -4283.6472 | -184.0626
22 | 4046.9504 | -3119.1486 | 3195.85 | -4004.5032 | -119.1486
22 | 3899.4014 | -3178.6814 | 4198.0946 | -4740.1333 | -178.6814
22 | 3906.8167 | -3091.9133 | 4113.9908 | -4836.981 | -91.9133
22 | 1968.3226 | -3143.6136 | 5007.9854 | -3591.2434 | -241.451
22 | 2364.1636 | -3185.1583 | 5316.0929 | -4287.1226 | -207.9757
22 | -1745.9396 | -3268.1695 | 7943.9068 | -2851.2673 | -78.5305
22 | -5725.2605 | -3275.1177 | 9656.3745 | -634.7021 | -21.2942
22 | -5718.5079 | -3299.7315 | 9932.4309 | -915.6375 | 1.446
22 | 3866.806 | -3091.6301 | 4391.2259 | -4910.8949 | -255.5068
22 | 3961.9504 | -3144.8713 | 3781.2503 | -4297.6158 | -300.7136
22 | 3880.6927 | -3182.0826 | 4329.0593 | -4770.1955 | -257.4738
22 | 4462.7024 | -6703.532 | 1721.428 | 1017.8198 | -498.4181
22 | 4124.487 | -4138.8399 | 3056.6855 | -2674.5223 | -367.8102
22 | 3467.1296 | -398.4324 | 6179.738 | -8996.6945 | -251.7407
22 | 1929.6816 | -372.3259 | 7195.1501 | -8548.9994 | -203.5064
22 | -5670.4219 | 373.6755 | 10615.3731 | -5695.7474 | 377.1207
22 | -5704.3262 | 595.6807 | 9196.4988 | -5087.8532 | 1000
22 | 3999.6019 | 406.7985 | 2297.6405 | -7704.0409 | 1000
22 | 4750.5257 | 1138.4379 | -3067.9624 | -5899.9473 | 3078.946
22 | -5758.5256 | 953.1402 | 6927.4361 | -4114.9352 | 1992.8846
22 | -5395.456 | 1353.9888 | 4028.2068 | -3116.0099 | 3129.2703
22 | -5763.0979 | -1914.7953 | 7702.048 | -1024.1548 | 1000
22 | -5695.5391 | 321.4737 | 9636.4576 | -5262.3922 | 1000
22 | -5680.9263 | -1185.2464 | 10718.3393 | -3815.2594 | -36.9072
22 | -5679.6338 | 4538.6142 | 8861.6538 | -3652.1546 | -4068.4796
22 | -5709.7053 | 5148.3878 | 7465.5586 | -2981.706 | -3922.535
22 | -4682.2891 | 3899.0519 | -1272.8114 | -729.8894 | 2785.9379
22 | -5449.698 | 6140.3778 | 5842.5997 | -1284.1558 | -5249.1236
22 | -4534.3059 | 968.328 | 529.0977 | 9042.4593 | -6005.579
22 | -5704.7191 | 5451.6041 | 7562.2738 | -2704.1662 | -4604.9927
22 | -5713.373 | 3645.6281 | 7820.9938 | -1532.875 | -4220.3738
22 | -4142.3418 | 4864.6373 | -5135.4651 | 1851.8952 | 2561.2744
22 | -3653.6483 | 2327.3315 | -8096.3041 | 6939.5013 | 2483.1196
22 | -2404.8835 | 2228.2299 | -9076.7279 | 6780.4079 | 2472.9736
22 | 4619.7567 | 6564.8146 | -724.7418 | -4930.8391 | -5528.9904
22 | 4251.4808 | 4741.2376 | 1718.2508 | -6089.6552 | -4621.3141
22 | 3492.5613 | 4475.589 | 2564.1725 | -6075.4647 | -4456.8581
22 | -1009.8158 | 3851.6785 | 6440.8231 | -5336.3755 | -3946.3103
22 | -5661.3898 | 3022.3714 | 10090.7474 | -4495.2901 | -2956.4388
22 | -5748.2476 | 1451.8778 | 7168.8875 | -3827.1412 | 954.6234
22 | -5653.9308 | 2294.743 | 10629.1622 | -4903.1394 | -2366.8349
22 | 4150.5644 | 4252.0496 | 2373.6906 | -6410.6322 | -4365.6724
22 | 4115.2592 | 4082.7244 | 2600.5771 | -6523.5176 | -4275.0431
22 | 3961.6962 | 3365.0053 | 3565.0038 | -7000.9706 | -3890.7347
22 | 3745.5975 | 1885.0208 | 4810.815 | -7765.719 | -2675.7143
22 | 3699.6899 | 1546.0442 | 5064.4753 | -7943.9048 | -2366.3045
22 | 3729.0255 | -507.3331 | 4328.6883 | -8353.8032 | 803.4226
22 | 3799.7826 | -438.855 | 3822.9882 | -8183.9159 | 1000
22 | 4565.3433 | 307.0454 | -1647.1997 | -6344.6573 | 3119.4684
22 | 4071.368 | -3008.6731 | 2867.6441 | -4612.1312 | 681.7922
22 | 4193.0555 | -2943.3592 | 2016.1978 | -4265.8941 | 1000
22 | 5034.502 | -2730.7563 | -3785.2461 | -1619.1048 | 3100.6052
22 | 4096.4146 | -3188.146 | 2761.923 | -4336.9791 | 666.7874
22 | 5086.8638 | -3038.7899 | -4030.4726 | -1114.8662 | 3097.2648
22 | 5571.2817 | -5457.4446 | -6390.9513 | 3227.922 | 3049.1922
22 | 4458.3972 | -5687.8505 | 1265.2469 | -322.9965 | 287.2029
22 | 582.2159 | -3200.8952 | 5209.6637 | -3264.6576 | 673.6732
22 | -215.2318 | -3184.3267 | 4950.3311 | -2550.7726 | 1000
22 | -1025.6251 | -3059.8315 | 179.5811 | 777.7122 | 3128.1632
22 | -3478.3251 | -3252.583 | 7189.5794 | -1458.6712 | 1000
22 | -5740.3124 | -3274.9788 | 7803.3568 | -163.001 | 1374.9354
22 | -5112.6028 | -3144.0364 | 2935.8052 | 2173.3332 | 3147.5007
22 | -5681.1896 | -6069.8332 | 8155.986 | 3340.2598 | 254.777
22 | -1529.6321 | -3245.2143 | 6662.3853 | -2559.7968 | 672.2579
22 | 4417.2099 | -4124.0683 | 1860.31 | -271.5124 | -1881.9392
22 | -144.6986 | 1399.4364 | 7708.0924 | -6946.2965 | -2016.5336
22 | -608.094 | 1342.3105 | 8013.0065 | -6833.7721 | -1913.4509
22 | -5727.8294 | 767.6231 | 8206.8937 | -4412.2683 | 1165.5809
22 | -5755.492 | 784.1469 | 7104.1004 | -3989.5164 | 1856.7612
22 | 2050.9315 | -473.8841 | 5516.5811 | -7899.2621 | 805.6336
22 | 1041.9984 | -385.176 | 5783.5925 | -7440.4148 | 1000
22 | -5748.1884 | 214.5528 | 7583.6757 | -4352.5889 | 2302.5489
22 | -5761.1274 | 299.8888 | 7041.9848 | -4120.3253 | 2539.5791
22 | -5559.8103 | 522.1538 | 5434.4021 | -3566.435 | 3169.6893
22 | -5765.3028 | -2319.1173 | 7749.3624 | -1297.8166 | 1632.8744
22 | -641.8028 | 1365.4864 | 8057.3289 | -6825.9215 | -1955.091
22 | -671.1134 | 1370.3904 | 8065.8164 | -6797.3196 | -1967.7738
22 | 3983.6742 | 3472.1536 | 3418.8877 | -6950.9479 | -3923.7676
22 | 3567.0848 | 396.1072 | 5720.7305 | -8567.8972 | -1116.0253
22 | 3579.073 | -443.0189 | 5420.0463 | -8735.4048 | 179.3044
22 | 3874.4784 | -157.1279 | 3308.788 | -8026.1385 | 1000
22 | 4635.1457 | 584.0047 | -2126.4349 | -6198.6363 | 3105.9209
22 | 3939.4856 | -3076.3886 | 3881.883 | -4796.2339 | 51.2539
22 | 4302.3005 | -2881.6535 | 1343.2705 | -3763.9175 | 1000
22 | 5137.781 | -2670.5579 | -4417.0407 | -1135.8942 | 3085.7117
22 | 3954.1052 | -3181.1459 | 3820.1742 | -4635.6292 | 42.4957
22 | 5192.8219 | -2994.3519 | -4674.8141 | -605.8563 | 3082.2005
22 | 5584.5147 | -4950.0384 | -6583.4603 | 2905.6544 | 3043.3297
22 | 4462.7679 | -6693.7645 | 1717.0248 | 1004.8734 | -490.9016
22 | 4478.8486 | -6799.5116 | 1648.491 | 1177.3056 | -505.1336
22 | 4462.3738 | -6678.802 | 1722.7184 | 1005.366 | -511.6563
22 | 4213.3237 | 4106.449 | 1881.7216 | -6304.4892 | -3897.0051
22 | 4131.8682 | 4139.6499 | 2500.4193 | -6456.9474 | -4314.9899
22 | 3956.8934 | 3136.6465 | 3636.468 | -6867.3973 | -3862.6106
22 | 3966.2965 | 2855.3086 | 3637.0675 | -6615.3036 | -3843.369
22 | 4178.2306 | 3295.1474 | 2403.5812 | -5586.3427 | -4290.6164
22 | 4537.5367 | 2406.5425 | 566.4467 | -2818.0255 | -4692.5005
22 | 5469.7276 | -1837.2365 | -3898.5006 | 5578.4975 | -5312.4879
22 | 5468.6851 | -1993.9437 | -3868.407 | 5670.2547 | -5276.5891
22 | 5118.4875 | -3618.9048 | -1690.5712 | 4532.6999 | -4341.7113
22 | 4734.8668 | -6451.5138 | 429.1044 | 3043.7155 | -1756.1729
22 | 4750.6549 | -7609.7415 | 19.6864 | 2810.8555 | 28.5446
22 | 5543.6033 | -6874.8706 | -5655.7274 | 4707.2113 | 2279.7835
22 | 5442.2049 | -6624.9383 | -7279.3602 | 5434.2482 | 3027.8454
22 | 1036.9659 | -6680.3779 | 3029.8402 | 3953.7926 | -1340.2209
22 | -5577.4529 | 2389.35 | 7276.7092 | 356.4405 | -4445.0468
22 | -4845.801 | -1759.195 | 3031.3953 | 8620.2846 | -5046.684
22 | 5460.5034 | -1912.0657 | -3960.1664 | 5734.5147 | -5322.7861
22 | 5204.9742 | -2359.5549 | -8737.0148 | 7468.9896 | -1577.3941
22 | 5102.8212 | -3959.6033 | -11550.5477 | 8033.5064 | 2373.8233
22 | 5267.1479 | -5348.158 | -9544.82 | 6766.0789 | 2859.7513
22 | -5074.2962 | -2976.8179 | 4639.6938 | 7758.7718 | -4347.3515
22 | -5535.3431 | -6931.0163 | 7549.3284 | 5659.2888 | -742.2579
22 | -5526.9138 | -7442.017 | 7365.4302 | 5556.9807 | 46.52
22 | -4580.9931 | -6449.048 | -199.5678 | 8147.1306 | 3082.4782
22 | 1212.0968 | -7559.608 | 2600.834 | 3734.8789 | 11.7982
22 | -4590.7916 | -1942.3395 | 890.9369 | 9209.8159 | -3567.6217
22 | -4034.948 | -4500.389 | -4258.3579 | 9974.0933 | 2819.6016
22 | 2234.2822 | -4218.069 | -9422.4765 | 8672.9042 | 2733.3591
22 | -4268.8379 | 1113.4748 | -3531.4901 | 3991.2963 | 2695.557
22 | 414.2299 | 1105.1917 | -6764.5525 | 2572.9862 | 2672.1447
22 | -3936.3829 | -607.0695 | -5546.6031 | 7447.871 | 2642.1845
22 | -713.1399 | -896.7814 | -8066.6919 | 7059.0817 | 2617.5316
22 | 5600.6106 | 1487.9935 | -7296.6096 | -238.4697 | 446.475
22 | 5465.7385 | 1171.5506 | -9666.4007 | 804.7647 | 2224.347
22 | 5121.3497 | -1539.7606 | -12124.4031 | 6498.4568 | 2044.3572
22 | 3897.8996 | 2655.5687 | 3993.8241 | -7016.818 | -3530.4743
22 | 4365.6881 | 4624.9094 | 1139.5547 | -5321.729 | -4808.4232
22 | 4790.2293 | 3574.9709 | -1031.1271 | -2050.8003 | -5283.2727
22 | 5493.5772 | 372.9945 | -4399.9772 | 4284.4654 | -5751.0599
22 | 5478.2329 | -1933.6325 | -3957.0194 | 5635.0719 | -5222.653
22 | 5186.5713 | -3286.9793 | -2143.2117 | 4687.6608 | -4444.0412
22 | 4705.0101 | -6842.769 | 517.6289 | 2818.5306 | -1198.4005
22 | 5011.4669 | -7169.8456 | -1830.2315 | 3410.4313 | 578.1789
22 | 4679.5336 | -7585.678 | 536.3566 | 2629.7976 | -260.0098
22 | 5550.9306 | -6669.8935 | -5691.3654 | 4700.5722 | 2109.7561
22 | 4642.1759 | -7249.3705 | 890.4892 | 2611.352 | -894.6466
22 | 2528.0478 | -7472.4709 | 2423.5007 | 3078.6392 | -557.7168
22 | 4569.3973 | -7310.3832 | 1229.9453 | 2054.3317 | -543.291
22 | 4569.3495 | -7341.3789 | 1237.1466 | 2077.9076 | -543.0248
22 | 2802.1942 | -7470.5898 | 2318.9703 | 2841.7633 | -492.3379
22 | 5592.3299 | 2881.9159 | -6963.8865 | -104.4981 | -1405.8611
22 | -1358.1538 | 3348.1147 | 6803.7092 | -4909.6732 | -3883.997
22 | -4058.4764 | 3083.4516 | 8421.0487 | -3576.5944 | -3869.4294
22 | -4404.0953 | 3295.7346 | 8124.3612 | -2942.0509 | -4073.9496
22 | -5689.0417 | 3259.1605 | 8914.9602 | -2427.3618 | -4057.7173
22 | -5713.3091 | 2799.9171 | 8105.4332 | -931.9188 | -4260.1224
22 | -5719.2309 | 1564.0986 | 8282.4737 | -130.4114 | -3996.93
22 | -5758.9835 | -4669.0998 | 8783.3538 | 2585.6745 | -940.945
22 | -5761.2031 | -4810.9358 | 8742.5874 | 2470.9873 | -641.4357
22 | -5767.2705 | -5773.2824 | 8822.6972 | 2983.6538 | -265.7981
22 | -5718.109 | 3125.6118 | 7806.4721 | -1996.7949 | -3217.1801
22 | -4674.057 | 2203.0954 | -917.2743 | 590.6525 | 2797.5835
22 | -5679.8067 | 3069.6459 | 9344.4524 | -2854.9279 | -3879.3636
22 | -3362.8677 | 2802.9623 | 8414.8233 | -4392.5069 | -3462.411
22 | 4828.1781 | 2276.3921 | -3072.1308 | -5275.6401 | 1243.2008
22 | 5173.7404 | 2680.0434 | -5307.5236 | -3974.6078 | 1428.3476
22 | 5396.1712 | 2505.6648 | -6978.0184 | -3493.3078 | 2569.4903
22 | 2830.7881 | 2404.5446 | -5638.0771 | -2377.039 | 2779.7834
22 | 5637.9265 | 1935.7425 | -8253.803 | -1722.4104 | 2402.5445
22 | 5608.5358 | -1640.5708 | -7424.9288 | 570.9036 | 2886.0602
22 | -5663.3195 | 2424.6152 | 10213.4567 | -4002.7366 | -2972.0159
22 | -5748.4267 | 1281.974 | 7218.4173 | -3684.3129 | 932.3483
22 | -5661.0581 | 2273.4628 | 10353.5407 | -4160.5803 | -2805.3651
22 | -5751.741 | -4307.7176 | 8950.1813 | 2085.7178 | -976.4405
22 | 4401.1548 | 4070.9012 | 484.3704 | -5903.6533 | -3052.773
22 | 4578.119 | 3250.0821 | -1016.2079 | -5676.3552 | -1135.638
22 | 4872.3208 | 2157.6077 | -3448.5545 | -5249.1688 | 1667.7949
22 | 5084.8609 | 1930.767 | -5076.8902 | -4838.6619 | 2899.9242
22 | 5146.3327 | 2025.9621 | -5462.0651 | -4588.0371 | 2877.8075
22 | -5594.922 | 825.4054 | 5791.4174 | -3580.5431 | 2558.6423
22 | -5505.3539 | 716.4909 | 5029.6245 | -3384.2344 | 3143.473
22 | 5381.2698 | 3024.8398 | -7024.5953 | -4010.6267 | 2629.1124
22 | 5158.176 | 2173.2805 | -5565.0828 | -4638.943 | 2872.5693
22 | 5228.1868 | 2437.5197 | -6041.5043 | -4479.5084 | 2855.3062
22 | 4699.0834 | 4418.9117 | -1442.887 | -4781.9605 | -2893.1476
22 | 5657.7861 | 3667.3193 | -8642.9143 | -2707.5015 | 2025.3104
22 | 5659.0918 | 3486.0176 | -8692.2746 | -2733.6578 | 2280.8231
22 | 5660.9957 | 3561.9277 | -8721.8972 | -2784.9384 | 2283.9122
22 | 5625.8317 | -716.8903 | -7730.2051 | -41.1426 | 2862.4063
22 | 4627.4064 | 6573.0575 | -766.7634 | -4889.2522 | -5544.4483
22 | -5413.3422 | 6186.8416 | 5608.8094 | -1045.6906 | -5336.6181
22 | -4096.9693 | 4898.2235 | -5448.5289 | 2104.4602 | 2542.8145
22 | -3652.4186 | 2688.1424 | -8155.8214 | 6652.4589 | 2467.6388
22 | -2790.6655 | 2617.0742 | -8831.9619 | 6544.8011 | 2460.752
22 | 5409.6004 | 3158.6589 | -4531.9843 | 2063.3746 | -6099.6495
22 | 3847.1395 | 2865.9081 | -3760.6365 | 3151.3041 | -6103.7151
22 | -4705.1579 | 2341.139 | 1484.0093 | 6837.3442 | -5957.3346
22 | -4539.3172 | 1359.8953 | 525.3641 | 8738.3504 | -6084.2926
22 | -4543.9583 | 1465.1942 | 548.7912 | 8632.5194 | -6102.5465
22 | -4414.3698 | 1622.8326 | -707.6803 | 8384.4765 | -4885.259
22 | -3336.605 | 1237.6056 | -381.683 | 8610.1095 | -6129.4272
22 | -4082.0781 | 1426.1993 | 201.9707 | 8575.1885 | -6121.2804
22 | 5517.3285 | 2445.4826 | -5020.2209 | 3175.0142 | -6117.6044
22 | 5478.2226 | 2913.3511 | -4904.8598 | 2567.9011 | -6054.615
22 | 5524.3444 | 2815.6281 | -5208.1559 | 2776.4697 | -5908.2863
22 | 5177.3049 | 1073.5958 | -9701.5489 | 6835.3994 | -3384.7512
22 | 5521.5624 | 2743.1659 | -5135.8407 | 2901.4073 | -6030.2949
22 | 5230.3483 | 528.6597 | -7512.4328 | 7496.3405 | -5742.9157
22 | 5521.7682 | 2758.7797 | -5141.61 | 2885.8653 | -6024.8032
22 | 5234.4941 | 754.1954 | -7581.4649 | 7261.1387 | -5668.3633
22 | 4675.3845 | 6368.7498 | -954.9593 | -4477.1138 | -5612.0612
22 | -5370.0829 | 5945.8973 | 5395.7173 | -555.6177 | -5415.914
22 | -5708.0638 | 4102.6099 | 7879.2649 | -1789.504 | -4484.307
22 | -4032.2714 | 4593.872 | -5809.6005 | 2728.4047 | 2519.5953
22 | 4453.8292 | 5293.0769 | 508.4512 | -5186.9039 | -5068.4534
22 | 5039.2612 | 4784.0293 | -2676.022 | -1252.9743 | -5894.2942
22 | -5147.85 | 4736.2995 | 4119.3214 | 1922.0825 | -5629.8534
22 | -4619.5676 | 1868.4705 | 1036.3013 | 7801.2383 | -6086.4424
22 | -4563.3638 | 1567.4326 | 682.0628 | 8420.9576 | -6107.0892
22 | -4592.5787 | 1610.528 | 894.2811 | 8178.165 | -6090.3954
22 | 2642.6652 | -105.5725 | -4164.2156 | 7744.1634 | -6117.0406
22 | 5319.3203 | -284.9251 | -5812.5773 | 6898.1016 | -6119.9195
22 | -4698.9812 | -942.7029 | 1950.3341 | 9145.4545 | -5454.1045
22 | 5270.9116 | -43.1791 | -6580.4556 | 7262.4472 | -5909.724
22 | -4583.2281 | 1709.9455 | 801.9761 | 8129.5766 | -6058.2701
22 | -4071.5191 | 3485.2181 | -4798.8798 | 4884.5856 | 500.5952
22 | -2732.3622 | 3399.9989 | -6289.4568 | 4707.4226 | 914.3975
22 | 5239.4791 | 3261.4892 | -12755.1488 | 2684.5306 | 1569.6499
22 | 5191.5157 | 2932.8247 | -13182.8343 | 3404.7774 | 1653.7165
22 | 5092.167 | 2175.8035 | -13901.9108 | 5034.8864 | 1599.0538
22 | 5234.5365 | 3260.3338 | -12872.3407 | 2699.5868 | 1677.8837
22 | 5235.1078 | 3210.6269 | -12845.6959 | 2716.3342 | 1683.6271
22 | -4004.5533 | 3369.5625 | -5332.0257 | 5143.1542 | 823.8622
22 | -3867.8611 | 2808.6737 | -6233.778 | 6308.6884 | 984.277
22 | 3867.7133 | 2296.153 | -13043.275 | 5158.3045 | 1721.1042
22 | -3777.2948 | 3332.6606 | -7350.2005 | 5322.9038 | 2471.9309
22 | -3713.2883 | 3014.3511 | -7740.1903 | 5977.9485 | 2461.179
22 | -3485.9078 | 2995.8187 | -7918.3439 | 5949.076 | 2459.3571
22 | -3819.3831 | 2575.2217 | -6920.1187 | 5656.9801 | 2507.2999
22 | -3760.1368 | 2334.0255 | -7290.7025 | 6221.0306 | 2495.7833
22 | -3022.8902 | 2309.4408 | -7889.7601 | 6115.1098 | 2488.0998
22 | -2229.5577 | 3375.034 | -8281.8293 | 4760.2798 | 2376.0732
22 | -3271.6066 | 3345.7516 | -7687.4636 | 5143.6635 | 2469.6551
22 | -1496.6297 | 2772.3985 | -8411.3541 | 4759.0911 | 2376.4942
22 | -2551.5703 | 2604.8961 | -7556.1694 | 4990.6119 | 2512.2317
22 | -2766.0518 | 2639.3574 | -7642.2219 | 5268.0716 | 2500.8447
22 | -3806.7246 | 3478.5669 | -7171.7434 | 5022.7068 | 2477.1942
22 | -3203.3456 | 3439.1414 | -7633.7699 | 4925.4209 | 2472.5531
22 | -3896.7534 | 2467.5464 | -6362.039 | 5255.9514 | 2535.2946
22 | 5272.8198 | 3764.1752 | -3803.0844 | 823.9744 | -6057.885
22 | 5508.27 | 2010.0212 | -4799.1663 | 3365.6452 | -6084.7701
22 | 5581.1544 | 4226.0654 | -6696.5681 | 49.7376 | -3160.3893
22 | 5521.6973 | 2871.7003 | -5155.078 | 2659.3915 | -5897.7111
22 | 5253.6098 | 981.7316 | -7429.7926 | 6781.1049 | -5586.6537
22 | 5640.1735 | 5504.907 | -8217.9446 | -2409.3045 | -517.8314
22 | 5476.7112 | 5078.8294 | -11198.1636 | -1212.5438 | 1855.1669
22 | -2171.2411 | 4667.0411 | -7024.1525 | 2015.8751 | 2512.4774
22 | 5651.8108 | 5683.3942 | -8508.0814 | -2746.4982 | -80.6254
22 | 5515.4041 | 5336.9181 | -11025.8074 | -1763.2627 | 1936.7479
22 | -1295.03 | 4998.1215 | -7287.8043 | 1053.3833 | 2531.3295
22 | 5058.1885 | 1858.9974 | -14317.5335 | 5724.9948 | 1675.3528
22 | 5152.3166 | 6060.1238 | -4793.972 | -3889.3743 | -2529.0941
22 | 5658.4377 | 5519.9487 | -8671.5229 | -2911.8353 | 404.9717
22 | 5567.8306 | 5174.9447 | -10483.8384 | -2313.7114 | 2054.7746
22 | 1439.1685 | 4600.9395 | -7114.676 | -1570.5914 | 2645.1595
22 | 5678.0255 | 4243.8013 | -9138.8284 | -3163.6287 | 2380.6304
22 | 5387.6348 | 3129.6846 | -7273.9542 | -4053.0738 | 2809.7086
22 | 5651.6572 | 1035.2653 | -8395.1932 | -1106.1522 | 2814.4228
22 | 5672.1122 | 4183.0089 | -9002.0739 | -3152.3922 | 2299.345
22 | 5655.241 | 5624.9176 | -8592.8567 | -2834.7088 | 147.4069
22 | 5531.8198 | 5311.2793 | -10871.2242 | -1945.212 | 1973.3372
22 | -900.7367 | 4983.5048 | -7292.5397 | 663.6674 | 2546.1042
22 | 5052.2494 | 1520.8114 | -14289.432 | 5991.4529 | 1724.9183
23 | 4891.2393 | 6102.9519 | -2640.5286 | -4305.8418 | -4047.8208
23 | -5934.4581 | 5679.3644 | 4373.3751 | -363.686 | -3754.5954
23 | -5950.2967 | 5170.6928 | 3914.666 | 689.45 | -3824.5121
23 | -5294.969 | 1631.3387 | 199.3178 | 7800.1897 | -4335.8771
23 | -4513.6403 | 2855.6418 | -7072.2335 | 6066.2496 | 2663.9825
23 | -4593.8977 | -1000 | -6024.1362 | 8508.9298 | 3109.1041
23 | -5951.9815 | 5600.7276 | 3704.4907 | -118.3978 | -3234.8389
23 | -4887.5466 | 4737.6023 | -4880.6331 | 2266.9714 | 2763.606
23 | 4498.6968 | 5219.945 | -349.0682 | -6099.1369 | -3270.4368
23 | -5842.9826 | 3852.9551 | 8610.7071 | -4480.7918 | -2139.8879
23 | -5774.7789 | 877.6789 | 12307.8782 | -6884.9097 | -525.8686
23 | -5994.8072 | 2985.619 | 2877.4426 | -2591.4898 | 2723.2354
23 | -5832.4479 | 2837.1477 | 1560.5038 | -2242.7342 | 3677.5304
23 | -6004.203 | 2178.4524 | 2773.7949 | -2822.8608 | 3874.8164
23 | -6003.3787 | 2165.4777 | 2810.821 | -2791.1401 | 3818.2201
23 | 3437.8339 | 616.188 | 6188.1821 | -9512.9401 | -729.2639
23 | 3435.0645 | -201.1684 | 6330.36 | -9001.5243 | -562.7318
23 | 3532.2452 | -819.8796 | 5893.1497 | -8016.576 | -588.9393
23 | 4223.946 | -3797.6921 | 2559.6954 | -1927.3482 | -1058.6012
23 | -5816.1716 | -1643.6121 | 11506.3986 | -3640.9752 | -405.6397
23 | 3837.7776 | -3000 | 4593.3412 | -4780.7303 | -650.3884
23 | 3715.1253 | -3000 | 5393.6719 | -5561.1135 | -547.6838
23 | -1002.4716 | -3000 | 8565.6139 | -4136.2965 | -426.8458
23 | 3868.5021 | -3216.9656 | 4462.1789 | -4456.7646 | -656.9508
23 | 3755.892 | -3267.2519 | 5213.049 | -5143.4759 | -558.2131
23 | -1366.0931 | -3264.3018 | 8658.5783 | -3601.2711 | -426.9124
23 | 4297.8994 | -5784.7676 | 2536.3835 | -222.4354 | -827.0799
23 | -5848.4441 | -3192.2581 | 10742.4709 | -1257.5291 | -444.2396
23 | -5839.4436 | -3220.0323 | 11108.7485 | -1657.6648 | -391.6079
23 | -5899.7551 | -6313.1169 | 9747.4208 | 2967.4213 | -501.9701
23 | -5844.4068 | -3000 | 10838.5315 | -1555.0179 | -439.1068
23 | -5835.4504 | -3000 | 11193.8018 | -1969.1242 | -389.2273
23 | 4169.677 | -3000 | 2314.026 | -3532.3934 | 48.6904
23 | 4493.2754 | -3000 | 77.8643 | -2420.5683 | 849.4287
23 | 5199.861 | -2772.8645 | -4890.8825 | -231.877 | 2695.763
23 | 5107.3604 | -2697.4774 | -6314.2619 | 593.074 | 3311.3048
23 | -5934.1996 | -3000 | 7276.7487 | 720.7631 | 936.6879
23 | -6013.9783 | -2833.9942 | 4056.8589 | 2500.0125 | 2291.1011
23 | -5441.6197 | -2635.7139 | -249.9648 | 4424.0482 | 3903.2502
23 | 4198.9182 | -3100.3377 | 2150.134 | -3326.0328 | 77.3183
23 | -5880.5074 | -3118.4446 | 9446.0205 | -468.9547 | 21.8862
23 | -5875.3611 | -3000 | 9610.6763 | -723.6457 | -11.6695
23 | -415.851 | 371.6536 | 9193.5515 | -8697.468 | -451.8862
23 | -3708.7061 | 453.5603 | 11395.456 | -7767.4031 | -372.907
23 | -5792.6798 | -633.0617 | 12101.3904 | -5308.6195 | -367.0295
23 | -5785.7613 | 624.6298 | 11956.5918 | -6836.2132 | 40.7529
23 | 3303.7154 | -287.1266 | 7214.7971 | -9786.3059 | -445.0801
23 | 2811.6968 | -214.769 | 7586.8077 | -9753.7136 | -430.0218
23 | 2094.0103 | -95.1055 | 8024.1479 | -9599.7562 | -423.2965
23 | 3298.9817 | -128.0251 | 7222.1031 | -9919.5923 | -473.4674
23 | 2841.4735 | -146.8043 | 7565.9958 | -9816.7012 | -443.9638
23 | 3489.872 | 398.1512 | 5724.6313 | -9443.8639 | -168.7906
23 | 4152.9751 | 1012.2245 | 909.8097 | -7811.7354 | 1736.7261
23 | 4874.3299 | 591.2259 | -3915.5153 | -4890.2856 | 3340.2452
23 | 5145.3019 | -1000 | -5185.3354 | -2284.8706 | 3324.9041
23 | 5214.2297 | -1413.5645 | -5505.0095 | -1612.8643 | 3317.2086
23 | 4721.0393 | 1555.7928 | -3209.2954 | -6409.6504 | 3342.1135
23 | -5879.2861 | 1198.7148 | 8055.4123 | -5160.0606 | 1785.2196
23 | -6008.4647 | 723.0049 | 3089.9003 | -1475.3379 | 3670.8974
23 | -5896.4566 | 651.5028 | 2275.7886 | -974.8933 | 3944.0584
23 | -5665.1954 | -1000 | 986.3977 | 1747.8598 | 3930.9379
23 | -6009.1324 | 668.5702 | 3081.5573 | -1670.19 | 3929.195
23 | -5996.4044 | 1943.4118 | 3161.4883 | -3049.1457 | 3940.65
23 | -6007.0973 | 1501.9887 | 2884.4761 | -2323.6977 | 3944.3303
23 | 3305.804 | -182.5166 | 7157.3652 | -9914.8801 | -365.7725
23 | 2889.1688 | -172.737 | 7499.7908 | -9824.2468 | -391.9758
23 | 4213.7893 | 3896.7117 | 1515.8914 | -6991.3295 | -2635.0628
23 | -5807.9032 | 2322.6735 | 10512.2829 | -5604.7522 | -1422.301
23 | -5790.7428 | 1574.0799 | 11442.5087 | -6180.9846 | -1044.8612
23 | 5265.0557 | 4549.0671 | -6358.0479 | -4518.8558 | 1062.7808
23 | 5167.4473 | 4279.1066 | -8052.8447 | -3937.5813 | 2543.8721
23 | 5258.5751 | 3417.8577 | -6673.2007 | -4784.2031 | 2780.971
23 | 5218.0362 | -1000 | -5606.5993 | -1887.0564 | 3275.6196
23 | 5254.6797 | 3363.4265 | -6557.0047 | -4771.726 | 2710.6245
23 | 5225.5375 | 4613.7776 | -4243.815 | -1330.6199 | -4264.8802
23 | 4654.2648 | 841.2465 | -7335.394 | 6608.5447 | -4768.6621
23 | 4639.9444 | -13.432 | -7174.2757 | 7140.4698 | -4592.7065
23 | -5320.8229 | -660.8318 | 621.7413 | 9224.6435 | -3864.7302
23 | -5993.9491 | -3950.5811 | 5223.5461 | 6776.192 | -2055.2079
23 | -4648.6007 | -3492.5942 | -5320.6901 | 10091.6462 | 3370.2388
23 | 4505.3857 | -2853.9108 | -12402.909 | 8160.9608 | 2590.4733
23 | 4582.0692 | 2091.8514 | -13745.1651 | 5029.7272 | 2041.5174
23 | 4533.9657 | -1000 | -12916.9674 | 6985.8077 | 2397.194
23 | 5118.1538 | -4171.4207 | -2289.6763 | 3698.8386 | -2355.8954
23 | 4996.1603 | -4702.2946 | -1537.7 | 3307.2173 | -2063.383
23 | -2099.2206 | -5869.4606 | 4901.9601 | 4228.6732 | -1161.9521
23 | -5950.7554 | -5841.6247 | 7567.2451 | 5256.4517 | -1031.3166
23 | 4483.3214 | -7037.276 | 1753.5942 | 1690.1602 | -889.7997
23 | 1728.9269 | -6881.146 | 3488.5143 | 2503.613 | -839.9082
23 | -5932.2039 | -6653.5171 | 8573.7512 | 4671.1357 | -659.1659
23 | -5920.4363 | -7167.9285 | 9212.0013 | 4431.3876 | -555.0241
23 | 4901.8548 | -6089.7502 | -1270.5322 | 2788.6189 | -330.1913
23 | 5057.8893 | -6233.826 | -2496.9685 | 3107.6767 | 565.2285
23 | 5163.5946 | -6137.916 | -3265.5996 | 3366.5743 | 873.3467
23 | 4852.1105 | -5378.5892 | -8383.7565 | 5656.8294 | 3253.4057
23 | 5153.4192 | -6541.9836 | -3089.9776 | 3327.2902 | 1151.2517
23 | 4855.6749 | -5433.5524 | -8288.1986 | 5618.3101 | 3247.766
23 | -5999.108 | -6080.5089 | 5728.8842 | 5873.0038 | 477.7289
23 | -6017.4474 | -5970.4901 | 4964.7507 | 6199.2268 | 823.9599
23 | -5053.6944 | -5037.8341 | -2455.6023 | 8730.2584 | 3816.8725
23 | 4666.8765 | -6740.5641 | 385.3767 | 2144.4654 | -456.1545
23 | 5164.1036 | -6049.1094 | -3240.8973 | 3387.3387 | 738.5644
23 | 4850.9374 | -5367.5534 | -8401.5496 | 5667.6803 | 3250.4853
23 | 5259.4811 | 5081.4423 | -4908.6406 | -2166.3556 | -3265.9271
23 | 4713.3903 | 2936.301 | -12955.1833 | 3238.7368 | 2066.7554
23 | 4776.2542 | -1000 | -10833.6829 | 4409.3402 | 2648.0884
23 | 4916.5739 | 6129.9955 | -2779.5618 | -4172.137 | -4094.8706
23 | -5938.6363 | 5717.705 | 4194.8568 | -150.92 | -3823.0054
23 | -5949.1341 | 5392.3433 | 3886.8997 | 542.6492 | -3872.7581
23 | -5299.2181 | 2029.2939 | 188.5693 | 7491.8016 | -4410.4466
23 | -4514.734 | 3126.9411 | -7095.9908 | 5854.229 | 2629.5547
23 | -5950.342 | 5664.8635 | 3748.1456 | 12.0894 | -3474.7565
23 | -4855.3896 | 4767.99 | -5090.9359 | 2448.4087 | 2729.9268
23 | 4971.7065 | 5902.053 | -2997.2986 | -3709.1057 | -4167.3552
23 | 4626.5446 | 4301.1822 | -738.5775 | -4791.3111 | -3397.8383
23 | 4233.5886 | 3417.2451 | 1555.2969 | -6586.4954 | -2619.6352
23 | 4239.2405 | 3110.5556 | 1586.6673 | -6327.5044 | -2608.959
23 | 1764.8591 | 2504.2969 | 3833.6851 | -5801.3539 | -2301.4872
23 | -5812.7592 | 1406.2443 | 10625.1371 | -4830.7283 | -1387.8939
23 | -5811.753 | 1375.3749 | 10675.3391 | -4871.568 | -1367.393
23 | -5899.3999 | -6021.5636 | 9664.3263 | 2846.3169 | -589.6797
23 | 712.7427 | 3023.9781 | 3198.5388 | -4166.6409 | -2768.6187
23 | -5884.2188 | 2833.0135 | 7314.9838 | -1614.4942 | -2649.2842
23 | -5979.4701 | 2443.0535 | 3666.6677 | -233.6619 | 103.4107
23 | -5422.2265 | 2027.8356 | -811.5298 | 1047.9727 | 3157.9479
23 | -6005.4805 | 854.7525 | 3164.3554 | -1735.7084 | 3722.081
23 | 4497.5216 | 2348.4032 | -565.3831 | -5830.6787 | -449.863
23 | 4897.7428 | 1535.89 | -3999.8005 | -5376.0764 | 2942.2441
23 | -1578.1274 | 618.1679 | 1877.2727 | -4558.592 | 3641.2789
23 | -5912.0949 | 350.995 | 7036.572 | -4213.1458 | 2737.6738
23 | -5979.8713 | 491.3095 | 4301.3349 | -2700.8006 | 3888.0275
23 | -6012.461 | -776.7436 | 3431.2962 | -531.8263 | 3889.7346
23 | -5981.1982 | -1000 | 3256.9915 | -163.7542 | 3887.9609
23 | 4910.7194 | 2737.9452 | -3323.5853 | -4376.0796 | 51.0003
23 | 5232.7373 | 2508.0532 | -5815.1681 | -3670.3461 | 1744.7237
23 | 5231.4319 | 2134.4849 | -6045.1731 | -3973.5807 | 2652.837
23 | 5202.6694 | -1000 | -5288.4159 | -1918.0453 | 3003.7918
23 | 5171.8291 | 2395.1293 | -6841.6087 | -3260.9429 | 2535.5933
23 | 3781.3605 | 1953.4419 | 4264.5419 | -8363.9523 | -1635.392
23 | 3323.0428 | -35.4897 | 7088.7881 | -9838.7957 | -537.5454
23 | 3789.7939 | -3468.9378 | 5060.6474 | -4809.7799 | -571.7235
23 | 4128.1884 | -5501.8884 | 3526.7101 | -1445.1897 | -707.8203
23 | 3325.5197 | -190.1462 | 7020.2803 | -9867.4864 | -288.1673
23 | 4372.5476 | 779.4646 | -582.2377 | -7290.3844 | 2720.6098
23 | 4639.0287 | 623.9403 | -2364.7972 | -6211.1497 | 3312.9779
23 | 4915.5717 | -1000 | -3660.7239 | -3552.1692 | 3297.3214
23 | 5194.7177 | -2674.8665 | -4955.35 | -830.6569 | 3266.1557
23 | 4582.4005 | 980.2683 | -2103.9072 | -6772.4296 | 3313.6681
23 | 3722.3668 | -3000 | 5342.1809 | -5547.2574 | -517.2902
23 | 4540.567 | -3000 | -311.828 | -2736.0704 | 1507.3314
23 | 5193.4995 | -2790.1116 | -4903.2827 | -713.5731 | 3213.4679
23 | 5152.8734 | -6559.6771 | -3082.624 | 3317.4493 | 1171.9783
23 | 5192.3682 | -2791.1124 | -4913.3623 | -749.6358 | 3261.7424
23 | 3760.0238 | -3266.0643 | 5183.1839 | -5137.0793 | -540.0641
23 | 3479.3119 | -254.15 | 5875.2426 | -9465.4234 | 365.0189
23 | 4432.7627 | 707.8358 | -1036.9549 | -7127.655 | 3024.0114
23 | 4527.6998 | 638.0574 | -1692.4646 | -6775.1234 | 3301.8308
23 | 4535.795 | 815.4434 | -1782.7926 | -6874.3372 | 3305.8914
23 | 3176.0966 | -247.7447 | 6112.4417 | -9394.3288 | 353.5351
23 | -5849.1013 | 531.8409 | 9475.036 | -5742.3057 | 1584.53
23 | 3423.5467 | 383.7411 | 6490.7589 | -9470.5062 | -827.5405
23 | 2106.2553 | 345.0777 | 7461.5277 | -9159.7461 | -753.1145
23 | 4879.2424 | 2106.464 | -3985.252 | -5853.1114 | 2852.6569
23 | 4901.8056 | 2086.712 | -4162.1687 | -5806.5847 | 2980.2357
23 | 4895.0499 | 2063.186 | -4117.874 | -5825.5856 | 2985.2237
23 | -1124.9436 | 1146.1973 | 1360.0631 | -5011.1987 | 3629.8819
23 | -1537.4042 | 672.7819 | 1829.1596 | -4605.3717 | 3640.8344
23 | -5269.1768 | 956.9815 | 6275.1907 | -4737.5922 | 2774.5969
23 | -5907.2804 | 928.9669 | 7034.8898 | -4696.191 | 2639.6147
23 | -5913.0389 | 978.5629 | 6789.9349 | -4591.765 | 2736.3061
23 | -5980.6129 | 693.6824 | 4204.4608 | -2812.5617 | 3895.0314
23 | -5984.988 | 1621.2051 | 3721.7401 | -3277.9106 | 3919.9533
23 | 4542.5616 | 3929.1268 | -211.4232 | -5041.2847 | -3218.9804
23 | 4405.9872 | 3024.4041 | 696.817 | -5246.1383 | -2881.0701
23 | 4852.6303 | 1953.8791 | -1588.0598 | -1864.8884 | -3353.5613
23 | 5149.0376 | 631.5366 | -3009.3184 | 774.3736 | -3545.6294
23 | 5086.4785 | -4486.5108 | -1870.8837 | 3704.4163 | -2433.5003
23 | 4516.06 | -6968.7766 | 1645.2151 | 1873.2694 | -1065.7679
23 | -222.3072 | -7072.1971 | 5097.0163 | 3027.8839 | -830.396
23 | 4521.7586 | -7337.4261 | 1483.5914 | 1804.6399 | -472.5637
23 | 5142.4626 | -6774.2403 | -3029.8279 | 3324.8926 | 1336.713
23 | 4899.9353 | -6189.157 | -6971.394 | 5090.1284 | 3170.4873
23 | -185.9603 | -7272.0046 | 4984.8785 | 2982.4503 | -509.364
23 | -5922.8932 | -7173.1821 | 9116.2979 | 4473.7197 | -493.9423
23 | -6019.8168 | -6591.7317 | 5077.8461 | 6197.8111 | 1335.8913
23 | -5243.2641 | -5840.2357 | -901.1706 | 8237.2127 | 3747.4577
23 | 4778.5735 | -1809.3038 | -5015.9339 | 5920.3817 | -3873.7173
23 | -2923.5568 | -1707.2776 | 255.7849 | 8012.6698 | -3637.6203
23 | -5537.7982 | -1877.1901 | 2301.8793 | 8559.6691 | -3446.5601
23 | -5990.722 | -4090.7507 | 5398.2775 | 6912.1892 | -2228.994
23 | -5921.7246 | -7111.493 | 9142.0888 | 4484.5647 | -593.4359
23 | -4904.1228 | -4546.5729 | -3299.7997 | 9376.9559 | 3373.5395
23 | 4673.0377 | -1986.7592 | -7146.327 | 6694.1349 | -2234.0864
23 | 4628.7684 | -924.9989 | -11459.8117 | 5500.0227 | 2256.0196
23 | 4627.6015 | -1000 | -11439.7216 | 5547.4726 | 2264.6474
23 | 4583.1318 | -3884.637 | -10639.8601 | 7375.9802 | 2565.3851
23 | 5216.2089 | 1631.5735 | -4323.4234 | -903.8185 | -1620.5404
23 | 4809.8327 | 230.7785 | -10367.161 | 3034.612 | 2291.9378
23 | 4829.4886 | -1000 | -9703.8232 | 3400.6291 | 2473.7054
23 | -5935.2223 | 1891.2661 | 5605.759 | 1489.5965 | -3051.3993
23 | -5966.967 | 872.9063 | 4686.0051 | 3599.8778 | -3191.8221
23 | -5533.2305 | -1472.2234 | 2227.2481 | 8308.0053 | -3529.7995
23 | -4805.848 | -17.9987 | -4567.6358 | 6502.866 | 2888.6165
23 | -4826.2889 | -1000 | -4300.6937 | 7124.9972 | 3001.9854
23 | -5969.8722 | 1730.9213 | 4284.7615 | 2051.5542 | -2097.3648
23 | -4986.1961 | 886.0694 | -3510.0525 | 4673.1459 | 2937.0333
23 | 5216.5408 | 1656.4152 | -4345.1061 | -946.9642 | -1580.8857
23 | 4895.9877 | 1000.9241 | -9617.3417 | 1402.3811 | 2318.0488
23 | 4117.7513 | 2455.5315 | 2367.0388 | -6614.2839 | -2326.0377
23 | 3486.6721 | 412.8103 | 6147.7601 | -9094.7052 | -952.5372
23 | 4109.264 | -4167.0122 | 3442.4551 | -2386.58 | -998.1269
23 | 1581.7413 | 363.3058 | 7481.7968 | -8553.3502 | -873.4938
23 | 3479.4666 | -254.4738 | 5874.2157 | -9464.6968 | 365.4883
23 | 4524.4256 | 552.7777 | -1652.5114 | -6723.857 | 3299.1651
23 | 4788.8502 | -1000 | -2891.6493 | -4181.3956 | 3284.1947
23 | 3867.2285 | -3000 | 4234.534 | -5243.3733 | 141.6109
23 | 4552.1286 | -3000 | -498.3315 | -2890.181 | 1836.3839
23 | 5093.197 | -2826.0709 | -4303.1523 | -1214.1893 | 3250.2155
23 | 5181.6864 | -3279.7571 | -4728.4062 | -406.5726 | 3233.0496
23 | 5144.7797 | -6704.209 | -3074.4336 | 3255.3992 | 1378.4637
23 | 4916.1625 | -6068.7852 | -6881.1992 | 4861.0018 | 3172.82
23 | -5947.4703 | -3000 | 6750.3456 | 272.8781 | 1924.2466
23 | -6015.6872 | -2858.0524 | 3997.0932 | 1794.2726 | 3082.3737
23 | -5740.2736 | -2762.6417 | 1924.69 | 2720.1006 | 3858.1247
23 | 3898.7505 | -3222.7175 | 4101.4406 | -4900.0209 | 122.5472
23 | 4125.5168 | -4768.0581 | 3168.0481 | -2406.896 | -118.6108
23 | -1029.6224 | -3228.1701 | 7605.4433 | -3469.3472 | 121.6963
23 | -5892.9712 | -3120.2245 | 8952.216 | -934.7181 | 995.6978
23 | -5906.2115 | -6364.4946 | 9508.4419 | 3130.0069 | -367.7426
23 | -705.5168 | -3000 | 7488.2044 | -3923.9421 | 141.2544
23 | -5892.3195 | -3000 | 8937.9936 | -1081.0019 | 1035.3279
23 | 3171.0454 | -255.9376 | 6092.9413 | -9373.394 | 365.3449
23 | -5874.9017 | 166.3424 | 8573.4512 | -4926.8455 | 2061.9537
23 | 5117.3717 | 3124.756 | -3249.4846 | -1075.5727 | -3917.0704
23 | 5187.9247 | 2810.0024 | -3587.7829 | -447.3564 | -3962.7878
23 | 5099.7347 | -4404.9377 | -1982.9251 | 3683.1414 | -2395.0132
23 | 4458.1437 | -7196.9219 | 1971.8859 | 1623.5178 | -856.6255
23 | 4434.8834 | -7309.1194 | 2129.2013 | 1578.1808 | -833.1461
23 | 401.1883 | -7263.7433 | 4900.2482 | 2685.1618 | -722.8551
23 | 5152.6382 | -6566.7835 | -3078.0976 | 3324.5012 | 1167.7417
23 | 5204.2939 | 3053.7049 | -3908.0218 | -856.3209 | -3493.6561
23 | 5237.2199 | 3283.5593 | -4557.4827 | -1593.9268 | -2369.3697
23 | 5217.2251 | 1715.6767 | -4335.4444 | -939.9973 | -1657.4602
23 | 5248.1337 | 3857.4233 | -5548.0629 | -3429.0385 | -128.4556
23 | 5244.0917 | 2700.7288 | -6260.2369 | -4367.956 | 2683.3725
23 | 5210.1333 | -1000 | -5366.7716 | -1941.0888 | 3097.7272
23 | -5946.0771 | 5451.1089 | 3988.5719 | 411.5325 | -3905.1361
23 | -5948.2918 | 5381.6073 | 3923.8891 | 559.5482 | -3916.7528
23 | -5948.5653 | 5439.4492 | 3893.7592 | 447.0242 | -3831.6673
23 | 5221.3172 | 4838.4202 | -4179.7418 | -1526.084 | -4353.9116
23 | 5198.9001 | 3502.4961 | -3782.9228 | -819.7057 | -4098.7678
23 | 5126.1265 | 4246.0855 | -4679.1753 | -242.4835 | -4450.5531
23 | -5710.7743 | 4149.9094 | 2589.6093 | 3102.4469 | -4131.1914
23 | -5357.3302 | 2321.5533 | 574.5946 | 6880.8989 | -4419.7166
23 | -5958.4226 | 2890.266 | 4352.4818 | 2241.5748 | -3525.8999
23 | 4695.0325 | 1499.446 | -7052.6417 | 5712.5038 | -4854.3406
23 | 4691.91 | -904.6725 | -6091.0963 | 6600.9959 | -4297.1371
23 | 4851.5166 | 3484.0878 | -9796.987 | 1991.5471 | -530.1645
23 | -2330.5626 | 3570.9996 | -3928.0478 | 3782.0883 | -1094.4775
23 | -5312.3504 | 3738.0837 | -577.0042 | 4154.7855 | -2003.5145
23 | -4658.7182 | 3793.8063 | -6182.4225 | 4460.6538 | 2586.6806
23 | -4881.3616 | 1285.5684 | -4274.4357 | 5019.3257 | 2850.9032
23 | -5154.5557 | 3480.439 | -1779.8177 | 4755.4032 | -1301.4688
23 | -5007.3863 | 2857.5569 | -2693.9752 | 6059.5341 | -1215.7295
23 | -4582.5539 | 3425.8558 | -6628.1417 | 5223.9228 | 2560.917
23 | -4590.6529 | 3464.8482 | -6580.4137 | 5142.99 | 2563.2285
23 | -4626.1822 | 2797.6655 | -6230.7988 | 5439.9588 | 2619.3568
23 | -4739.516 | 1749.3866 | -5191.7775 | 5867.7931 | 2314.1138
23 | -4098.9726 | 1613.1588 | -5957.3074 | 5759.8524 | 2683.2688
23 | -4713.781 | 1522.9152 | -5431.4176 | 5883.9078 | 2738.3757
23 | -1249.8678 | 3575.9988 | -8600.2413 | 3922.1332 | 2351.9771
23 | 563.1432 | 2084.8275 | -8931.9722 | 3921.1478 | 2362.8538
23 | 4651.389 | 2283.5709 | -11171.0545 | 4638.321 | -402.2264
23 | 4624.2447 | 2655.4931 | -13369.1098 | 4159.9826 | 1929.3894
23 | 4628.6725 | 1527.4813 | -12720.2263 | 4536.0307 | 2028.0418
23 | 4779.2763 | 3495.5938 | -11966.4931 | 2250.3851 | 1441.2379
23 | 4750.7745 | 3498.7396 | -12530.2902 | 2320.9347 | 1959.8415
23 | 4726.801 | 3291.0483 | -12741.4997 | 2771.7748 | 1951.8755
23 | 4771.2726 | 2394.9782 | -11714.001 | 2657.9291 | 1889.8211
23 | 4762.9389 | 2316.8963 | -11849.3862 | 2706.3662 | 2063.1849
23 | 4756.3114 | 2263.8549 | -11909.7247 | 2828.9131 | 2060.6452
23 | 5258.8626 | 5311.3758 | -4912.2126 | -2403.679 | -3254.3469
23 | 5264.2073 | 5664.4937 | -5266.9041 | -3073.1299 | -2588.667
23 | 4916.8482 | 4921.6907 | -11121.2551 | -764.0993 | 2046.8156
23 | 1262.4598 | 4749.3437 | -8961.5285 | 679.1599 | 2270.5651
23 | -5176.6386 | 4785.3925 | -2322.1237 | 2206.4961 | 506.8738
23 | -4813.4728 | 4550.0985 | -5298.2118 | 2894.9095 | 2666.6766
23 | -4957.0328 | 3839.6285 | -4210.1076 | 2553.6712 | 2773.8408
23 | -4774.3568 | 4354.6007 | -5510.9934 | 3298.1179 | 2632.6316
23 | 5227.2956 | 4801.8884 | -4276.7985 | -1443.5055 | -4308.88
23 | 4664.4801 | 1226.791 | -7356.701 | 6307.1734 | -4841.7435
23 | 4588.837 | 2356.2763 | -13774.127 | 4821.6716 | 2007.3421
23 | 5260.614 | 5237.4892 | -4929.5857 | -2253.8886 | -3314.629
23 | 4711.8085 | 3116.949 | -13024.8838 | 3160.3191 | 2035.8071
23 | 5269.2737 | 5852.6412 | -5526.7026 | -3422.3147 | -2172.8976
23 | 4951.9561 | 5195.3786 | -10916.2015 | -1350.8801 | 2119.7469
23 | 5269.4574 | 5808.7 | -5582.4949 | -3496.3806 | -1999.282
23 | 4962.2271 | 5176.5385 | -10795.0745 | -1483.8781 | 2140.1871
24 | -5792.79 | 5569.3553 | 4058.0034 | -90.5974 | -3743.9713
24 | -4505.0178 | 4505.485 | -6318.176 | 2832.1155 | 3485.5933
24 | -5536.9766 | 2455.6021 | 695.3819 | -2163.1658 | 4549.1585
24 | -4361.3443 | 3843.4353 | -7192.1892 | 4177.3922 | 3532.706
24 | -3616.4755 | 4535.1085 | -6957.7235 | 2526.7588 | 3512.3317
24 | -6225.1453 | 4500.6718 | 6902.3469 | -2375.2795 | -2802.5939
24 | -6251.6161 | 2897.1746 | 6386.8373 | -3921.1374 | 888.7416
24 | -5633.7815 | 2267.0553 | 1354.9821 | -2628.3332 | 4640.0774
24 | -6267.908 | 1501.0559 | 6205.9622 | -4326.9442 | 2887.8341
24 | -5685.1889 | 2070.4786 | 1718.3932 | -2801.42 | 4697.7371
24 | -6271.5742 | -951.287 | 6877.9871 | -1567.3553 | 1912.2294
24 | -5294.3249 | -692.6978 | -464.8147 | 1778.507 | 4673.3304
24 | -6271.627 | -1000 | 6892.1273 | -1509.7634 | 1889.2632
24 | -5243.9486 | -1000 | -752.8462 | 2331.3578 | 4665.4371
24 | -6275.3078 | -4466.2783 | 7901.5489 | 2599.6982 | 240.339
24 | -6273.0169 | -1000 | 6836.997 | -2098.4707 | 2534.4906
24 | -6269.0067 | 1237.3418 | 6250.2858 | -4331.496 | 3112.8751
24 | -5701.0743 | 2002.8461 | 1847.8438 | -2843.3396 | 4693.7241
24 | -6200.7217 | 645.7 | 9156.1387 | -5558.9718 | 1957.8549
24 | -4154.3265 | 455.9795 | 8105.4721 | -6261.1575 | 1854.0324
24 | -6271.4695 | -5241.1954 | 8312.1092 | 4167.0917 | -966.5361
24 | -6168.3682 | 3417.831 | 9515.4514 | -4921.6533 | -1843.2609
24 | 4395.7291 | 4857.9816 | 258.2667 | -6510.7526 | -3001.2247
24 | 5251.5229 | 4020.0139 | -6492.5868 | -4787.6142 | 2008.6642
24 | 5154.2104 | 3722.8827 | -8191.72 | -4222.3131 | 3536.9399
24 | 5244.9357 | 2866.9795 | -6816.612 | -5062.861 | 3767.5577
24 | 5240.9529 | 2810.1007 | -6698.324 | -5050.2607 | 3697.5311
24 | 3403.3614 | 596.3587 | 6389.454 | -9691.3412 | -697.8329
24 | 3282.0477 | -49.2853 | 7293.6339 | -10045.4455 | -480.9509
24 | -6117.2642 | 1227.294 | 12272.7568 | -6702.6783 | -680.1083
24 | -6149.3639 | -1477.9334 | 11901.2106 | -3869.0611 | -404.8522
24 | -4561.9856 | -961.8127 | 11319.2054 | -5418.1113 | -377.2958
24 | 3412.7723 | -328.292 | 6483.0967 | -9034.2694 | -533.3076
24 | 4378.9896 | -4437.1724 | 1812.3389 | -572.9426 | -1181.2135
24 | -1961.3385 | 378.2565 | 10436.028 | -8470.1849 | -382.7611
24 | -662.7318 | 345.646 | 9565.396 | -8834.7046 | -413.6056
24 | 3400.0815 | -248.3391 | 6540.3582 | -9162.2849 | -529.8157
24 | 3287.3181 | -326.4039 | 7301.003 | -9831.3622 | -430.555
24 | 3363.4903 | -962.4826 | 7007.2014 | -8970.2115 | -437.9976
24 | 3457.8956 | 370.3985 | 5903.309 | -9620.5269 | -111.0761
24 | 4906.49 | 1697.6942 | -4633.4412 | -6083.3967 | 4112.6537
24 | 5217.585 | -111.6657 | -6094.7303 | -3104.8162 | 4093.6272
24 | 3298.2621 | -130.7504 | 7146.8861 | -10026.8354 | -287.5625
24 | 353.2428 | 157.922 | 9089.3974 | -9197.6997 | -402.8625
24 | -6156.0785 | -1896.1118 | 11774.2555 | -3328.4477 | -393.6174
24 | -4780.2374 | -1156.0961 | 11360.861 | -5046.808 | -377.7195
24 | 3531.777 | -1168.9441 | 5975.1841 | -7779.8326 | -558.1844
24 | 3405.0542 | -1230.0421 | 6821.4858 | -8547.5575 | -448.9404
24 | 4462.7615 | -6722.1127 | 1795.7011 | 1384.4325 | -920.7823
24 | 2987.2121 | -1230.4683 | 7105.5879 | -8424.3258 | -438.0059
24 | -6140.3063 | 727.3113 | 11525.4131 | -6591.1703 | 478.7523
24 | -6149.7109 | -1136.317 | 11773.5732 | -4332.9102 | -154.6351
24 | -6240.8008 | -1000 | 8114.9012 | -2263.558 | 1389.4577
24 | 4245.6881 | -1000 | 973.7952 | -5480.2724 | 1260.7891
24 | 5210.6792 | -763.2174 | -5797.5662 | -2438.0833 | 3788.1877
24 | 5164.4228 | -734.5741 | -6505.6967 | -2020.0762 | 4095.9241
24 | 5207.034 | -786.4598 | -5799.6803 | -2692.4295 | 4071.5356
24 | 5208.1242 | -1000 | -5682.7404 | -2184.0858 | 3658.702
24 | 5138.8975 | -1000 | -6714.836 | -1516.9748 | 4092.9132
24 | 5203.5162 | -1000 | -5700.9111 | -2563.2097 | 4060.6045
24 | -5228.1858 | -1150.2027 | 11525.0334 | -4823.5307 | -323.1142
24 | 3653.589 | -1137.3362 | 5125.5236 | -7355.3196 | -286.4568
24 | -6150.7435 | -1424.8311 | 11828.7847 | -3973.1024 | -280.1077
24 | -6130.9696 | 1810.6382 | 11534.6587 | -6106.31 | -1108.0172
24 | -3837.8544 | 1548.9531 | 10256.1406 | -6871.2186 | -1096.0206
24 | 3950.3595 | 2806.5434 | 3182.1517 | -7899.5276 | -2039.527
24 | 3325.6621 | 446.6635 | 6627.2182 | -9550.4435 | -849.1002
24 | -5100.0107 | 1837.3575 | 125.2992 | 7408.4566 | -4271.1026
24 | -4227.1639 | 3168.6129 | -7978.951 | 5539.7923 | 3497.7097
24 | -5129.45 | -689.1606 | 600.608 | 8982.7528 | -3764.7503
24 | -6175.9078 | -5732.8123 | 7766.9742 | 5185.1709 | -1043.425
24 | -5915.4739 | -5972.9267 | 5651.5705 | 5736.8318 | 499.9983
24 | -4624.6223 | -4749.4323 | -4297.7984 | 9106.2318 | 4565.6212
24 | 5050.1609 | -6129.5732 | -2477.2899 | 2981.8917 | 574.8106
24 | 5153.712 | -6037.5039 | -3231.4087 | 3234.1042 | 881.0964
24 | 4941.8212 | -5531.2032 | -6718.3799 | 4784.1526 | 2523.6094
24 | 4741.4057 | -5062.5739 | -9942.2787 | 6219.7651 | 4043.6818
24 | 4772.5762 | -4785.5697 | -9724.5532 | 5690.7323 | 4046.8143
24 | 4778.1858 | -5572.9142 | -9067.0286 | 5865.4293 | 3996.3276
24 | -6275.5652 | -6240.2566 | 8482.6672 | 4844.4798 | -811.3252
24 | -6277.8346 | -6461.0048 | 8466.2299 | 4791.4874 | -518.8779
24 | -6268.6358 | -6538.1283 | 8856.8223 | 4627.4075 | -677.4657
24 | 4194.9081 | -6841.0766 | 1892.354 | 1676.1436 | -922.3291
24 | 4482.8656 | -6857.2689 | 1710.622 | 1591.2768 | -927.4953
24 | 4501.9564 | -6826.7528 | 1568.1624 | 1638.3143 | -881.6803
24 | -6256.7716 | -7052.6407 | 9498.9397 | 4385.2913 | -574.8186
24 | -5919.2851 | -7083.8488 | 9301.4115 | 4280.1476 | -578.4252
24 | 312.8842 | -5786.1457 | 3276.8884 | 3452.2181 | -1255.8451
24 | 4825.3356 | -5929.5672 | -710.3056 | 2524.657 | -710.1199
24 | -4373.1239 | -3787.7268 | -6075.7017 | 9953.0182 | 4283.5343
24 | 4658.8735 | -65.4553 | -7070.5616 | 6936.8393 | -4459.6959
24 | 5120.323 | -4037.3656 | -2330.0363 | 3611.4163 | -2364.3374
24 | 4881.9486 | -5061.0401 | -857.2781 | 2847.4145 | -1811.045
24 | 5142.5635 | -4937.3759 | -2790.265 | 3457.7624 | -872.685
24 | 4518.4086 | -2921.4754 | -12464.6671 | 7987.087 | 2880.6469
24 | 4500.7736 | -3177.5948 | -12943.8251 | 8082.2081 | 3538.4382
24 | 4546.2352 | -3716.9522 | -12033.3544 | 7672.9018 | 3531.1696
24 | 5154.7371 | -5858.0613 | -3180.9818 | 3276.9399 | 607.3661
24 | -5759.1011 | 5608.4227 | 3845.9231 | 118.8613 | -3814.1061
24 | -4471.9361 | 4534.9497 | -6534.3299 | 3020.1078 | 3451.2085
24 | -4322.0321 | 3870.9437 | -7448.4383 | 4405.8151 | 3493.7116
24 | -4288.9382 | 3687.8258 | -7582.2415 | 4777.0949 | 3406.259
24 | -3577.33 | 4563.8669 | -7172.0809 | 2706.2812 | 3479.2628
24 | -5702.3481 | 5309.4075 | 3567.4661 | 731.1799 | -3905.7053
24 | -6211.379 | 2779.8371 | 7190.899 | -1054.5018 | -2704.8553
24 | -6229.677 | 2734.6086 | 7311.2763 | -1151.1933 | -2665.0147
24 | -6271.5925 | 195.5319 | 6494.9864 | -3599.0004 | 3180.0746
24 | -5760.2174 | 370.131 | 2642.3161 | -1892.6022 | 4640.3724
24 | -6273.398 | -1012.2009 | 6825.946 | -2239.9547 | 2699.6076
24 | -6224.6325 | -1000 | 6459.719 | -2072.1986 | 2837.1121
24 | -5590.1547 | -832.1113 | 1692.4148 | 100.098 | 4629.7532
24 | -5562.6326 | -1000 | 1535.0542 | 402.1375 | 4625.4408
24 | -6158.2814 | 1372.9663 | 10597.1831 | -4353.188 | -1458.68
24 | -2355.8962 | 1180.8851 | 8999.8767 | -6578.3905 | -1246.4751
24 | 3108.2671 | 453.2188 | 6640.2479 | -9306.4301 | -895.3037
24 | -6232.4251 | 126.2136 | 8071.7317 | -4477.1372 | 2511.6171
24 | -3470.5428 | 183.4645 | 7313.809 | -6067.0933 | 2040.3626
24 | 1563.2112 | -44.7947 | 5976.267 | -8562.8072 | 1068.1237
24 | -6238.4341 | -1064.5249 | 8230.29 | -3034.2544 | 2106.9233
24 | 3328.5465 | -1208.6814 | 5650.0289 | -8127.721 | 357.827
24 | -4994.981 | 1860.5814 | -2571.7803 | 1784.5154 | 3921.6645
24 | -5951.9832 | 2042.734 | 5642.6023 | 1287.8774 | -3021.2304
24 | -5339.6501 | -1258.9532 | 2166.9176 | 7918.2863 | -3486.6006
24 | -5347.0994 | -1898.2629 | 2287.1896 | 8316.6459 | -3358.4733
24 | -6272.9258 | -6360.5023 | 8627.4455 | 4956.8343 | -950.8516
24 | -6279.6931 | -6940.4194 | 8552.3139 | 4788.271 | -120.4725
24 | -4811.2938 | -5548.6418 | -2765.5216 | 8621.1086 | 4504.3486
24 | -6257.7592 | -7010.6045 | 9445.7517 | 4428.2661 | -605.6541
24 | -5928.924 | -7077.7841 | 9300.4216 | 4288.4131 | -582.1266
24 | -6259.88 | -7056.6225 | 9376.9669 | 4438.5292 | -498.9935
24 | -5917.4385 | -7084.4132 | 9288.9174 | 4284.3914 | -571.4571
24 | -4627.5672 | -4846.0893 | -4064.3294 | 9239.7096 | 4298.2763
24 | -4518.6124 | 346.6154 | -5485.0494 | 5945.3652 | 3711.6812
24 | -1175.7711 | -1632.4687 | -981.9061 | 7444.7727 | -3654.6268
24 | 4781.7338 | -1712.1563 | -5065.181 | 5828.9188 | -3833.3153
24 | 4699.6421 | -1848.3951 | -6727.7274 | 6428.3872 | -2551.9068
24 | 4583.3566 | -4212.7847 | -11193.3008 | 7297.8471 | 3524.8819
24 | 4715.134 | -1023.9868 | -5894.326 | 6352.2706 | -4149.0919
24 | -4864.0928 | 1108.3753 | -2978.0235 | 4187.2103 | 2546.5307
24 | -4594.8767 | 728.5894 | -5037.662 | 5172.224 | 3731.7253
24 | -4686.7507 | 1054.5364 | -4480.4243 | 4343.7171 | 3768.9215
24 | -1578.5121 | 942.7258 | -6719.3622 | 3801.3254 | 3553.8231
24 | 4418.6547 | 3113.0279 | 600.7325 | -5250.3844 | -2882.0307
24 | 3961.2415 | 2119.975 | 3274.0266 | -7347.3518 | -2007.8913
24 | 4599.1863 | 677.1419 | -2289.2279 | -6730.5755 | 3743.4752
24 | 4719.3727 | 715.584 | -3136.0036 | -6361.1653 | 4062.2122
24 | 3440.1814 | 465.6395 | 6401.5709 | -9396.2916 | -911.1003
24 | 3438.9732 | 326.5882 | 6341.2157 | -9474.7965 | -631.9805
24 | 3467.8418 | 172.8637 | 6045.2483 | -9495.1219 | -190.8319
24 | 3528.2615 | -208.9286 | 5464.0121 | -9446.3647 | 663.0196
24 | 4008.2054 | 230.827 | 1973.0086 | -8274.4536 | 2062.4127
24 | 3559.9045 | -1047.7267 | 5565.9591 | -8449.7011 | 371.5642
24 | 3583.7343 | -1208.1734 | 5462.387 | -8198.393 | 360.4451
24 | 4481.2347 | -1000 | -830.7795 | -5356.207 | 2705.7517
24 | 4992.7635 | -874.4847 | -4420.187 | -3743.5835 | 4045.4917
24 | 5017.5707 | -1000 | -4540.261 | -3519.3441 | 4042.0344
24 | 5186.2937 | -1847.5573 | -5358.0898 | -1998.5338 | 4017.8872
24 | 5221.0517 | 2532.5124 | -5595.7786 | -3467.3209 | 1309.5354
24 | 5217.7802 | 1581.4955 | -6189.1288 | -4252.6588 | 3642.5119
24 | 5062.6531 | 2234.4212 | -8255.7726 | -2388.5572 | 3347.2556
24 | 4840.8155 | 2104.2785 | -1563.7235 | -2064.3692 | -3317.0013
24 | 5146.8722 | 742.0652 | -3033.6756 | 655.2477 | -3510.5094
24 | 5139.5004 | -245.7578 | -2837.7434 | 1252.749 | -3308.7483
24 | 5088.6788 | -4354.1749 | -1911.8983 | 3616.9279 | -2439.5335
24 | 4503.6199 | -6866.6513 | 1702.7959 | 1741.7845 | -1081.5491
24 | 4510.7022 | -7229.6477 | 1531.4677 | 1675.5931 | -488.1152
24 | 5134.1468 | -6675.3304 | -3008.8165 | 3194.0761 | 1355.924
24 | 4797.0618 | -5869.8854 | -8556.0418 | 5659.9602 | 3968.9051
24 | 5136.0242 | -6270.1012 | -2891.6253 | 3289.8322 | 735.87
24 | 5136.3298 | -6293.218 | -2901.4355 | 3285.2921 | 773.0315
24 | 4784.7189 | -5753.4422 | -8743.1213 | 5774.3144 | 3937.5302
24 | 4650.4795 | -4701.8852 | -10417.5681 | 6813.2994 | 3655.6744
24 | 5111.38 | 457.7423 | -3273.6093 | 1252.5855 | -3548.0985
24 | 4661.7142 | -998.4945 | -10243.4294 | 5485.2129 | 1094.9968
24 | 4612.3946 | -526.1363 | -12165.4259 | 4967.0618 | 3112.1057
24 | 4591.4264 | -3694.8545 | -11332.8905 | 6969.7313 | 3466.5872
24 | 5185.809 | 1822.2775 | -4177.4519 | -1194.161 | -1636.4737
24 | 5214.9909 | 2213.8269 | -5045.6769 | -2448.2231 | 65.0822
24 | 4867.073 | 1246.6611 | -10225.4962 | 915.4192 | 3196.3428
24 | 4813.4097 | 1015.6552 | -10681.0496 | 1690.4344 | 3161.5503
24 | -5595.4832 | 5217.0764 | 2707.9454 | 978.2248 | -3307.7635
24 | -4454.2142 | 4447.2943 | -6625.3525 | 3200.3112 | 3431.9613
24 | -4768.8097 | 2846.5559 | -4253.5629 | 2427.429 | 3748.3877
24 | -3617.6428 | 4470.2686 | -7225.3449 | 2915.4363 | 3457.2828
24 | -4885.3244 | 2280.4667 | -3372.1714 | 2143.5491 | 3833.48
24 | 5060.2478 | 5253.5483 | -7657.0007 | -1815.5542 | -841.2413
24 | 4824.0512 | 4796.0846 | -12280.8255 | -265.4699 | 2926.1596
24 | 4886.5366 | 4083.937 | -11285.5635 | -706.0807 | 3021.1706
24 | 4951.962 | 3863.604 | -10099.7402 | -1148.1678 | 2432.342
24 | 4923.2578 | 3584.4131 | -10583.5934 | -1012.3012 | 3088.2237
24 | 4885.8577 | 3830.5947 | -11155.963 | -587.7704 | 3027.281
24 | 4773.9564 | 4448.3261 | -12584.6401 | 487.2349 | 2875.1228
24 | -5520.6112 | 4369.7391 | 2544.9868 | 2671.5078 | -4065.6225
24 | -5493.5519 | 4229.9584 | 2391.8017 | 2960.2606 | -4088.4687
24 | -5162.9084 | 2524.0884 | 504.3104 | 6486.1386 | -4351.6291
24 | -5535.7363 | 4134.8074 | 2676.1623 | 2731.4014 | -4006.6348
24 | -4888.2702 | 3305.1509 | -2256.5054 | 5140.705 | -1301.0803
24 | -4819.5157 | 3035.836 | -2695.3498 | 5707.805 | -1228.7754
24 | -4619.5147 | 3297.1778 | -4543.8527 | 5326.4462 | 539.7434
24 | -546.0828 | 3407.0447 | -10283.2124 | 4274.865 | 3147.3855
24 | -4697.737 | 2580.7849 | -3827.2075 | 5618.338 | 325.8216
24 | -4485.8448 | 894.0343 | -5792.6041 | 5724.9676 | 3659.447
24 | 279.9178 | 1551.0457 | -9852.3532 | 4776.085 | 3245.3048
24 | 4828.2008 | 3618.8621 | -9471.3273 | 1766.8043 | -742.5399
24 | 4657.6947 | 2464.3547 | -10985.6653 | 4326.7225 | -463.1065
24 | 4574.8288 | 2980.0742 | -14039.415 | 3680.8538 | 2803.6582
24 | 4594.2557 | 1483.0951 | -13186.1905 | 4178.1613 | 2930.6783
24 | 4655.672 | 3580.6521 | -13435.8886 | 2373.7564 | 2825.8081
24 | 4664.8707 | 1937.7108 | -12628.8273 | 3071.0314 | 2955.2145
24 | -4320.986 | 4299.517 | 1662.0804 | 2472.8545 | -4113.466
24 | 5105.0093 | 4381.991 | -4668.5883 | -433.2438 | -4385.1682
24 | 4955.0653 | 3222.7049 | -5696.4886 | 2071.4412 | -4552.7228
24 | 4718.8789 | 1719.1056 | -7001.3122 | 5332.1131 | -4768.7854
24 | 4687.1522 | 2249.1224 | -9849.1416 | 4614.3953 | -1701.5282
24 | 5178.3978 | 3595.3693 | -3705.0195 | -1048.4033 | -4020.3444
24 | 4862.2058 | 3743.6193 | -8946.7504 | 1441.9532 | -1101.0279
24 | 4676.3555 | 3733.1785 | -13284.7286 | 2041.9908 | 2833.2038
24 | 4719.6922 | 1789.3388 | -11989.186 | 2464.5978 | 3015.5572
24 | -4734.1559 | 4294.7063 | -4119.7581 | 3315.5013 | 1243.7063
24 | -4337.3196 | 3901.1238 | -7285.3346 | 4331.6651 | 3389.8653
24 | -4292.5749 | 3701.9531 | -7556.3762 | 4747.0233 | 3399.9748
24 | -4294.9873 | 3662.3873 | -7534.3908 | 4760.3475 | 3406.6434
24 | -4263.1784 | 3700.0897 | -7580.6756 | 4742.7553 | 3401.009
24 | -4042.0029 | 3911.4893 | -7494.7718 | 4226.2941 | 3398.9913
24 | -4483.3502 | 3415.605 | -6234.3348 | 3782.3702 | 3519.7098
24 | -4492.7281 | 3291.9035 | -6153.2816 | 3812.7902 | 3541.316
24 | -4581.0651 | 3134.7224 | -5539.6032 | 3382.2625 | 3603.6833
24 | -4375.4663 | 3432.4783 | -6336.6552 | 3760.2596 | 3519.3836
24 | -1061.9342 | 4068.2322 | -9239.1718 | 3014.8405 | 3218.0333
24 | 5020.5177 | 5787.2775 | -3266.8176 | -3389.2996 | -4151.6781
24 | 4687.5146 | 4277.9697 | -1087.8939 | -4442.471 | -3435.1195
24 | 3954.477 | 2686.5311 | 3196.2522 | -7803.0119 | -2034.2483
24 | 4094.6604 | 2369.4797 | 1973.77 | -7667.4801 | -770.43
24 | 4596.0318 | 820.6462 | -2295.5512 | -6844.7285 | 3723.6017
24 | 4730.7762 | 988.2217 | -3269.4867 | -6520.5463 | 4071.0351
24 | 4900.9004 | 1580.0336 | -4386.1822 | -6044.1183 | 3949.3664
24 | 3846.2229 | 2342.8305 | 3846.023 | -8228.6946 | -1806.3817
24 | 3410.6527 | 450.1564 | 6563.0544 | -9569.5156 | -854.3479
24 | 3415.8556 | 396.0097 | 6507.0866 | -9568.3384 | -750.6135
24 | 3324.0721 | 100.5068 | 7072.0491 | -9902.2142 | -594.4138
24 | 3398.6654 | 400.7299 | 6634.7153 | -9613.045 | -821.0656
24 | 3371.6277 | -707.6373 | 6937.4607 | -9092.1595 | -509.2917
24 | 3680.2308 | -2835.4215 | 5573.9061 | -5859.9605 | -558.7549
24 | 3364.0842 | -152.3295 | 6687.1342 | -9869.9255 | -28.9634
24 | 4773.1795 | 1138.7746 | -3562.3081 | -6429.243 | 4079.597
24 | 3395.0924 | -974.299 | 6787.0358 | -8893.2577 | -314.5714
24 | 3432.6063 | -1226.8815 | 6623.9879 | -8497.637 | -332.0756
24 | 4410.7632 | -1000 | -234.7324 | -5400.0296 | 2223.9988
24 | 5111.3559 | -828.0936 | -5150.8052 | -3191.3714 | 4058.9143
24 | 5145.3319 | -1000 | -5315.2592 | -2884.2518 | 4054.1791
24 | 5199.0568 | -1269.8798 | -5575.6729 | -2399.9943 | 4046.4902
24 | 5230.7446 | 3884.9555 | -5282.9879 | -3235.3209 | -597.3914
24 | 5232.5387 | 3539.779 | -5394.8987 | -3284.5708 | -92.8483
24 | 5235.8036 | 3699.2522 | -5440.1768 | -3372.6467 | -122.2323
24 | 5230.4833 | 2152.6365 | -6405.1277 | -4649.8225 | 3671.8304
24 | 5108.0416 | 3273.1243 | -3243.9732 | -1268.786 | -3868.4067
24 | 5172.5153 | 2986.1611 | -3553.6327 | -695.8727 | -3909.171
24 | 5143.3411 | -923.2365 | -2778.2132 | 1668.792 | -3110.6834
24 | 5101.9196 | -4271.7492 | -2023.6151 | 3595.6858 | -2402.241
24 | 4446.2406 | -7087.4965 | 2027.3943 | 1494.2013 | -880.3397
24 | 4422.801 | -7199.8894 | 2185.9411 | 1448.3043 | -857.1569
24 | 5142.9089 | -6468.0747 | -3046.1463 | 3191.0302 | 1180.2819
24 | 5140.5078 | -5833.3004 | -2822.129 | 3329.0906 | 185.8309
24 | 5144.7167 | -6151.6216 | -2957.2168 | 3266.5724 | 697.5493
24 | 5180.7177 | 3213.7181 | -3794.5801 | -1085.4683 | -3514.3875
24 | 5217.4585 | 5624.3022 | -4792.2906 | -2955.3305 | -3094.1396
24 | 5193.3411 | 5052.6522 | -4087.0886 | -1881.2744 | -4277.6304
24 | -5104.0352 | 2227.8455 | 113.2989 | 7105.3469 | -4342.4561
24 | -4228.1216 | 3418.9402 | -8001.3987 | 5343.9515 | 3466.6286
24 | 4957.5939 | 6046.465 | -3016.2073 | -3916.0704 | -4071.7813
24 | 5229.7216 | 5828.7269 | -5132.5924 | -3330.3964 | -2595.4596
24 | 4848.5872 | 4956.071 | -12161.7699 | -609.8657 | 2966.9775
24 | 5197.0991 | 5025.0688 | -4172.2509 | -1817.2461 | -4232.6708
24 | 4940.4875 | 3045.6513 | -5922.4431 | 2459.0092 | -4522.7049
24 | 4687.8575 | 1442.2045 | -7309.7645 | 5936.0009 | -4756.2984
24 | 4649.3689 | 1979.2859 | -10434.7822 | 5239.2049 | -1433.0775
24 | 4541.9903 | 2680.5144 | -14444.5117 | 4342.2911 | 2879.7158
24 | 4930.7888 | 6019.6064 | -2868.8224 | -4057.8225 | -4023.7503
24 | 5232.3413 | 5780.7423 | -5210.992 | -3404.6129 | -2397.4787
24 | 4861.5484 | 4937.7777 | -12035.3296 | -751.7151 | 2987.7187
24 | 5254.7502 | 4958.1654 | -5907.2636 | -4012.9005 | -292.7514
24 | 4885.9587 | 4851.9466 | -11765.439 | -998.8378 | 3026.3714
24 | 5196.0464 | 4840.5392 | -4143.0662 | -1701.7563 | -4191.7631
24 | 4946.5466 | 2837.2668 | -5828.5274 | 2499.6892 | -4454.9753
24 | 4677.8354 | 1064.1564 | -7287.5522 | 6231.9854 | -4686.4251
24 | 4638.7717 | 1695.8589 | -10599.0387 | 5444.9495 | -1180.5415
24 | 4537.9262 | 2436.9189 | -14418.9583 | 4533.7654 | 2910.3478
24 | 5144.1965 | -2107.4281 | -2764.9539 | 2500.8384 | -2772.6529

## 4.2 Flow based typical day 2
4.2 Flow based typical day 2 : 2018-11-28 (Weekday)
Vertices
Hour | AT | BE | DE | FR | NL
1 | -4648.0892 | 4560.5096 | 349.9204 | 2222.9299 | -2485.2707
1 | -4750.0498 | 5143.1415 | 716.2502 | 999.4029 | -2108.7448
1 | -4976.8493 | 5372.3249 | 2464.5707 | 571.4584 | -3431.5047
1 | -5001.6366 | 5341.6826 | 2704.3764 | 644.4214 | -3688.8438
1 | -5003.0485 | 5400.6254 | 2678.8644 | 518.0978 | -3594.5392
1 | -4986.0732 | 5481.8778 | 3212.6964 | 338.555 | -4047.0561
1 | -4928.453 | 4391.7647 | 5893.9263 | -2381.8316 | -2975.4064
1 | -4889.6478 | -165.3296 | 7919.462 | -1270.2548 | -1594.2297
1 | -5042.2148 | 3939.2077 | 2257.8743 | -1036.4805 | -118.3867
1 | -5007.7617 | 3582.7441 | 1818.6773 | -1279.417 | 885.7573
1 | -4948.4031 | 3438.2543 | 2527.8849 | -1854.5191 | 836.783
1 | -4868.2771 | 3677.7635 | 4841.543 | -2775.6784 | -875.3509
1 | -4820.6743 | 4005.6644 | 6795.4092 | -3384.8079 | -2595.5914
1 | -4792.2099 | 3749.7888 | 7092.7453 | -3598.3925 | -2451.9317
1 | -936.0811 | 2767.6187 | 5655.6632 | -5426.6518 | -2060.5489
1 | -4787.5923 | 501.8667 | 8375.4492 | -2564.2365 | -1525.4871
1 | -2631.6779 | 692.1413 | 7279.4872 | -3822.4048 | -1517.5458
1 | -2656.0162 | 632.8927 | 7293.8762 | -3783.2457 | -1487.507
1 | -4682.93 | 2156.4524 | 8866.9425 | -4587.9046 | -1752.5602
1 | -4556.5863 | 2126.9095 | 8816.7998 | -4646.2267 | -1740.8963
1 | -2000.7424 | 2515.7849 | 6658.7696 | -5235.1463 | -1938.6658
1 | -2645.7841 | 690.8988 | 7292.745 | -3821.4924 | -1516.3673
1 | -4703.173 | 1321.6208 | 8967.3666 | -4022.3447 | -1563.4696
1 | -4722.7752 | 590.395 | 9035.3056 | -3500.7971 | -1402.1283
1 | -4725.1275 | 507.6632 | 9041.5534 | -3439.9074 | -1384.1816
1 | -4725.125 | 506.6042 | 9042.5987 | -3440.1631 | -1383.9148
1 | -4726.388 | 456.2534 | 9035.899 | -3407.0046 | -1358.7598
1 | -4669.9373 | 1322.366 | 8953.2389 | -4043.3293 | -1562.3384
1 | -4709.412 | 2276.9342 | 8712.061 | -4421.8171 | -1857.766
1 | -2216.0075 | 1955.8169 | 7343.4682 | -5220.2052 | -1863.0724
1 | -1952.0543 | 1807.0091 | 7364.7389 | -5459.2923 | -1760.4015
1 | -1359.4869 | 1803.1834 | 6962.4441 | -5623.7749 | -1782.3657
1 | -2127.7126 | 7.6613 | 7577.8269 | -4092.2 | -1365.5756
1 | -814.4811 | 1154.0427 | 5788.6693 | -5632.5007 | -495.7302
1 | -3918.6135 | 3299.2056 | 1078.8964 | -2049.6132 | 1590.1247
1 | -1556.8494 | 3162.9618 | -3305.2563 | -1742.392 | 3441.5359
1 | 4953.4187 | 3848.9905 | -8833.4223 | -2871.1051 | 2902.1182
1 | 5191.5711 | 4424.3587 | -5636.9057 | -3936.4313 | -42.5928
1 | 5378.3734 | 5097.9412 | -1756.7468 | -5185.6976 | -3533.8702
1 | 5382.7183 | 5122.8041 | -1609.6991 | -5231.8678 | -3663.9556
1 | 5533.5932 | 3181.124 | 691.4138 | -6835.1006 | -2571.0304
1 | 5538.8143 | 2651.8569 | 308.9712 | -6890.5815 | -1609.0608
1 | 5389.2334 | 2954.949 | 1070.8917 | -6978.2694 | -2436.8047
1 | 5416.1159 | -495.2192 | 1724.1408 | -4960.0264 | -1685.0111
1 | 5505.1884 | -652.4058 | 1551.5076 | -4702.4635 | -1701.8267
1 | 5450.8433 | 2915.0563 | -1901.6866 | -5955.7801 | -508.4329
1 | 5516.2781 | 2072.7724 | -903.8595 | -6651.1066 | -34.0845
1 | 5420.2335 | 2348.3323 | -1840.467 | -5725.7636 | -202.3351
1 | 5060.829 | 2855.7643 | -7242.0365 | -3855.7643 | 3181.2075
1 | 5054.5786 | 2723.1758 | -7096.5003 | -3723.1758 | 3041.9217
1 | -3101.7119 | 1543.9091 | 342.292 | -2543.9091 | 3759.4199
1 | -3889.7823 | 735.9199 | 2194.8072 | -2946.4787 | 3905.5338
1 | -2767.5253 | 1627.9264 | -0.40568 | -2627.9264 | 3767.931
1 | -1570.2496 | 2598.6355 | -2351.0072 | -2281.4045 | 3604.0258
1 | 151.5764 | 2168.2738 | -2788.3327 | -3168.2738 | 3636.7564
1 | 3404.7622 | 1356.7679 | -3574.4208 | -4857.7763 | 3670.6669
1 | 5232.76 | 1300.2829 | -4698.8219 | -5418.0698 | 3583.8488
1 | 5360.7663 | 1068.2496 | -2916.0144 | -6208.5323 | 2695.5308
1 | 4777.8251 | 1072.7569 | -2447.216 | -6074.3409 | 2670.9749
1 | -4754.1975 | 879.073 | 5716.793 | -3679.9004 | 1838.232
1 | -5005.3785 | 815.9234 | 1746.75 | -382.1664 | 2824.8716
1 | -5053.8127 | 1054.9576 | 2360.2015 | 46.714 | 1591.9395
1 | -5054.5966 | 1929.8058 | 2331.458 | -807.2298 | 1600.5626
1 | -4794.8916 | 4685.5918 | 734.6028 | 461.3006 | -1086.6037
1 | -4604.2784 | -1182.5723 | -906.0324 | 2748.6593 | 3944.2238
1 | -4459.3257 | -2464.3307 | -1517.5181 | 4488.0911 | 3953.0835
1 | -4500.3615 | -2342.628 | -1298.5397 | 4183.8618 | 3957.6674
1 | -4600.3221 | -2386.9164 | -656.5942 | 3796.1351 | 3847.6976
1 | -4612.9126 | -2419.6947 | -588.5988 | 3645.0483 | 3976.1579
1 | -4650.4544 | -2395.3942 | -309.6653 | 3646.1482 | 3709.3657
1 | -4650.0056 | -2446.3862 | -344.6535 | 3458.5126 | 3982.5327
1 | -4620.0667 | -1566.025 | -741.157 | 2964.9694 | 3962.2792
1 | -4487.1765 | -2334.0498 | -1378.2367 | 4243.8639 | 3955.5991
1 | -4714.305 | -2372.459 | 193.553 | 3564.3359 | 3328.875
1 | -1635.8858 | -2448.7993 | -3418.5626 | 3566.8482 | 3936.3995
1 | 4889.4968 | -2729.8087 | -7542.7508 | 1733.6745 | 3649.3883
1 | 4889.9212 | -2724.7477 | -7539.2675 | 1724.7477 | 3649.3463
1 | 4889.7443 | -2730.2829 | -7539.0502 | 1730.2829 | 3649.3059
1 | -4615.0029 | -1870.453 | -711.9211 | 3230.7904 | 3966.5865
1 | -4625.8575 | -2184.9095 | -553.6309 | 3489.7095 | 3874.6885
1 | -4630.8892 | -2255.3807 | -518.9912 | 3429.3299 | 3975.9311
1 | -4691.5514 | 3856.495 | -464.3753 | -31.8947 | 1331.3264
1 | -4598.529 | 524.6301 | -1203.44 | 1429.2925 | 3848.0464
1 | -4599.0401 | 43.6802 | -1133.6869 | 1789.138 | 3899.9088
1 | -4643.7474 | 314.7068 | -880.3359 | 1305.6553 | 3903.7212
1 | -4810.3758 | -265.0218 | 314.1225 | 787.9037 | 3973.3714
1 | -4954.9902 | -145.9601 | 1363.0719 | 139.0451 | 3598.8333
1 | -5014.8537 | -280.2451 | 1849.4418 | 82.712 | 3362.945
1 | -5054.431 | -955.1915 | 2337.5299 | 723.256 | 2948.8366
1 | -3891.6172 | 235.8455 | 38.8881 | -354.3809 | 3971.2646
1 | -2574.2273 | 463.1761 | -704.5835 | -1148.8855 | 3964.5203
1 | -1901.1586 | 565.2787 | -1033.1572 | -1565.2787 | 3934.3158
1 | -3380.0492 | 684.3361 | -511.4282 | -738.9197 | 3946.061
1 | -5003.4379 | -137.32 | 1700.6167 | -164.6094 | 3604.7507
1 | -5000.0117 | -233.4538 | 1634.3534 | -406.8876 | 4005.9998
1 | -4924.235 | -101.7223 | 2458.1954 | -1459.635 | 4027.397
1 | -4063.1216 | 280.557 | 1384.199 | -1606.2633 | 4004.6289
1 | -3227.5382 | 384.9861 | 244.57 | -1384.9861 | 3982.9682
1 | -4664.7692 | 1850.6862 | -783.299 | 103.2844 | 3494.0976
1 | -4358.3404 | 3820.1053 | -1393.6005 | 3732.0137 | -1800.1781
1 | -4206.3809 | 4630.3053 | -3227.8484 | 1946.6668 | 857.2573
1 | -1285.6418 | 4364.9797 | -7599.3559 | 1682.6198 | 2837.3981
1 | 4762.5114 | 4601.1039 | -11345.6706 | -553.0909 | 2535.1462
1 | 4929.6753 | 4954.829 | -9104.0439 | -1361.3609 | 580.9006
1 | 5217.1903 | 5848.1867 | -3323.7275 | -3364.2273 | -4377.4223
1 | 5372.3082 | 5179.3214 | -1744.6163 | -5087.476 | -3719.5372
1 | -4142.5799 | 4239.7527 | -3893.5798 | 1753.8172 | 2042.5898
1 | -4081.1373 | 2607.7519 | -4355.289 | 2524.9619 | 3303.7125
1 | -4077.7711 | -2642.5178 | -3643.3185 | 6499.293 | 3864.3145
1 | -4082.8651 | -4187.2912 | -3365.0283 | 7715.419 | 3919.7656
1 | -2831.3073 | 4090.5966 | -5900.6962 | 1620.6674 | 3020.7395
1 | -4133.9739 | 3209.9394 | -4024.916 | 1806.401 | 3142.5495
1 | -4392.9841 | 3567.0273 | -842.1099 | 4286.0297 | -2617.963
1 | 1305.235 | 3509.213 | -10267.3615 | 2782.2677 | 2670.6458
1 | 4609.3452 | 3245.8131 | -12749.9445 | 2404.546 | 2490.2402
1 | 4660.4058 | 3177.4487 | -11954.0952 | 2536.9408 | 1579.2999
1 | 4766.0315 | 2864.62 | -8083.7611 | 3179.3436 | -2726.234
1 | 4908.2186 | 3407.5276 | -5500.6952 | 1971.4675 | -4786.5185
1 | 5018.5585 | -501.6554 | -3496.1881 | 2477.6296 | -3498.3446
1 | 5220.8478 | -1355.1099 | -1441.6957 | 220.8478 | -2644.8901
1 | 5248.5514 | -2450.3745 | -791.6365 | 248.5514 | -2255.0918
1 | 4984.3105 | -2998.6286 | -2848.6018 | 3768.9261 | -2906.0063
1 | 4771.2348 | 2710.2228 | -6089.7487 | 3509.811 | -4901.5199
1 | 4654.0952 | 2297.3986 | -11762.9217 | 3079.7455 | 1731.6824
1 | 4587.6284 | -1834.1605 | -11423.555 | 5563.5626 | 3106.5245
1 | 4680.4124 | -247.4227 | -9639.1753 | 4835.0515 | 371.134
1 | -2007.5095 | -4748.3458 | -5581.3955 | 8454.2528 | 3882.9979
1 | -4178.7483 | -4523.7289 | -1970.6256 | 8910.0147 | 1763.0881
1 | -4122.9468 | -5156.2098 | -2613.1219 | 8884.7921 | 3007.4863
1 | -4110.5281 | -5114.352 | -2799.2662 | 8726.9317 | 3297.2146
1 | -3473.0933 | -5223.9956 | -3547.9217 | 8860.8191 | 3384.1915
1 | -2483.7533 | -5175.5386 | -4835.004 | 8829.9283 | 3664.3676
1 | -2118.6106 | -4967.7256 | -5418.7311 | 8611.1706 | 3893.8967
1 | -1585.3875 | -5027.1367 | -5835.3645 | 8558.2666 | 3889.6221
1 | -659.2332 | -5167.8009 | -6514.0122 | 8493.903 | 3847.1432
1 | 2322.2267 | -5297.791 | -8043.9279 | 7457.1718 | 3562.3204
1 | 4706.12 | -5117.2064 | -8366.9055 | 6406.8546 | 2371.1373
1 | 3398.4386 | -5293.3761 | -9033.0376 | 7258.4534 | 3669.5217
1 | 4621.6297 | -5265.1236 | -9903.13 | 6949.5985 | 3597.0254
1 | 4677.3374 | -5175.4405 | -8976.0264 | 6619.7678 | 2854.3617
1 | 4633.0919 | -5363.358 | -9751.2131 | 6867.7036 | 3613.7756
1 | 4645.2907 | -5520.3323 | -9520.7083 | 6790.8876 | 3604.8623
1 | 4727.1985 | -5970.5106 | -8200.0037 | 6265.1419 | 3178.1739
1 | 4659.0062 | -5796.3687 | -9130.8645 | 6724.1596 | 3544.0673
1 | 4629.3881 | -5301.4389 | -9769.4157 | 6825.3092 | 3616.1572
1 | 4634.6544 | -5300.9321 | -9772.0651 | 6822.4045 | 3615.9383
1 | 4639.5933 | -5280.7205 | -9725.1471 | 6763.6406 | 3602.6337
1 | 4821.8877 | -4638.0238 | -7512.179 | 4981.3936 | 2346.9215
1 | 4825.0459 | -5696.583 | -7060.9627 | 5388.3944 | 2544.1054
1 | 4823.5163 | -5889.7974 | -6931.8837 | 5538.888 | 2459.2769
1 | 4865.6566 | -6122.3304 | -6132.2122 | 5266.5556 | 2122.3304
1 | 4815.2692 | -5999.6952 | -7025.7534 | 5560.4785 | 2649.7009
1 | 4637.3504 | -5280.5156 | -9754.7609 | 6781.7512 | 3616.1748
1 | 4634.5533 | -5301.3895 | -9772.823 | 6823.7706 | 3615.8886
1 | 4686.3333 | -5180.774 | -8855.7466 | 6549.3836 | 2800.8037
1 | 4812.3269 | -4754.5025 | -7242.728 | 5384.6954 | 1800.2081
1 | 4908.7736 | -4435.6127 | -5490.6129 | 4581.8393 | 435.6127
1 | 5244.9349 | -2920.7704 | -1489.8699 | 244.9349 | -1079.2296
1 | 5255.1145 | -2898.0294 | -825.8149 | 255.1145 | -1786.3847
1 | 5269.1022 | -3446.0673 | -157.9315 | 269.1022 | -1934.2056
1 | 5270.0899 | -3504.2032 | -118.9743 | 270.0899 | -1917.0023
1 | 5284.5717 | -4549.4626 | 370.7382 | 284.5717 | -1390.4191
1 | 5299.2237 | -3096.313 | 49.9253 | -351.9533 | -1900.8828
1 | 4950.8007 | -4316.5359 | -3340.2267 | 4469.7671 | -1763.8052
1 | 4634.5771 | -5301.7171 | -9772.4393 | 6823.6557 | 3615.9235
1 | 4659.2042 | -5438.821 | -9355.7542 | 6698.9708 | 3436.4002
1 | 4768.5846 | -5833.3642 | -7669.7526 | 5993.4723 | 2741.06
1 | 4866.2122 | -6221.4368 | -6003.1047 | 5301.7372 | 2056.592
1 | 4690.5754 | -5253.9352 | -8788.9366 | 6529.3883 | 2822.9082
1 | -4118.32 | -5297.5986 | -2678.8194 | 8875.7865 | 3218.9515
1 | -4163.1818 | -5756.6729 | -2297.4442 | 8820.8508 | 3396.4481
1 | -4182.4485 | -5496.266 | -2373.2739 | 8097.0808 | 3954.9076
1 | -4193.6296 | -5532.2614 | -2294.1845 | 8062.895 | 3957.1805
1 | -4622.5061 | -5993.0529 | 873.7658 | 7785.7016 | 1956.0915
1 | -5014.6769 | -6552.7476 | 3721.5259 | 6905.4188 | 940.4798
1 | -4395.9466 | 3955.1197 | -1114.2848 | 3452.4774 | -1897.3657
1 | -4310.3715 | 4440.3286 | -2162.2977 | 2384.8281 | -352.4876
1 | -4280.4189 | 4514.7767 | -2479.4774 | 2216.2069 | 28.9127
1 | -367.4406 | 4163.7747 | -8359.3427 | 1852.8675 | 2710.1412
1 | 4724.7057 | 4279.3748 | -11580.6143 | 149.4283 | 2427.1055
1 | -4210.7115 | 2238.4864 | -3285.4631 | 2154.2777 | 3103.4105
1 | -887.1518 | 4096.3268 | -7175.9082 | 2146.3694 | 1820.3638
1 | 598.5068 | 3860.0863 | -9189.3299 | 2229.8126 | 2500.9243
1 | 712.9093 | 3858.3442 | -9378.4059 | 2200.8717 | 2606.2808
1 | 975.8313 | 3838.7414 | -9573.9602 | 2167.8971 | 2591.4904
1 | 4641.1048 | 3540.8743 | -12336.2526 | 1761.0902 | 2393.1832
1 | 4689.8951 | 3462.5167 | -11572.6499 | 1915.6191 | 1504.619
1 | 4800.2612 | 3056.0446 | -7379.1821 | 2758.0009 | -3235.1245
1 | 4909.9703 | 3470.1284 | -5392.6926 | 1836.3752 | -4823.7813
1 | 4801.103 | 2914.9628 | -5862.6849 | 3061.0863 | -4914.4671
1 | 322.0733 | 3984.5299 | -8981.2199 | 2041.2398 | 2633.3769
1 | 949.8068 | 4158.5481 | -8503.7381 | 1487.7482 | 1907.635
1 | 3490.025 | 4036.9203 | -11020.781 | 1023.4713 | 2470.3643
1 | 4701.6811 | 4077.0159 | -11779.7142 | 591.0783 | 2409.9388
1 | 4851.5385 | 4528.7495 | -9862.3175 | -422.9654 | 904.9949
1 | 4709.8061 | 3382.999 | -11395.0347 | 850.9761 | 2451.2535
1 | 3384.6486 | 4480.009 | -8944.4113 | 100.9382 | 978.8155
1 | 4858.837 | 4558.222 | -9735.299 | -488.4164 | 806.6565
1 | 5177.4047 | 5586.1174 | -3501.6316 | -2789.4109 | -4472.4796
1 | 5239.8068 | 4643.1774 | -2513.4277 | -3276.2395 | -4093.3171
1 | 5302.5363 | 3857.6399 | -1605.0726 | -3815.3517 | -3739.7519
1 | 4776.0921 | 4375.5844 | -10877.4398 | -72.1042 | 1797.8675
1 | 4853.5177 | 4541.5458 | -9841.5743 | -451.0428 | 897.5537
1 | 4738.9845 | 4091.7549 | -11319.4305 | 44.0096 | 2444.6815
1 | 1970.0302 | 4072.6738 | -9975.3742 | 1380.8856 | 2551.7847
1 | 4720.1684 | 4240.039 | -11615.124 | 235.2966 | 2419.6199
1 | -4297.437 | 3910.0425 | -2314.8389 | 2387.8968 | 314.3367
1 | -4302.5155 | 3661.4794 | -2250.5105 | 2511.1258 | 380.4207
1 | -4354.9771 | 1734.7794 | -1592.2041 | 3609.4882 | 602.9136
1 | -4367.5065 | 1651.7183 | -1438.6441 | 3769.0811 | 385.3512
1 | -4298.2548 | 1939.9347 | -2262.9832 | 3017.1775 | 1604.1258
1 | -4213.6089 | 2153.1684 | -3250.7028 | 2204.0748 | 3107.0685
1 | -2315.913 | 1764.6566 | -5237.3708 | 2829.1565 | 2959.4707
1 | 4752.886 | 1686.1937 | -10164.3392 | 1150.9301 | 2574.3294
1 | -4624.1933 | 2158.3259 | 195.9314 | 2698.5521 | -428.6161
1 | -4709.7991 | 2255.5985 | 790.1275 | 2482.4109 | -818.3378
1 | -4829.2363 | 2732.3286 | 1178.0947 | 1049.1642 | -130.3512
1 | -4225.6435 | 2183.1886 | -3188.3101 | 2119.4455 | 3111.3195
1 | 4892.4764 | 2516.6478 | -8758.2216 | -1317.7134 | 2666.8107
1 | 5063.6159 | 2865.6814 | -6463.8238 | -2161.018 | 695.5445
1 | 5307.0585 | 3588.7876 | -1614.117 | -3875.472 | -3406.2571
1 | 5315.7148 | 3629.3076 | -1338.038 | -3970.078 | -3636.9064
1 | 5413.8178 | 2156.3471 | -1827.6357 | -5604.3509 | -138.1783
1 | 5029.211 | 1977.9575 | -6958.8601 | -2977.9575 | 2929.6491
1 | -4834.2058 | 2681.6218 | 1180.1286 | 989.5303 | -17.0748
1 | -4685.1187 | 1485.4984 | -549.616 | 278.006 | 3471.2303
1 | -4950.9219 | 1004.2614 | 1245.6886 | -1016.944 | 3717.9159
1 | -4657.6606 | 790.8064 | 1842.9166 | -1790.8064 | 3814.7439
1 | -4222.9131 | 460.5964 | 2808.2784 | -2994.925 | 3948.9633
1 | -4688.6112 | -1800.6115 | -73.0248 | 2736.6653 | 3825.5823
1 | -4655.7051 | -2109.1671 | -329.1569 | 3131.5385 | 3962.4906
1 | -4734.1178 | -3159.5366 | 410.6526 | 3478.5292 | 4004.4726
1 | -4854.0452 | 2756.4982 | 1368.7518 | 1001.5411 | -272.7458
1 | -5020.798 | 2930.2861 | 2729.5649 | 655.6945 | -1294.7474
1 | -4943.5395 | 3288.0991 | 5166.7837 | -179.9688 | -3331.3747
1 | -4889.0926 | 2258.0221 | 7700.3495 | -2750.5348 | -2318.7442
1 | -4831.4096 | 2051.3817 | 8182.822 | -3287.3265 | -2115.4676
1 | -2803.6238 | 1920.2923 | 7391.2049 | -4527.1537 | -1980.7196
1 | -4881.0583 | 1314.5073 | 8119.7227 | -2520.3906 | -2032.7811
1 | -4882.1343 | 1022.6362 | 8087.6063 | -2229.1744 | -1998.9338
1 | -4886.934 | 3.6246 | 7928.0756 | -1148.0079 | -1896.7583
1 | -3805.2671 | 1062.0616 | 7679.3661 | -2996.1166 | -1940.044
1 | -2133.8211 | 1268.4672 | 7516.2683 | -5013.6522 | -1637.2621
1 | -2346.3245 | 25.0836 | 7725.4084 | -4043.2419 | -1360.9256
1 | -2382.2321 | -1122.7137 | 7576.4119 | -3284.6226 | -786.8436
1 | -2262.998 | -1401.8832 | 7267.0378 | -3209.6561 | -392.5005
1 | -4898.8815 | -702.9256 | 7625.2992 | -664.0572 | -1359.4349
1 | -4884.0785 | -1682.2304 | 8188.8091 | -162.4214 | -1460.0788
1 | -4880.0611 | 1053.3598 | 8186.1317 | -2405.2219 | -1954.2084
1 | -4874.1449 | -700.3648 | 8600.5152 | -1599.0818 | -1426.9237
1 | -5053.2534 | 1719.2735 | 2380.7089 | -632.5163 | 1585.7873
1 | -5054.8838 | 1572.7247 | 2320.9269 | -781.2949 | 1942.5271
1 | -4996.1555 | 965.1015 | 1572.2775 | -1195.4011 | 3654.1776
1 | -4822.1366 | 541.5073 | 3651.4292 | -2881.4018 | 3510.6019
1 | -4762.4676 | 719.8673 | 5374.3866 | -3567.3797 | 2235.5934
1 | -4644.5568 | 717.4367 | 5339.2381 | -3638.5419 | 2226.4238
1 | -3983.177 | 453.7954 | 2718.7961 | -3132.884 | 3943.4695
1 | 5174.3119 | 1420.1413 | -5048.8307 | -4723.0927 | 3177.4702
1 | 5434.0974 | 2047.7744 | -1561.9511 | -5885.1903 | -34.7305
1 | 5518.2872 | 2529.5326 | 1287.3293 | -6779.8108 | -2555.3383
1 | 5521.2643 | 2491.2188 | 1332.7355 | -6811.4462 | -2533.7724
1 | 5537.9787 | 796.8653 | 108.4143 | -6989.0583 | 545.8
1 | 5316.139 | 2169.8397 | 1871.9474 | -7014.8791 | -2343.047
1 | 5242.9291 | 1394.717 | 1611.3089 | -7162.0233 | -1086.9317
1 | 5103.7536 | 1927.7497 | 2347.9187 | -7230.3634 | -2149.0586
1 | 5278.8849 | -958.9212 | 2331.4526 | -5098.121 | -1553.2953
1 | 5515.3977 | 1699.4712 | 1510.3727 | -6370.9878 | -2354.2538
1 | 5525.6357 | -669.7318 | 518.384 | -6116.6749 | 742.387
1 | 5496.7164 | -1373.9934 | 1924.0973 | -4456.998 | -1589.8222
1 | 5535.7421 | 739.3938 | -11.9538 | -6965.2914 | 702.1093
1 | 5517.208 | -1153.2626 | 314.3387 | -5854.959 | 1176.6749
1 | -3677.6325 | 377.5775 | 2644.9654 | -3291.5648 | 3946.6545
1 | 5320.2808 | 99.5424 | -2889.6494 | -6049.4852 | 3519.3114
1 | 5411.1779 | -65.2241 | -1623.6802 | -6610.7916 | 2888.518
1 | -1952.0008 | 20.6393 | 4061.6086 | -4820.5133 | 2690.2662
1 | 146.7444 | -24.5203 | 2609.9512 | -5398.9341 | 2666.7589
1 | -116.9026 | 268.3026 | 2479.9177 | -5237.9893 | 2606.6715
1 | -1650.8576 | 1630.9355 | 6490.888 | -5270.4903 | -1200.4755
1 | 2128.1734 | 2158.3589 | 4079.9567 | -6166.1185 | -2200.3704
1 | -673.3351 | 1072.991 | 5588.2476 | -5651.4894 | -336.4141
1 | -2009.9673 | 37.5537 | 4136.8364 | -4811.5358 | 2647.113
1 | -711.2885 | 1029.924 | 5526.6264 | -5625.2151 | -220.0469
1 | -4996.0089 | 794.9479 | 1567.8542 | -1140.2221 | 3773.429
1 | -4951.75 | 509.9379 | 2090.2071 | -1509.9379 | 3861.5428
1 | -5036.9939 | -832.6544 | 2059.2319 | -167.3456 | 3977.7621
1 | -5048.4922 | -1285.3087 | 2197.1472 | 104.2711 | 4032.3826
1 | -5048.5448 | -1287.1272 | 2197.7813 | 105.429 | 4032.4617
1 | -5055.8016 | -1410.8838 | 2287.276 | 222.8777 | 3956.5317
1 | -4974.8357 | -2308.8398 | 5256.0226 | -327.9447 | 2355.5977
1 | -4855.089 | -2609.6418 | 1125.0534 | 2318.4913 | 4021.1861
1 | -5047.8524 | -2646.279 | 2578.7465 | 1679.4691 | 3435.9158
1 | -4972.2244 | -2744.7134 | 5351.7711 | 190.1101 | 2175.0566
1 | -2118.3068 | -2909.2493 | 4781.9789 | -1253.8551 | 1499.4323
1 | 303.2993 | -1248.7609 | 3900.7797 | -4624.7838 | 1669.4657
1 | -4956.6747 | -4615.0144 | 5921.9263 | 2505.3767 | 1144.3861
1 | -4566.2261 | -2621.267 | 918.349 | 2249.9031 | 4019.241
1 | -2625.9537 | -2704.823 | -307.9467 | 1704.823 | 3933.9004
1 | 5053.0808 | -3037.4652 | -5103.4212 | -482.553 | 3570.3586
1 | 5392.1383 | -3212.4542 | -564.2198 | -3051.786 | 1436.3218
1 | 5494.2662 | -1631.2468 | 122.8003 | -5592.9417 | 1607.1221
1 | -4737.974 | -3253.1928 | 450.9225 | 3531.3617 | 4008.8826
1 | -5027.7361 | -5474.5113 | 3316.3418 | 5253.7474 | 1932.1582
1 | -5015.4304 | -6826.9758 | 3767.5518 | 6905.12 | 1169.7345
1 | -4535.2789 | -4201.365 | -562.7543 | 5308.824 | 3990.5741
1 | -5047.902 | -1282.3963 | 2200.7017 | 97.1032 | 4032.4934
1 | -4869.0833 | 3.0075 | 3066.7789 | -2208.9607 | 4008.2576
1 | -4404.5474 | 269.1429 | 2993.1203 | -2840.4903 | 3982.7746
1 | -4831.384 | 115.8866 | 3524.6461 | -2642.4297 | 3833.2811
1 | -4794.1944 | -220.7749 | 4756.3132 | -2920.7009 | 3179.3569
1 | -1997.5084 | 5.9564 | 4112.2289 | -4798.1615 | 2677.4846
1 | -380.9213 | -810.2734 | 3949.2211 | -4754.2471 | 1996.2207
1 | -4893.2518 | -1606.4011 | 1864.2103 | 606.4011 | 4029.0415
1 | -5011.6742 | -1476.9209 | 1983.5327 | 476.9209 | 4028.1415
1 | -5032.8814 | -883.4659 | 2013.686 | -116.5341 | 4019.1953
1 | -4967.9505 | -45.1154 | 1962.27 | -954.8846 | 4005.6805
1 | -3865.4811 | 404.3096 | 876.9141 | -1404.3096 | 3988.567
1 | -4998.8635 | -23.5931 | 1614.4633 | -583.6386 | 3991.6319
1 | -5037.7928 | 1666.4762 | 2947.5961 | -992.0007 | 1415.7212
1 | -4938.7586 | -735.1028 | 6578.8495 | -1231.3333 | 326.3451
1 | -4942.1612 | -3398.1299 | 6454.091 | 1522.4274 | 363.7727
1 | -4918.4198 | -3772.9791 | 7324.6072 | 1264.1739 | 102.6178
1 | -5006.877 | 2614.9658 | 2970.3329 | 1678.4573 | -2256.879
1 | -4956.5342 | 2922.408 | 4597.2658 | 904.4274 | -3467.567
1 | -5011.3112 | 2700.0631 | 2885.6293 | 1400.0738 | -1974.4549
1 | -5028.6113 | -4258.8974 | 3284.2522 | 4688.5322 | 1314.7244
1 | 4817.7732 | 1776.9543 | -9258.9776 | 966.8491 | 1697.4011
1 | 4842.8487 | 1840.6284 | -8933.4868 | 802.3913 | 1447.6184
1 | 5235.4882 | 3176.7997 | -1998.7154 | -2610.8492 | -3802.7233
1 | 5289.8342 | 3465.3136 | -1579.6684 | -3478.3443 | -3697.1352
1 | -3893.0395 | 1670.9086 | -2221.1481 | 3629.9789 | 813.3001
1 | -1659.7786 | 1598.2808 | -5919.8998 | 3069.5355 | 2911.8621
1 | 3533.113 | 1317.0469 | -9855.8615 | 2393.44 | 2612.2616
1 | 4714.5712 | 1406.5071 | -10534.1427 | 1857.5279 | 2555.5365
1 | 4693.5415 | 1215.8914 | -10725.5341 | 2266.1527 | 2549.9485
1 | 4732.5853 | 1120.0117 | -10102.7737 | 2394.8312 | 1855.3455
1 | 4821.1582 | 627.2043 | -6748.9592 | 3082.5671 | -1781.9704
1 | 4987.193 | 1155.0332 | -3732.6609 | 1707.4841 | -4117.0494
1 | 5030.8903 | -393.099 | -2938.827 | 1907.9367 | -3606.901
1 | 5185.3008 | -1044.5539 | -1370.6017 | 185.3008 | -2955.4461
1 | 5227.4221 | -2709.8266 | -382.2324 | 227.4221 | -2362.7853
1 | 5272.9134 | -4053.929 | 309.5052 | 272.9134 | -1801.403
1 | 4823.4315 | 297.6879 | -4428.7415 | 3555.8076 | -4248.1854
1 | 4702.715 | -3045.5527 | -9197.8871 | 4964.1031 | 2576.6216
1 | 4744.186 | -4759.6899 | -8147.2868 | 5434.1085 | 2728.6822
1 | 4675.9317 | -4710.3951 | -9061.1367 | 5964.9757 | 3130.6245
1 | 4666.6514 | -5074.2159 | -9083.1766 | 6177.6993 | 3313.0419
1 | 4656.5502 | -4962.2054 | -9282.6608 | 6267.6109 | 3320.705
1 | 4707.4679 | -3505.1546 | -8814.3324 | 5281.1164 | 2330.9027
1 | -3442.5792 | 3932.1728 | -3539.5696 | 2327.5373 | 722.4387
1 | -574.4321 | 3618.4005 | -7843.2687 | 2073.2051 | 2726.0952
1 | -4211.1206 | 2231.6754 | -3281.2915 | 2157.3625 | 3103.3741
1 | -4712.0566 | 4095.7407 | 595.7011 | 1493.7317 | -1473.1169
1 | -4807.4438 | 4096.1136 | 1270.141 | 1310.674 | -1869.4848
1 | -4969.3764 | 4097.3585 | 2485.2726 | 975.0029 | -2588.2576
1 | -5007.1669 | 4097.8167 | 2788.0766 | 889.8434 | -2768.5697
1 | -4964.7589 | 4112.4613 | 4187.0348 | 368.3363 | -3703.0735
1 | -5007.3428 | 3518.0342 | 2849.7849 | 1201.6882 | -2562.1645
1 | -4214.7437 | 2221.3976 | -3258.4745 | 2146.5247 | 3105.2959
1 | -4409.7644 | 3846.3518 | -888.2203 | 3690.2762 | -2238.6434
1 | -4397.7973 | 3047.5313 | -1082.9069 | 3719.9555 | -1286.7826
1 | -4455.3414 | 1564.0427 | -700.6593 | 3915.7832 | -323.8252
1 | -4693.0128 | 2155.597 | 729.0007 | 2683.8469 | -875.4318
1 | -4354.844 | -4833.2233 | -1497.2768 | 6741.8716 | 3943.4725
1 | -4350.2829 | -4876.5916 | -1540.0277 | 6796.6048 | 3970.2973
1 | -4359.2569 | -5035.1976 | -1438.9083 | 6864.8213 | 3968.5415
1 | -4223.9488 | -5636.2925 | -2075.496 | 7983.4427 | 3952.2946
1 | -4990.3226 | 1993.9297 | 3316.8974 | 2899.7712 | -3220.2757
1 | -4982.4191 | 1725.7169 | 3489.7355 | 3425.0496 | -3658.083
1 | -4839.8307 | 1136.2535 | 2840.0154 | 4621.2173 | -3757.6555
1 | -4887.2113 | -4118.5247 | 3803.6714 | 7841.613 | -2639.5485
1 | -4972.6673 | -4462.6771 | 4288.7399 | 7587.6452 | -2441.0408
1 | -4990.3226 | -5407.2638 | 4057.0167 | 7340.4873 | -999.9176
1 | -4949.0689 | -5384.4296 | 5414.1702 | 6839.4852 | -1920.1569
1 | -4943.8133 | -5578.9463 | 5675.6382 | 6618.799 | -1771.6776
1 | -4319.4498 | -6346.8403 | -1134.7912 | 8522.6568 | 3278.4245
1 | -4609.2873 | -6552.9794 | 875.6331 | 7875.5026 | 2411.1311
1 | -5015.1278 | -6851.5538 | 3775.21 | 6935.3823 | 1156.0893
1 | -5007.4134 | -6883.7805 | 4042.6259 | 6823.6748 | 1024.8932
1 | 4972.1237 | -7039.7682 | -3453.463 | 4307.752 | 1213.3555
1 | 5021.9091 | -6840.0212 | -2091.101 | 3864.0715 | 45.1416
1 | 5224.0331 | -5379.5873 | -1496.079 | 666.3889 | 985.2443
1 | 5261.2012 | -5196.0672 | -1011.6922 | 261.2012 | 685.3569
1 | -4980.6421 | -6760.9293 | 4882.9957 | 6551.8958 | 306.6799
1 | -4998.9788 | -6624.6061 | 4370.7786 | 6264.0398 | 988.7664
1 | -4972.9071 | -5868.7403 | 5326.7385 | 4631.4793 | 883.4296
1 | -4975.9841 | -6097.1093 | 5213.9165 | 5123.3518 | 735.8251
1 | -4956.4165 | -5648.2287 | 5931.3962 | 4152.6678 | 520.5811
1 | -4989.3636 | -6757.2947 | 4621.7731 | 6546.5732 | 578.312
1 | -4958.2428 | -6614.1491 | 5598.7731 | 6229.9186 | -256.2998
1 | 3843.9056 | -6696.0081 | -599.3763 | 3891.0158 | -439.5371
1 | 4108.1267 | -6910.9953 | -2265.5381 | 4277.7465 | 790.6602
1 | 4996.2198 | -6949.5364 | -3047.9216 | 4106.869 | 894.3692
1 | 5047.2997 | -6744.0939 | -1630.3825 | 3650.5734 | -323.3967
1 | 5009.111 | -6883.8489 | -2886.403 | 3961.9578 | 799.1832
1 | 5064.4992 | -6656.1126 | -1419.7177 | 3456.4995 | -445.1684
1 | -4962.4468 | -6041.0961 | 5637.1052 | 4999.0557 | 367.382
1 | 5163.6213 | -5899.6672 | -1577.261 | 1801.8213 | 511.4857
1 | 5200.831 | -5720.5903 | -799.954 | 1406.1747 | -86.4613
1 | 5269.4631 | -5201.0078 | -758.4169 | 269.4631 | 420.4986
1 | 5289.811 | -5019.8637 | -540.9307 | -125.8105 | 396.7939
1 | 5271.875 | -5202.4502 | -612.049 | 271.875 | 270.7492
1 | -4947.6946 | -5933.1147 | 6111.7714 | 4762.6807 | 6.3572
1 | -4945.373 | -5512.6367 | 6302.4728 | 3857.9897 | 297.5472
1 | 324.725 | -6327.1445 | -5408.5769 | 7667.3305 | 3743.6658
1 | 4710.1315 | -6462.8623 | -8131.0619 | 6332.0947 | 3551.698
1 | 4727.9805 | -6493.9116 | -7882.6262 | 6222.3992 | 3426.1581
1 | 4860.5574 | -6755.4243 | -5774.4749 | 5302.0154 | 2367.3264
1 | 4841.3407 | -6512.5211 | -6382.3113 | 5316.7134 | 2736.7784
1 | 5270.5182 | -4650.3858 | -1541.0364 | -373.9141 | 1294.8181
1 | 5361.7665 | -3670.9945 | -764.9887 | -2266.6623 | 1340.879
1 | 4858.4412 | -6572.5249 | -6071.6522 | 5213.211 | 2572.5249
1 | 5247.6317 | -5096.0616 | -1495.2634 | 247.6317 | 1096.0616
1 | 5249.8562 | -5138.0832 | -1397.1413 | 249.8562 | 1035.5121
1 | 4797.8934 | -5575.0655 | -7361.1516 | 4575.0655 | 3563.2582
1 | 4733.4363 | -3399.5781 | -3707.2261 | 5830.9333 | -3457.5653
1 | 4965.7311 | -5143.7707 | -1706.7474 | 4364.7214 | -2479.9345
1 | 4984.8092 | -5348.6548 | -1466.1094 | 4194.7 | -2364.745
1 | 5060.0253 | -5900.1739 | -766.2396 | 3552.6787 | -1946.2904
1 | 4643.8702 | -6024.5942 | -8820.5823 | 6771.7653 | 3429.541
1 | 4705.3204 | -6418.3732 | -8202.344 | 6376.2001 | 3539.1968
1 | -4236.6716 | -3643.7604 | -2161.755 | 6798.0559 | 3244.131
1 | -4209.3518 | -4486.6157 | -2350.3052 | 7230.2355 | 3816.0371
1 | -4207.3289 | -4751.906 | -2316.3215 | 7431.3773 | 3844.1791
1 | -4183.7798 | -5458.6195 | -2371.0548 | 8060.0221 | 3953.432
1 | -4091.9285 | -4399.1061 | -3232.2713 | 7946.4685 | 3776.8375
1 | -4119.403 | -4636.29 | -3021.7313 | 7845.5493 | 3931.8749
1 | -4157.6749 | -4639.5032 | -2734.7588 | 7604.321 | 3927.616
1 | -4863.363 | 4544.6368 | 2213.6264 | 2318.5631 | -4213.4633
1 | -4994.5263 | 5105.1974 | 2850.2033 | 1150.833 | -4111.7074
1 | -4590.2939 | 3454.9852 | 963.9752 | 4583.2944 | -4411.9609
1 | -4645.7104 | -2691.0244 | 2091.0711 | 8349.8822 | -3104.2185
1 | 4656.6839 | -1995.8608 | -5171.3642 | 6405.7162 | -3895.1751
1 | 4824.0671 | -3252.662 | -3729.8925 | 5349.2176 | -3190.7301
1 | 4562.2237 | -4764.3139 | -10564.1262 | 7397.9575 | 3368.2589
1 | 4558.9701 | -4802.2727 | -10636.2487 | 7411.9201 | 3467.6313
1 | 4570.4327 | -4942.1543 | -10429.6576 | 7338.237 | 3463.1421
1 | -4952.7081 | -3927.3802 | 3833.6631 | 7437.5113 | -2391.0862
1 | -4738.931 | -4570.1757 | 2048.7707 | 7737.6778 | -477.3418
1 | -4308.8268 | -4716.9315 | -1656.9552 | 7653.6896 | 3029.0239
1 | -4469.0578 | -4379.2705 | -692.5489 | 6739.5329 | 2801.3444
1 | -5016.9773 | -3595.084 | 3150.0511 | 4851.2189 | 610.7913
1 | -5024.4435 | -3583.3866 | 3206.8296 | 4822.8528 | 578.1476
1 | -4934.0539 | -2880.4248 | 6206.8059 | 2966.7336 | -1359.0608
1 | 5282.1692 | -2706.6466 | -845.0328 | -356.1797 | -1374.3101
1 | 5505.6895 | -474.736 | 652.8548 | -5071.259 | -612.5492
1 | 5511.9814 | -536.4176 | 1200.2153 | -4994.0842 | -1181.695
1 | 5504.9724 | -705.1151 | 1553.7653 | -4679.821 | -1673.8015
1 | 5495.0585 | -2024.996 | 1889.4063 | -4165.5315 | -1193.9374
1 | 5504.9662 | -2267.0117 | 1316.5699 | -4578.7545 | 24.23
1 | 5303.1765 | -2600.2539 | -284.8264 | -625.054 | -1793.0421
1 | 5351.6877 | -2177.0027 | 288.3678 | -1545.2976 | -1917.7553
1 | 5467.0184 | -1071.8768 | 1249.8416 | -3899.7948 | -1745.1883
1 | 5311.9259 | -2924.8553 | 128.0264 | -622.4769 | -1892.6201
1 | 5308.5194 | -2982.0433 | 108.9768 | -546.3094 | -1889.1434
1 | 5285.2612 | -4542.6538 | 375.6604 | 270.5878 | -1388.8556
1 | 5250.3266 | -3420.7666 | -1354.3446 | 250.3266 | -725.542
1 | 5248.9841 | -3614.4016 | -1497.9681 | 248.9841 | -385.5984
1 | 5302.1232 | -3702.8001 | -1604.2463 | -973.845 | 978.7683
1 | 5284.4711 | -4557.1349 | 361.0336 | 284.4711 | -1372.841
1 | -4906.5627 | -1082.7153 | 7520.5105 | -786.853 | -744.3795
1 | -4818.0144 | -566.1539 | 7841.3101 | -1888.7979 | -568.3439
1 | -1956.7492 | -174.5865 | 6120.5596 | -3533.8924 | -455.3314
1 | -2074.5782 | -708.0307 | 5805.2879 | -3431.6943 | 409.0154
1 | -4797.7429 | -472.4448 | 8414.9859 | -2132.885 | -1011.9132
1 | -3059.3711 | -210.039 | 7527.4335 | -3195.0103 | -1063.0132
1 | -2662.9118 | -192.3903 | 7053.1556 | -3329.387 | -868.4664
1 | -2757.1694 | -211.8022 | 7330.7111 | -3280.3281 | -1081.4114
1 | 5420.9859 | -582.8995 | 1717.4417 | -4911.2846 | -1644.2435
1 | 5353.1422 | -1768.0343 | 2154.0193 | -4577.1246 | -1162.0025
1 | -4764.0078 | -930.1386 | 8844.689 | -2468.9569 | -681.5857
1 | -4766.6813 | -1021.8161 | 8701.171 | -2427.7009 | -484.9727
1 | -4591.727 | -1007.7556 | 8628.0715 | -2544.893 | -483.6959
1 | -2340.2447 | -1670.3626 | 7278.2247 | -3002.7987 | -264.8187
1 | -4662.0727 | -922.9301 | 8800.5428 | -2536.813 | -678.7269
1 | -2484.5726 | -1526.3711 | 7571.0333 | -2983.3034 | -576.7863
1 | -4891.9116 | -1017.5647 | 7987.6439 | -962.4063 | -1115.7613
1 | -4883.786 | -2043.0296 | 8478.8476 | -926.683 | -625.349
1 | -4895.935 | -2306.2738 | 8137.238 | -754.8815 | -180.1477
1 | -4927.476 | -1810.6398 | 6992.5474 | -456.6674 | 202.2358
1 | -4897.5316 | -2332.4674 | 8090.5095 | -733.3577 | -127.1529
1 | -4901.5564 | -2712.1935 | 7942.9303 | -246.3013 | -82.8791
1 | -4915.3381 | -3934.3565 | 7437.6018 | 1343.3734 | 68.7195
1 | -4919.196 | -4062.348 | 7296.1484 | 1444.7156 | 240.68
1 | -2280.2596 | -1692.0373 | 7240.3111 | -3009.9919 | -258.0222
1 | -4928.9664 | -2849.3558 | 6371.2177 | 2888.513 | -1481.4085
1 | 2701.2857 | -2618.7966 | 1650.5294 | 157.6829 | -1890.7014
1 | 4118.7142 | -2583.4177 | 733.2107 | -331.1949 | -1937.3124
1 | 5185.8027 | -2945.7925 | 178.4364 | -523.1023 | -1895.3443
1 | -4925.6738 | -5295.4581 | 6764.8211 | 4155.3156 | -699.0047
1 | -4897.6605 | -3471.9049 | 7944.7969 | 973.4556 | -548.6871
1 | -2400.8127 | -1554.9971 | 7521.6913 | -2993.3086 | -572.5729
1 | -4998.9029 | -5421.0035 | 4360.8138 | 5109.3963 | 949.6963
1 | 5134.7751 | -5350.5096 | -2709.9019 | 1898.4459 | 1027.1904
1 | 5171.8194 | -5039.484 | -2505.0822 | 1333.2627 | 1039.484
1 | 5280.6745 | -3965.2562 | -1784.2524 | -612.9691 | 1081.8031
1 | 5296.7579 | -3912.1541 | -1593.5159 | -823.5087 | 1032.4207
1 | 5254.8982 | -4777.7701 | -1509.7964 | 254.8982 | 777.7701
1 | -4996.0023 | -5257.7955 | 4479.9159 | 4817.8566 | 956.0252
1 | -4944.1965 | -2649.563 | 6379.4601 | 157.091 | 1057.2084
1 | 5357.2853 | -3067.9733 | -1172.095 | -2234.263 | 1117.0459
1 | 5488.0202 | -1517.4553 | -112.6468 | -4841.1096 | 983.1915
1 | 5492.0511 | -1467.7756 | -78.5903 | -4924.5875 | 978.9023
1 | 5492.0196 | -1464.069 | -82.8761 | -4926.0415 | 980.967
1 | 5371.2022 | -3079.9784 | -980.3937 | -2360.8188 | 1049.9887
1 | 5443.013 | -3174.1419 | 577.3764 | -3361.1497 | 514.9023
1 | 5500.9217 | -2446.6784 | 1053.2853 | -4567.2531 | 459.7245
1 | 5401.5771 | -3208.6079 | -447.592 | -3085.1684 | 1339.7912
1 | 5506.772 | -1846.3856 | 359.5613 | -5325.333 | 1305.3853
1 | -4939.3508 | -2405.6964 | 6557.1378 | -248.2103 | 1036.1196
1 | -4814.065 | -1472.7829 | 7161.8124 | -1830.6538 | 955.6893
1 | -2233.8739 | -1040.2591 | 5669.3798 | -3319.4331 | 924.1863
1 | -1832.1769 | -1043.4089 | 5384.69 | -3434.4846 | 925.3805
1 | -1805.5292 | -935.2878 | 5237.2552 | -3483.1351 | 986.6969
1 | -4793.5913 | -1545.2052 | 7598.2803 | -2058.0826 | 798.5988
1 | -3859.0037 | -1428.8509 | 7295.9517 | -2711.932 | 703.8348
1 | -2006.2838 | -1897.1203 | 6519.7108 | -3081.9863 | 465.6797
1 | -4917.746 | -2702.9593 | 7349.3148 | -457.5961 | 728.9866
1 | -4917.7711 | -2706.6342 | 7348.3935 | -452.7132 | 728.725
1 | -2765.0635 | -2838.2941 | 6550.8565 | -1429.1861 | 481.6873
1 | -1662.3253 | -2008.396 | 6369.4402 | -3118.4334 | 419.7144
1 | -4938.6278 | -5082.0901 | 6583.6485 | 3112.1639 | 324.9054
1 | -4923.2685 | -4217.7853 | 7146.8234 | 1614.3922 | 379.8381
1 | -5027.3178 | -5069.8838 | 3331.6806 | 5465.0252 | 1300.4958
1 | -4972.6288 | -4321.0675 | 2858.1374 | 5307.2752 | 1128.2837
1 | -4814.9892 | -3144.3054 | 1189.2066 | 4162.8171 | 2607.271
1 | -4989.0667 | -2424.6812 | 2265.6233 | 2653.4843 | 2494.6402
1 | 5037.2289 | -2806.0539 | -5564.957 | 614.2235 | 2719.5584
1 | 5422.9773 | -104.2845 | -1608.3656 | -5446.4337 | 1736.1064
1 | -5046.3218 | -2215.4595 | 2634.8687 | 2209.1737 | 2417.7388
1 | -5012.8296 | -1416.574 | 3862.9139 | 440.2357 | 2126.254
1 | -4935.8172 | -995.7266 | 4467.0119 | -508.6769 | 1973.2089
1 | 1786.4648 | 18.1435 | 1206.8521 | -4671.7948 | 1660.3343
1 | -4958.4932 | -1256.541 | 5855.251 | -183.6415 | 543.4247
1 | -5037.2999 | -2951.0409 | 2965.6698 | 3612.3719 | 1410.2991
1 | -5045.0099 | -2442.6527 | 2682.9688 | 2440.8562 | 2363.8376
1 | -4872.5022 | -4097.6141 | 1886.1359 | 4966.0306 | 2117.9498
1 | 4851.739 | -4276.2071 | -7368.5491 | 3852.3604 | 2940.6568
1 | 4991.7377 | -3849.3864 | -5612.1127 | 2701.4574 | 1768.304
1 | 5252.9743 | -2863.1392 | -1505.9487 | 59.5768 | -943.4632
1 | 5247.1254 | -3264.6858 | -1494.2508 | 247.1254 | -735.3142
1 | 5356.4505 | -1568.602 | -1712.901 | -2510.4427 | 435.4952
1 | 5493.1299 | -291.0668 | -496.3355 | -5264.3533 | 558.6257
1 | 5022.6817 | -4867.2093 | -4815.8573 | 2772.4488 | 1887.9362
1 | 5112.0161 | -5234.2413 | -3219.3383 | 2107.3221 | 1234.2413
1 | -4701.0221 | -4709.7931 | 953.3392 | 6243.3229 | 2214.153
1 | -5003.6346 | -5153.0039 | 3154.7531 | 5575.1603 | 1426.7251
1 | -5027.1304 | -5190.2693 | 3338.5511 | 5518.3401 | 1360.5085
1 | -5010.4964 | -5327.902 | 3948.4656 | 5274.4725 | 1115.4603
1 | -5026.217 | -5336.8535 | 3372.0434 | 5672.9212 | 1318.1059
1 | -5025.1451 | -5469.2485 | 3411.3459 | 5806.4515 | 1276.5962
1 | -4515.8692 | -5099.9728 | -161.0677 | 7299.6647 | 2477.245
1 | -4985.6311 | -4331.2079 | 3946.6933 | 7268.7045 | -1898.5588
1 | -5023.8597 | -3597.5538 | 3216.4333 | 4868.6597 | 536.3205
1 | -5021.5586 | -4338.6261 | 3330.0801 | 5431.2698 | 598.8348
1 | -5026.2145 | -5298.3033 | 3372.1343 | 5664.0239 | 1288.3597
1 | -4974.7419 | -4282.8594 | 4289.1171 | 7157.3586 | -2188.8743
1 | -212.0767 | -4285.3844 | 1014.8302 | 5873.5162 | -2390.8853
1 | 4849.6656 | -4427.2245 | -3472.0617 | 4821.0439 | -1771.4233
1 | 4905.7233 | -4470.3999 | -3822.8198 | 4902.6658 | -1515.1694
1 | 4917.7808 | -4420.7812 | -3534.4371 | 4810.6011 | -1773.1636
1 | 4951.1795 | -4629.6204 | -3006.6859 | 4576.9872 | -1891.8605
1 | 5020.7411 | -5211.3387 | -1520.9978 | 3932.2505 | -2220.6552
1 | 5056.7266 | -5779.6734 | -890.4687 | 3591.4702 | -1978.0547
1 | 5067.2672 | -5991.2196 | -729.0465 | 3490.4294 | -1837.4305
1 | 4966.0804 | -4516.3227 | -2315.3375 | 4431.3047 | -2565.7248
1 | 4919.1446 | -4426.7421 | -3528.9104 | 4799.5302 | -1763.0222
1 | 4950.0902 | -4613.573 | -3081.5553 | 4579.0958 | -1834.0577
1 | 5041.339 | -5357.5953 | -1274.4284 | 3711.4081 | -2120.7233
1 | 5060.0621 | -5623.6126 | -965.3229 | 3529.8269 | -2000.9535
1 | 5081.7457 | -6019.7819 | -655.2851 | 3316.781 | -1723.4598
1 | 4888.2764 | -5804.7096 | -5228.3623 | 5113.9117 | 1030.8837
1 | 4878.8476 | -6286.7783 | -5719.3153 | 5186.1039 | 1941.1421
1 | 4212.687 | -5228.1818 | -937.9882 | 4120.366 | -2166.8829
1 | 4039.0805 | -5585.996 | -404.1338 | 3953.8958 | -2002.8465
1 | 3831.608 | -6101.0722 | 135.5643 | 3770.3091 | -1636.4091
1 | -4952.6052 | -3659.8994 | 5259.2988 | 5310.0747 | -1956.8688
1 | -4963.9814 | -4718.7945 | 4786.5819 | 6894.6975 | -1998.5034
1 | -4942.7736 | -6278.7988 | 5997.5208 | 6155.8834 | -931.8318
1 | -4896.2773 | -4970.1738 | 3116.4827 | 7373.9485 | -623.9801
1 | -4993.5608 | -4875.9394 | 3864.9078 | 7189.014 | -1184.4215
1 | -4980.7621 | -4047.7111 | 4002.0086 | 7348.2217 | -2321.757
1 | -4980.5938 | -4058.3359 | 4005.9633 | 7363.2256 | -2330.2592
1 | -4990.3226 | -4687.3938 | 3901.6964 | 7241.8987 | -1465.8786
1 | -4802.7576 | 4979.213 | 1312.5988 | 1366.9086 | -2855.9627
1 | -4819.3778 | 5074.1852 | 1372.3125 | 1167.4669 | -2794.5869
1 | -4979.9649 | 5236.4602 | 2610.2239 | 864.4576 | -3731.1769
1 | -4997.8097 | 5214.4003 | 2782.8641 | 916.9849 | -3916.4397
1 | -4998.0405 | 5230.0805 | 2780.4305 | 883.3385 | -3895.809
1 | -4851.1284 | 4750.2137 | 1385.3072 | 786.4596 | -2070.8522
1 | -4806.2277 | 4999.0419 | 1348.4148 | 1325.2678 | -2866.4968
1 | -4791.7633 | 4965.5486 | 1266.1025 | 1393.1457 | -2833.0336
1 | -4674.4603 | 4848.5211 | 422.3841 | 1611.2397 | -2207.6846
1 | -4827.6715 | 5003.1599 | 1535.7005 | 1322.541 | -3033.7298
1 | -4970.6915 | 4988.5235 | 2772.7015 | 1394.872 | -4185.4055
1 | -4643.1799 | 3680.9718 | 1271.0611 | 4112.5335 | -4421.3865
1 | -4993.2614 | 5085.0196 | 2882.4395 | 1193.854 | -4168.0517
1 | -4990.3226 | 4140.8325 | 3048.2975 | 1827.2678 | -4026.0752
1 | -4996.1875 | 5183.0986 | 2822.6449 | 983.8203 | -3993.3762
1 | -4990.3877 | 5212.7757 | 3005.587 | 918.3572 | -4146.3323
1 | -5001.3697 | 4692.0163 | 2799.9189 | 943.9445 | -3434.5101
1 | -4802.6985 | 4890.1992 | 1334.1573 | 1367.6183 | -2789.2763
1 | -4966.6411 | 4967.1294 | 2731.3993 | 1439.7121 | -4171.5997
1 | -4993.8745 | 5083.5184 | 2863.5715 | 1197.2568 | -4150.4722
1 | -4990.3226 | 2721.5686 | 3160.8001 | 2796.5212 | -3688.5674
1 | -4224.0748 | -4202.4541 | -2441.5075 | 7311.1024 | 3556.9341
1 | -4360.648 | -4157.7198 | -1597.9564 | 6672.2244 | 3444.0998
1 | -4349.666 | -4878.4509 | -1546.8118 | 6804.0081 | 3970.9206
1 | -4352.9622 | -4936.1344 | -1508.9876 | 6825.7615 | 3972.3227
2 | -4833.3333 | 4436.5317 | 1964.6802 | 2371.4143 | -3939.2928
2 | -4833.3333 | 5168.7458 | 1329.2321 | 807.6326 | -2472.2772
2 | -4959.848 | 5294.8735 | 2303.373 | 567.3659 | -3205.7644
2 | -5035.4198 | 5198.1288 | 3034.6066 | 791.3668 | -3988.6824
2 | -5037.9539 | 5378.1412 | 2941.6893 | 407.2042 | -3689.0807
2 | -5027.5295 | 5435.4124 | 3323.9173 | 278.7962 | -4010.5963
2 | -4950.7696 | 4287.4981 | 6138.4471 | -2593.0979 | -2882.0777
2 | -4832.2398 | 3886.3334 | 7071.4944 | -3638.1636 | -2487.4244
2 | -4309.4191 | 3866.9826 | 6831.4365 | -3922.1166 | -2466.8834
2 | -2089.3011 | 3051.9333 | -1579.6516 | -2331.4916 | 2948.5109
2 | -1329.5967 | 3008.353 | -2991.3171 | -2231.6561 | 3544.2169
2 | 4990.7414 | 3672.1405 | -8339.3737 | -3339.5889 | 3016.0807
2 | 5250.2857 | 4293.5926 | -4855.9633 | -4507.3624 | -180.5525
2 | 5397.9902 | 4820.1697 | -1795.9805 | -5498.5216 | -2923.6579
2 | 5416.6945 | 4925.8398 | -1165.5114 | -5697.6733 | -3479.3496
2 | 5526.7608 | 3514.6879 | 511.5519 | -6869.5945 | -2683.4062
2 | 5492.4639 | -0.0055138 | 1206.9346 | -4780.2986 | -1919.0944
2 | 5550.4216 | 2380.6369 | 1684.2798 | -7226.8854 | -2388.4529
2 | 5551.0102 | 2375.4447 | 1690.9465 | -7232.8539 | -2384.5475
2 | 5504.6545 | -630.6385 | 1826.5397 | -4945.114 | -1755.4416
2 | 5454.9237 | 3108.8766 | -1909.8474 | -6104.7157 | -549.2372
2 | 5491.297 | 2642.472 | -1355.6977 | -6491.9974 | -286.074
2 | 5430.9323 | 2664.2865 | -1861.8647 | -5924.0307 | -309.3235
2 | 5063.0103 | 3004.4332 | -7269.2208 | -4004.4332 | 3206.2105
2 | 5058.8916 | 2915.5917 | -7170.6339 | -3915.5917 | 3111.7423
2 | -1332.4391 | 2833.5137 | -2696.5093 | -2399.7225 | 3595.1571
2 | 547.652 | 2368.796 | -3178.0621 | -3368.796 | 3630.4102
2 | 4717.511 | 1339.8814 | -4193.5582 | -5536.43 | 3672.5958
2 | 5248.9806 | 1323.907 | -4519.8798 | -5700.0544 | 3647.0467
2 | 5275.4032 | 1277.2871 | -4152.1571 | -5863.3351 | 3462.8019
2 | 5308.3119 | 512.6631 | -3294.7215 | -6129.0961 | 3602.8426
2 | 5008.0099 | 1279.2976 | -3937.4847 | -5801.4157 | 3451.5929
2 | -2038.226 | 2261.0694 | -1311.1784 | -2604.3955 | 3692.7305
2 | -2157.7398 | 1865.9793 | -595.7465 | -2865.9793 | 3753.4863
2 | -2629.0245 | 3444.8442 | 6201.3121 | -4718.6085 | -2298.5233
2 | 1480.13 | 3396.7792 | 3438.0265 | -5869.7293 | -2445.2064
2 | 598.2585 | 696.5628 | 4586.2108 | -4067.971 | -1813.0611
2 | 2074.4673 | 2119.1972 | 194.6648 | -5468.3572 | 1080.0279
2 | -4427.0398 | 3168.7829 | 7720.6387 | -4303.5652 | -2158.8165
2 | 2151.0228 | 2485.0465 | 3930.6768 | -6327.3669 | -2239.3792
2 | 5394.507 | 2370.8581 | 1804.1554 | -7194.1925 | -2375.3281
2 | -4816.597 | 1205.6316 | 8117.5009 | -2781.7408 | -1724.7946
2 | -4715.0738 | 1214.5236 | 8065.9148 | -2840.9621 | -1724.4025
2 | -4816.9016 | 1010.0817 | 8129.8237 | -2696.9096 | -1626.0942
2 | -4767.238 | 3068.8162 | 8010.6531 | -4190.1455 | -2122.0858
2 | -4769.7974 | 2316.3035 | 8535.0641 | -4140.6593 | -1940.911
2 | -4772.0279 | 2201.9433 | 8604.7216 | -4116.6808 | -1917.9562
2 | -4657.3599 | 2190.3811 | 8549.6396 | -4167.8616 | -1914.7992
2 | -4750.9755 | 1730.1595 | 7568.5647 | -3994.5676 | -553.1812
2 | -4780.6177 | 1768.1962 | 8657.123 | -3825.7647 | -1818.9368
2 | -4724.127 | 1065.7664 | 6108.8142 | -3800.4843 | 1350.0306
2 | -4813.58 | 1204.712 | 8148.8693 | -2822.1067 | -1717.8945
2 | -4907.8866 | 626.3851 | 7710.8261 | -1640.7488 | -1788.5758
2 | -5053.3119 | 3997.6988 | 2378.5621 | -994.242 | -328.7069
2 | -4997.4482 | 3576.896 | 1743.9212 | -1233.9896 | 910.6206
2 | -4937.5665 | 3429.241 | 2470.368 | -1821.9762 | 859.9338
2 | -4969.0334 | 412.756 | 1475.747 | -99.4108 | 3179.9412
2 | -4833.3333 | 4817.39 | 1100.5314 | 490.7735 | -1575.3617
2 | -4833.3333 | -3276.8588 | 1370.3397 | 4268.0897 | 2471.7627
2 | -4833.3333 | -3865.3608 | 1803.2753 | 5369.3616 | 1526.0573
2 | -4995.2587 | -3638.2291 | 2942.2666 | 4819.9525 | 871.2687
2 | -5030.5926 | -3584.0119 | 3211.6059 | 4687.8749 | 715.1237
2 | -4954.4625 | -2946.2556 | 6003.0434 | 2996.2027 | -1098.5281
2 | 5296.3199 | -2677.8287 | -651.7782 | -584.3806 | -1382.3324
2 | 5475.091 | -965.2062 | 795.8959 | -4248.1187 | -1057.662
2 | 5479.7997 | -1009.6737 | 1193.9007 | -4194.803 | -1469.2237
2 | 5316.0149 | -2579.0866 | -130.9767 | -837.5942 | -1768.3573
2 | 5288.558 | -4438.8748 | 212.873 | 139.04 | -1201.5961
2 | 5478.291 | -2232.7085 | 1610.0807 | -3850.6378 | -1005.0253
2 | 5247.7279 | -3631.7018 | -1495.4557 | 297.5555 | -418.1258
2 | -4909.7063 | -1120.951 | 7644.101 | -865.7204 | -747.7233
2 | -4839.3998 | -723.734 | 7960.4506 | -1723.9516 | -673.3652
2 | 323.565 | -747.4786 | 4463.1252 | -3192.2293 | -846.9822
2 | -4843.2225 | -739.1635 | 8124.358 | -1705.8037 | -836.1682
2 | 224.9481 | -773.955 | 4811.1627 | -3134.4409 | -1127.7149
2 | -4851.3431 | -1793.5425 | 8484.3885 | -1402.4423 | -437.0605
2 | -4848.5774 | -1849.1389 | 8366.5774 | -1398.2673 | -270.5937
2 | -4904.0843 | -1083.0286 | 7850.2427 | -962.8232 | -900.3066
2 | -4890.0192 | -2153.8705 | 8365.9645 | -901.5804 | -420.4945
2 | -4895.8908 | -2335.7063 | 8150.6707 | -763.054 | -156.0196
2 | -4948.6286 | -2906.0279 | 6216.9518 | 2893.6643 | -1255.9596
2 | -4936.6818 | -5438.8525 | 6655 | 4206.6132 | -486.079
2 | -4905.5532 | -3679.9927 | 7796.3834 | 1134.9393 | -345.7768
2 | -4919.607 | -4139.4107 | 7281.0779 | 1505.1651 | 272.7747
2 | -2971.4564 | -2400.1544 | 7240.8691 | -1780.1974 | -89.0609
2 | -3076.0081 | -2284.0271 | 7484.7094 | -1766.3131 | -358.3611
2 | -5008.0388 | -5123.656 | 4038.5781 | 4990.7261 | 1102.3905
2 | 5147.3879 | -5110.8318 | -2786.8851 | 1673.2707 | 1077.0583
2 | 5285.0027 | -3892.2857 | -1763.1874 | -682.9116 | 1053.382
2 | 5395.1497 | -2767.8634 | -807.2266 | -2851.6358 | 1031.5762
2 | 5455.4868 | -2133.2788 | -266.4865 | -4074.9958 | 1019.2742
2 | 5455.1199 | -2097.1414 | -313.5592 | -4089.9007 | 1045.4813
2 | 5302.5178 | -3707.0018 | -1605.0356 | -965.3024 | 974.822
2 | 5298.9766 | -3845.0773 | -1597.9531 | -866.1807 | 1010.2345
2 | 5270.9714 | -4634.2946 | -1541.9429 | -385.0197 | 1290.2857
2 | 5466.8502 | -2385.5077 | 35.5703 | -4417.6819 | 1300.7691
2 | 5205.5725 | -5773.0435 | -1411.1449 | 1538.4362 | 440.1798
2 | 5208.9707 | -5840.8434 | -1268.5783 | 1525.4678 | 374.9832
2 | 5463.1797 | -2851.0174 | 667.2222 | -3799.5458 | 520.1614
2 | 5195.4887 | -5986.7728 | -1390.9775 | 1791.6862 | 390.5754
2 | -4944.2131 | -2522.2315 | 6378.8524 | 35.1791 | 1052.4131
2 | -4817.6191 | -1708.6228 | 7038.9944 | -1549.2715 | 1036.519
2 | 897.5588 | -1838.8554 | 3071.9007 | -3155.4991 | 1024.895
2 | -4828.0398 | -2039.3263 | 7489.1498 | -1424.9812 | 803.1976
2 | -4915.8644 | -2806.1429 | 7418.3038 | -330.4761 | 634.1796
2 | -4954.3602 | -6061.7906 | 6006.7911 | 4809.1082 | 200.2514
2 | -4847.5782 | -6060.6308 | 5932.8334 | 4774.4052 | 200.9704
2 | -4124.5703 | -5378.8845 | 6146.7723 | 3893.6729 | -536.9904
2 | -344.2418 | -2650.6035 | 5058.1682 | -2498.4377 | 435.1148
2 | 646.3829 | -2647.2317 | 4335.8184 | -2786.3634 | 451.3937
2 | -17.1689 | -2227.0544 | 5458.8364 | -2650.8144 | -563.7986
2 | 315.9448 | -2212.9514 | 5235.5576 | -2749.3937 | -589.1573
2 | -4920.8345 | -4185.7117 | 7236.069 | 1556.2547 | 314.2224
2 | -2480.5 | -2624.2227 | 6570.8593 | -1889.8737 | 423.7373
2 | -4938.1822 | -4548.8006 | 2562.5808 | 5389.402 | 1535
2 | -5000 | -5123.6404 | 3259.6769 | 5968.81 | 895.1536
2 | -4690.3052 | 3842.7971 | -473.6647 | -22.2401 | 1343.4129
2 | -4642.3925 | 236.7381 | -891.6827 | 1336.3778 | 3960.9593
2 | -4673.0766 | -1153.6438 | -500.6514 | 2192.8521 | 4134.5196
2 | -4661.6081 | -1213.4785 | -552.4201 | 2293.3047 | 4134.202
2 | -4677.1754 | -1214.2505 | -452.5884 | 2248.8702 | 4095.144
2 | -4831.8469 | -3268.9706 | 1353.3796 | 4254.3506 | 2493.0874
2 | -4532.3814 | -4255.1319 | -168.9824 | 6305.7004 | 2650.7953
2 | 4890.1167 | -4150.0725 | -6919.159 | 3385.494 | 2793.6207
2 | 5022.9012 | -3753.4233 | -5248.501 | 2309.3843 | 1669.6389
2 | 5258.4987 | -2877.9433 | -1516.9973 | -49.6579 | -813.9001
2 | 5354.0522 | -1682.5222 | -1708.1043 | -2422.904 | 459.4784
2 | 5457.1866 | -718.5298 | -790.118 | -4500.9281 | 552.3892
2 | 5052.4758 | -4716.2152 | -4491.3204 | 2373.0019 | 1782.0579
2 | -4943.4539 | -4816.8851 | 2621.3528 | 5489.1933 | 1649.7929
2 | -5000 | -5611.5411 | 3258.1744 | 6081.0188 | 1272.3479
2 | -5023.2268 | -5799.6608 | 3481.6832 | 6181.4401 | 1159.7643
2 | -5028.517 | -4952.9861 | 3287.7083 | 5286.5928 | 1407.202
2 | -5045.2612 | -2388.0301 | 2673.7564 | 2406.4151 | 2353.1199
2 | -5023.0422 | -1759.3416 | 3488.4526 | 1037.7533 | 2256.1779
2 | -4935.968 | -1267.4943 | 4074.8678 | -52.9186 | 2181.5131
2 | -649.2968 | -1395.7266 | 771.2853 | -1000 | 2273.7381
2 | 5210.0108 | -1618.2005 | -3806.6525 | -2192.2611 | 2407.1034
2 | 5370.8153 | -495.4362 | -2155.2641 | -4712.0906 | 1991.9757
2 | 5437.6783 | -1807.2541 | -679.3208 | -4206.1516 | 1255.0482
2 | 5051.3816 | -1533.6968 | -5932.8129 | -1000 | 3415.1281
2 | -4910.1909 | -1121.9072 | 4282.4301 | -380.642 | 2130.31
2 | -3907.5638 | -971.0856 | 3790.7112 | -1000 | 2087.9382
2 | 100.206 | -364.6826 | 1853.5213 | -3486.7888 | 1897.744
2 | 1341.129 | -363.1474 | 960.5617 | -3846.4833 | 1907.94
2 | 1673.6451 | 132.3238 | 110.9109 | -4253.216 | 2336.3362
2 | -4832.3907 | -683.9621 | 7667.8438 | -1763.2792 | -388.2119
2 | -4867.7018 | -1310.1053 | 5370.9195 | -913.386 | 1720.2736
2 | -4796.1664 | -1315.6432 | 5428.7533 | -1000 | 1683.0563
2 | -4191.9321 | -1405.2493 | 6177.9803 | -1849.993 | 1269.1941
2 | 969.6473 | -1633.9364 | 2744.3676 | -3256.9679 | 1176.8893
2 | -4812.1951 | -1544.0881 | 6814.0282 | -1615.5303 | 1157.7852
2 | -5027.3095 | -1237.02 | 2176.4728 | 1040.3418 | 3047.5149
2 | -5051.1753 | -1559.6824 | 2456.9053 | 1356.766 | 2797.1865
2 | -5001.0562 | -1385.6988 | 1856.1507 | 420.0207 | 4110.5836
2 | -4998.8302 | -1388.6175 | 1888.9466 | 388.6175 | 4109.8836
2 | -5004.536 | -1454.4337 | 1896.5301 | 454.4337 | 4108.0059
2 | -4677.0318 | -1220.0192 | -458.3997 | 2222.0506 | 4133.4001
2 | 1559.0693 | -1412.6536 | -4417.5998 | 412.6536 | 3858.5305
2 | 5006.2262 | -1523.4118 | -6532.0579 | -644.4402 | 3693.6837
2 | -4783.2983 | -421.1532 | 115.0727 | 952.3112 | 4137.0675
2 | -4929.5724 | -300.3393 | 1176.069 | 295.8817 | 3757.9611
2 | -4970.6652 | -389.3814 | 1509.3669 | 254.4787 | 3596.201
2 | -3972.4314 | 37.2739 | -25.1185 | -139.305 | 4099.581
2 | -2581.5476 | 244.642 | -700.2305 | -1000 | 4037.136
2 | -1388.2924 | 0 | -1596.6258 | -1000 | 3984.9182
2 | 5023.3584 | -1324.6569 | -6389.3644 | -1000 | 3690.6629
2 | -2058.0502 | 324.3893 | -955.3101 | -1324.3893 | 4013.3603
2 | -4961.0984 | -295.5386 | 1395.684 | 98.4309 | 3762.5222
2 | -4953.9735 | -386.5177 | 1307.7103 | -93.8614 | 4126.6424
2 | -4910.0541 | -306.0984 | 1793.2067 | -693.9016 | 4116.8474
2 | -4883.068 | -188.1075 | 2201.4359 | -1000 | 3869.7396
2 | -4887.5993 | -264.2305 | 2042.6326 | -1000 | 4109.1972
2 | -4266.8714 | 0 | 1171.7232 | -1000 | 4095.1483
2 | -4199.3978 | 32.224 | 1106.5557 | -1032.224 | 4092.8421
2 | -4191.4246 | 32.216 | 1066.0903 | -1000 | 4093.1183
2 | -4667.5489 | 1794.1357 | -765.9576 | 97.6287 | 3541.742
2 | -4864.5395 | 4433.0779 | 2234.9589 | 2385.9691 | -4189.4664
2 | -5034.7068 | 5160.9681 | 3060.7495 | 870.5664 | -4057.5772
2 | -5005.6552 | -3964.8461 | 4125.9747 | 7142.3143 | -2297.7877
2 | -5012.2104 | 5037.4612 | 2975.2518 | 1129.1639 | -4129.6664
2 | -5034.5711 | 5153.8936 | 3065.7265 | 885.6441 | -4070.6931
2 | -5031.0302 | 4164.7794 | 3195.5575 | 1600.792 | -3930.0987
2 | -4951.0253 | -3767.812 | 3803.1502 | 7341.0973 | -2425.4102
2 | -5001.8034 | -3984.9898 | 4107.7738 | 7179.0663 | -2300.0469
2 | -5005.6135 | -4010.9826 | 4127.5055 | 7164.5362 | -2275.4455
2 | -5005.4912 | -4005.5642 | 4131.9911 | 7173.4073 | -2294.343
2 | -5005.3133 | -4022.2028 | 4138.5114 | 7196.1087 | -2307.104
2 | -5013.628 | -5324.2503 | 3833.6405 | 6966.6681 | -462.4302
2 | -4647.7068 | 3586.263 | 1223.6689 | 4143.836 | -4306.0612
2 | -4449.9578 | 4816.2989 | -1419.3047 | 1470.534 | -417.5704
2 | 341.9064 | 4390.649 | -8572.1181 | 1039.56 | 2800.0027
2 | 4765.1638 | 4563.4841 | -11307.7564 | -597.4195 | 2576.528
2 | 4938.2902 | 4925.5396 | -8986.3508 | -1439.6916 | 562.2125
2 | 5224.8425 | 5802.9721 | -3242.6917 | -3443.0739 | -4342.049
2 | 5372.0507 | 5168.213 | -1744.1014 | -5078.452 | -3717.7103
2 | 5172.284 | -3450.292 | -1344.568 | 1922.8942 | -2300.3182
2 | -4518.065 | 4702.3362 | -711.7353 | 1729.4104 | -1201.9463
2 | 1212.0403 | 4198.5326 | -9291.2537 | 1203.1259 | 2677.5549
2 | 4730.0494 | 4263.566 | -11524.9998 | 56.7096 | 2474.6749
2 | -4333.9654 | 4084.3936 | -2657.8839 | 1107.2181 | 1800.2376
2 | -4239.4736 | 1850.2346 | -3315.6129 | 2168.9453 | 3535.9065
2 | -4200.1143 | -3236.7844 | -2698.206 | 6056.5073 | 4078.5975
2 | -2530.6522 | 3878.9794 | -5416.4705 | 922.9116 | 3145.2316
2 | -4321.4129 | 2667.3177 | -2840.3627 | 1179.9769 | 3314.481
2 | -4649.3375 | 3573.5875 | 1250.2292 | 4171.2709 | -4345.75
2 | -4378.8325 | 3480.434 | 976.5293 | 4294.0747 | -4372.2055
2 | 3191.2837 | 3440.273 | -11513.2226 | 2267.4337 | 2614.2323
2 | 4625.3689 | 3326.0457 | -12589.2061 | 2102.7183 | 2535.0732
2 | 4682.8578 | 3243.6887 | -11691.2369 | 2256.0289 | 1508.6616
2 | 4804.2561 | 2857.1856 | -7222.6807 | 3016.8662 | -3455.6273
2 | 4895.714 | 3201.1986 | -5561.1962 | 2241.6662 | -4777.3826
2 | 5095.2697 | -3868.7772 | -1935.9331 | 3157.0887 | -2447.6482
2 | 4807.3035 | 2750.8514 | -5941.2732 | 3234.6434 | -4851.525
2 | 4817.5633 | 2930.6811 | -6948.9684 | 2853.6395 | -3652.9155
2 | 4896.2865 | 3221.5722 | -5525.9501 | 2197.6127 | -4789.5213
2 | 4670.7027 | 1610.9539 | -11342.1976 | 3267.9642 | 1792.5767
2 | 4597.0169 | -2873.8064 | -10994.0696 | 5976.5953 | 3294.2638
2 | 4697.2376 | -988.9503 | -9166.8508 | 5071.8232 | 386.7403
2 | -4674.2634 | 3685.084 | 1417.1067 | 3938.5272 | -4366.4544
2 | -4638.1849 | 2657.0828 | 1318.8188 | 4842.5576 | -4180.2743
2 | -4683.5885 | -2693.8478 | 2285.5365 | 8137.9342 | -3046.0344
2 | 4690.2271 | -1992.4496 | -5025.412 | 6168.4205 | -3840.786
2 | 4968.2821 | -4071.9101 | -2633.704 | 4410.1278 | -2672.7958
2 | 4604.3911 | -4493.6898 | -9899.7057 | 7069.6038 | 2719.4006
2 | 4577.7549 | -4803.9249 | -10489.4361 | 7184.3158 | 3531.2903
2 | 4629.8115 | -5187.7031 | -9881.394 | 6799.2725 | 3640.0131
2 | 4661.6907 | -5824.4786 | -8978.9503 | 6643.4131 | 3498.3252
2 | 4669.0829 | -5887.0822 | -8841.172 | 6598.2247 | 3460.9465
2 | 4795.2703 | -6206.382 | -7119.0685 | 5747.1472 | 2783.033
2 | -4673.8101 | 3769.7634 | 1346.1549 | 3757.5286 | -4199.6367
2 | -4544.0611 | 4631.3256 | -423.6526 | 1887.02 | -1550.632
2 | 755.5412 | 4110.6208 | -8172.4703 | 1516.2256 | 1790.0827
2 | 2440.458 | 3845.4044 | -10455.9491 | 1610.5323 | 2559.5545
2 | 4705.0668 | 4044.4433 | -11734.6412 | 534.7875 | 2450.3437
2 | 4708.2065 | 1364.4538 | -10609.3904 | 1946.1541 | 2590.5761
2 | 1960.1624 | 4001.9719 | -9966.814 | 1411.3803 | 2593.2993
2 | 4718.6531 | 4164.5113 | -11611.9815 | 272.7999 | 2456.0171
2 | 4290.6077 | 4240.2004 | -10752.2783 | 229.0555 | 1992.4146
2 | 4748.149 | 4218.2002 | -11211.1442 | 146.3871 | 2098.4079
2 | 4867.0485 | 2460.7795 | -8863.2593 | 270.4977 | 1264.9336
2 | 4779.8781 | 4314.0494 | -10805.796 | -71.008 | 1782.8764
2 | 4735.2392 | 4203.7858 | -11392.4884 | 182.3004 | 2271.1629
2 | 4722.8689 | 4127.9323 | -11544.0101 | 231.6433 | 2461.5657
2 | -4523.6328 | 3779.5215 | -664.3699 | 1894.2726 | -485.7914
2 | -4523.6653 | 3777.473 | -663.8557 | 1895.3016 | -485.2535
2 | -4563.5565 | 1978.3024 | -60.7983 | 2939.2453 | -293.1929
2 | -4628.8438 | 1476.2256 | 832.3687 | 3901.3996 | -1581.1501
2 | -4397.7961 | -6060.7737 | -331.0722 | 8216.7655 | 2572.8766
2 | -4370.9681 | -6318.7645 | -598.5208 | 8206.2648 | 3081.9887
2 | -5000 | -6734.8263 | 3588.4585 | 6870.8474 | 1275.5204
2 | -5017.0012 | -6747.0262 | 3709.9557 | 6831.4014 | 1222.6704
2 | -4987.6942 | -6873.109 | 4784.5463 | 6382.7625 | 693.4944
2 | -4968.5737 | -5521.6269 | 5485.6295 | 4054.0434 | 950.5278
2 | -4957.0027 | -4623.1249 | 5909.9024 | 2530.279 | 1139.9462
2 | -1630.6191 | -2630.2985 | 4565.8019 | -1864.9497 | 1560.0654
2 | -511.8524 | -1943.1512 | 4108.3309 | -3364.1423 | 1710.815
2 | 1883.1681 | -1931.5835 | 2356.7432 | -4064.6679 | 1756.3401
2 | -720.4728 | -1486.518 | 4469.5241 | -3549.9399 | 1287.4066
2 | -769.8618 | -2043.5588 | 4447.1708 | -3160.6082 | 1526.858
2 | -3797.9106 | -6291.2904 | -1344.4071 | 8188.2156 | 3245.3924
2 | -2706.7906 | -5678.9677 | -3080.4574 | 7537.0699 | 3929.1457
2 | 1193.7225 | -6270.3164 | -5935.7608 | 7264.2255 | 3748.1291
2 | 4714.1883 | -6376.5921 | -8117.2167 | 6187.3892 | 3592.2312
2 | 4829.5067 | -6572.0243 | -6513.2922 | 5478.0165 | 2777.7933
2 | 5056.3791 | -7035.0265 | -2672.4879 | 3806.6878 | 844.4475
2 | 5268.3906 | -4652.284 | -1567.2923 | -349.6525 | 1300.8381
2 | 5445.8526 | -2092.4295 | -343.0245 | -4800.6412 | 1790.2427
2 | 4796.0417 | -5548.4934 | -7399.1848 | 4548.4934 | 3603.1431
2 | -4515.0914 | 2180.962 | -687.3601 | 2365.9606 | 655.5289
2 | -4453.3828 | 2360.5476 | -1468.3093 | 1701.0523 | 1860.0922
2 | -4446.4528 | 2333.2674 | -1545.8362 | 1665.7119 | 1993.3098
2 | -4379.011 | 1907.7133 | -2265.9873 | 1454.4679 | 3282.8171
2 | -4326.0545 | -4936.6853 | -1435.2889 | 6685.0407 | 4012.988
2 | -2832.4098 | 2183.1989 | -3965.0052 | 1517.272 | 3096.944
2 | -2621.4401 | 2198.2446 | -4193.8435 | 1543.0283 | 3074.0107
2 | -1125.1432 | 1889.2429 | -5762.9595 | 2042.8285 | 2956.0313
2 | 4781.2185 | 1823.1802 | -9874.6739 | 639.6422 | 2630.633
2 | 4877.1213 | 1953.4712 | -8535.8455 | 367.2674 | 1337.9855
2 | -4823.6169 | 2380.4376 | 1624.8854 | 2066.8105 | -1248.5166
2 | -4980.3449 | 2554.4241 | 2694.0607 | 1674.9362 | -1943.0761
2 | -5000 | 2460.9929 | 2917.9669 | 1851.5366 | -2230.4965
2 | -5030.5291 | 2404.8606 | 3213.9346 | 1949.9838 | -2538.2499
2 | -4882.6111 | 2747.5 | 1589.7484 | 923.502 | -378.1393
2 | -4529.1905 | 2434.4644 | -936.3044 | 1545.3152 | 1485.7153
2 | -1969.615 | 2236.3415 | -4565.698 | 1255.3518 | 3043.6197
2 | 4892.7854 | 2487.4861 | -8751.1779 | -1334.5221 | 2705.4285
2 | 5069.1403 | 2842.652 | -6387.0458 | -2208.9607 | 684.2142
2 | 5309.2472 | 3544.8576 | -1618.4945 | -3906.0619 | -3329.5484
2 | 5319.9206 | 3593.9676 | -1279.6778 | -4022.9614 | -3611.2491
2 | 5543.4336 | 2380.5051 | 1617.0829 | -7123.146 | -2417.8756
2 | 5413.5788 | 2144.9916 | -1827.1575 | -5595.6251 | -135.7877
2 | 5271.6017 | -4598.9199 | -1543.2034 | -413.4615 | 1283.9831
2 | 5026.4468 | 1959.3386 | -6992.3233 | -2959.3386 | 2965.8765
2 | -4691.3654 | 1444.3524 | -515.1406 | 237.5413 | 3524.6123
2 | -4787.5367 | -2913.4301 | 710.4433 | 2921.9324 | 4068.5911
2 | -5000 | -5735.8791 | 3191.196 | 5676.7436 | 1867.9395
2 | -5024.5338 | -5922.5565 | 3433.7608 | 5821.923 | 1691.4065
2 | -4933.6983 | 1004.3954 | 1121.0421 | -944.2551 | 3752.516
2 | -4617.3689 | 775.0932 | 1759.7697 | -1775.0932 | 3857.5992
2 | -4202.4964 | 461.192 | 2673.9536 | -2919.1529 | 3986.5037
2 | -2701.2422 | 1703.0513 | -87.4629 | -2703.0513 | 3788.705
2 | -5039.8583 | 2909.0979 | 2871.8631 | 595.1309 | -1336.2337
2 | -4975.0935 | 3252.0701 | 5246.5724 | -218.4049 | -3305.1441
2 | -4901.9818 | 2158.713 | 7927.3355 | -2953.806 | -2230.2608
2 | -4865.2777 | 2034.488 | 8216.2637 | -3277.4219 | -2108.0521
2 | -2790.0573 | 1900.892 | 7404.7352 | -4544.8675 | -1970.7024
2 | 52.0153 | 2037.5304 | 5497.9225 | -5490.7305 | -2096.7376
2 | 163.6296 | 1926.937 | 5377.0465 | -5647.1948 | -1820.4183
2 | 2332.1926 | 2026.455 | 3831.669 | -6329.507 | -1860.8096
2 | 241.9471 | 2048.9381 | 5471.394 | -5698.9724 | -2063.3068
2 | 2247.2185 | 2174.0532 | 4084.3469 | -6337.4905 | -2168.1281
2 | 214.6151 | -67.6178 | 5598.9264 | -4140.0995 | -1605.8242
2 | 1067.1982 | -123.6061 | 5014.8024 | -4331.548 | -1626.8465
2 | -2298.3354 | 1778.6455 | 7016.9664 | -4858.6288 | -1638.6477
2 | -2567.4377 | 1914.5472 | 7386.2378 | -4807.0543 | -1926.2929
2 | -4895.1891 | 1578.7973 | 8176.3983 | -2802.9551 | -2057.0514
2 | -4896.8309 | 1038.9598 | 8116.2017 | -2263.6823 | -1994.6484
2 | -4901.5066 | -47.9816 | 7944.7567 | -1109.2634 | -1886.0051
2 | -4941.3624 | -3185.984 | 6483.3799 | 3543.3766 | -1899.4101
2 | -4963.6772 | -4797.9007 | 5665.1682 | 6025.562 | -1929.1522
2 | -4940.7778 | -3553.7353 | 6504.8124 | 3808.6145 | -1818.9138
2 | -3747.8445 | 1080.4958 | 7679.8976 | -3080.5745 | -1931.9745
2 | -2808.8026 | 1195.2918 | 7587.1855 | -4211.7694 | -1761.9053
2 | -2981.3773 | 175.6195 | 7756.883 | -3415.7467 | -1535.3785
2 | -4910.3582 | -783.1479 | 7620.2 | -603.7865 | -1322.9075
2 | -4897.1226 | -1101.7585 | 8105.504 | -493.5819 | -1613.0409
2 | -4892.0069 | 1093.891 | 8293.0805 | -2581.0707 | -1913.8939
2 | -4885.0551 | -51.7854 | 8547.9809 | -2035.1015 | -1576.0389
2 | -4793.3064 | 1237.12 | 8711.4152 | -3452.0177 | -1703.2111
2 | -4810.1784 | 548.8368 | 8769.3809 | -2954.3342 | -1553.7051
2 | -5052.9535 | 1732.0452 | 2391.7051 | -599.831 | 1529.0342
2 | -4954.0188 | 986.8036 | 1267.7564 | -1024.4238 | 3723.8827
2 | -4771.4208 | 536.557 | 3482.9213 | -2817.3802 | 3569.3227
2 | -4728.686 | 722.0159 | 5349.7647 | -3554.2731 | 2211.1784
2 | -4201.6031 | 710.9607 | 5193.009 | -3872.7959 | 2170.4294
2 | -3060.1589 | 581.5574 | 3789.8627 | -4160.1772 | 2848.916
2 | -2608.9038 | 415.8927 | 2080.248 | -3836.8711 | 3949.6342
2 | 5213.4194 | 1238.6348 | -4531.1969 | -5210.382 | 3289.5247
2 | 5468.7008 | 1849.8799 | -1104.9995 | -6358.9755 | 145.3943
2 | 5548.5021 | 2300.7195 | 1584.8863 | -7208.6526 | -2225.4553
2 | 5548.8883 | 2281.8998 | 1576.9028 | -7212.7647 | -2194.9261
2 | 5509.8625 | 1322.0758 | -477.899 | -6797.2407 | 443.2014
2 | 5482.7968 | -1344.7804 | -29.1281 | -5217.3856 | 1108.4973
2 | 5330.0272 | 184.9043 | -2807.2935 | -6273.5776 | 3565.9396
2 | -2367.6465 | 356.3624 | 2021.494 | -3962.2848 | 3952.0749
2 | 4351.9226 | 154.3922 | -2104.3128 | -6031.0497 | 3629.0477
2 | -1958.1192 | 270.9551 | 2382.4905 | -4335.8452 | 3640.5188
2 | 3294.0399 | 162.3461 | -1255.0085 | -5786.0794 | 3584.7019
2 | 2742.8301 | 909.864 | -1672.0484 | -5407.3901 | 3426.7444
2 | 2541.5642 | 1779.8609 | 2851.3311 | -6294.2466 | -878.5096
2 | 5365.012 | 2276.6179 | 1710.0448 | -7167.3636 | -2184.3111
2 | -4953.3527 | 912.6292 | 1261.4698 | -997.8268 | 3777.0805
2 | -4889.529 | 514.5518 | 1988.0602 | -1514.5518 | 3901.4687
2 | -5008.5786 | -1402.3982 | 1939.4394 | 402.3982 | 4069.1393
2 | -5014.6274 | -1653.1453 | 2013.6436 | 554.5636 | 4099.5654
2 | -4994.3205 | -1764.1225 | 1896.5663 | 764.1225 | 4097.7541
2 | -4976.8224 | -1417.1122 | 2215.4369 | 78.9333 | 4099.5644
2 | -4886.678 | -1447.1871 | 4088.9536 | -1000 | 3244.9116
2 | -1458.4477 | -1530.1586 | 57.2943 | -1000 | 3931.3119
2 | 5171.16 | -1818.226 | -4080.4292 | -2886.21 | 3613.7053
2 | 5437.4589 | -1960.0868 | -511.1347 | -4887.7199 | 1921.4824
2 | 5329.6726 | 42.5438 | -2767.0078 | -6188.271 | 3583.0624
2 | 5031.8732 | -1556.1291 | -6157.5653 | -1000 | 3681.8212
2 | -4850.6212 | -1477.1449 | 4880.4427 | -1429.8927 | 2877.2162
2 | -1016.6473 | -1701.3069 | 4138.1124 | -3371.6139 | 1951.4557
2 | 1959.4743 | -1826.2458 | 2155.0963 | -4153.6427 | 1865.318
2 | -4791.0419 | -1449.7268 | 6609.6224 | -1986.5779 | 1617.7242
2 | -4861.2597 | -1316.601 | 5477.91 | -1000 | 1699.9506
2 | -4799.5155 | -1410.9664 | 6597.3701 | -1822.1842 | 1435.296
2 | -4893.1742 | -820.5388 | 2624.7683 | -1000 | 4088.9447
2 | -4790.1074 | -77.9681 | 3125.3724 | -2332.0845 | 4074.7876
2 | -4621.8954 | 18.5052 | 3098.8685 | -2560.9267 | 4065.4483
2 | -4777.4001 | -36.6342 | 3293.9239 | -2490.059 | 4010.1694
2 | -4748.7782 | -381.9476 | 4606.2053 | -2791.2226 | 3315.7431
2 | -3764.7592 | -299.7131 | 4383.3749 | -3455.8249 | 3136.9224
2 | -4766.5726 | -1027.1489 | 6052.4749 | -2375.9763 | 2117.2229
2 | -5051.4605 | -2151.1236 | 2446.4467 | 1042.9141 | 3713.2233
2 | -4973.6642 | -2703.2404 | 5298.9807 | 160.7496 | 2217.1743
2 | -5033.339 | 2623.4383 | 3110.9034 | 1516.8916 | -2217.8943
2 | -4988.6405 | 2931.6586 | 4749.8474 | 731.2527 | -3424.1181
2 | 4890.7672 | 1983.9922 | -8217.1376 | 305.7457 | 1036.6326
2 | 5254.0285 | 3210.9984 | -1839.2714 | -2874.3973 | -3751.3582
2 | 5288.1429 | 3392.346 | -1576.2858 | -3419.0682 | -3685.135
2 | 5122.6463 | -3747.6471 | -1245.2927 | 2381.1912 | -2510.8977
2 | 5116.617 | -4109.8063 | -1233.234 | 2663.4035 | -2436.9802
2 | 5124.6147 | -4657.0747 | -1249.2294 | 3003.1136 | -2221.4242
2 | 5124.7807 | -5059.0429 | -971.0733 | 3047.539 | -2142.2035
2 | -1789.8501 | 1599.0776 | -3837.3024 | 3061.2474 | 966.8276
2 | 231.2571 | 1542.1111 | -7176.6787 | 2547.026 | 2856.2846
2 | 4709.5914 | 1300.0056 | -10565.8212 | 1961.1354 | 2595.0889
2 | 4710.7423 | 1299.4087 | -10548.1884 | 1963.5388 | 2574.4986
2 | 4851.3259 | 1809.4753 | -8816.9584 | 726.5692 | 1429.588
2 | 4755.1077 | 1187.2461 | -9839.3321 | 2112.6138 | 1784.3644
2 | 4858.6718 | 592.1715 | -5900.7959 | 2934.4244 | -2484.4717
2 | 4974.5889 | 952.2284 | -3794.969 | 1977.2265 | -4109.0748
2 | 5111.303 | -3891.3593 | -1311.3283 | 2604.3757 | -2512.9911
2 | 4859.9108 | 355.985 | -4283.8318 | 3269.9477 | -4202.0116
2 | 4718.6828 | -3705.5562 | -8793.3688 | 5145.0719 | 2635.1703
2 | 4767.4419 | -5720.9302 | -7558.1395 | 5697.6744 | 2813.9535
2 | 4686.5298 | -5662.4937 | -8641.4622 | 6326.9905 | 3290.4357
2 | 4724.1587 | -4242.0894 | -8344.45 | 5517.328 | 2345.0527
2 | 2409.4561 | 3612.2697 | -10341.5592 | 1746.7158 | 2573.1177
2 | -4516.251 | 3779.7053 | -674.9377 | 1893.7468 | -482.2634
2 | 182.0698 | 3272.2237 | -7710.1875 | 1476.3821 | 2779.5118
2 | -4886.4805 | 3959.8979 | 1842.103 | 1105.5034 | -2021.0238
2 | -4933.8459 | 3959.1208 | 2172.7027 | 1015.4947 | -2213.4723
2 | -5036.5115 | 3957.9366 | 2994.5779 | 782.7858 | -2698.7888
2 | -4998.1571 | 3966.5205 | 4400.9046 | 257.668 | -3626.9359
2 | 4828.8917 | 4384.5424 | -10149.2559 | -372.4249 | 1308.2467
2 | 4875.0916 | 4389.887 | -9506.4773 | -629.4383 | 870.937
2 | 5258.3966 | 4443.2996 | -2264.7415 | -3443.6658 | -3993.2889
2 | 5303.7553 | 3874.5 | -1607.5106 | -3833.2474 | -3737.4973
2 | 4763.0318 | 3821.7941 | -10917.1598 | -182.8745 | 2515.2084
2 | -4677.6584 | 3737.5964 | 1410.5987 | 3827.0872 | -4297.6238
2 | 2605.416 | 3790.1692 | -10626.6104 | 1682.0813 | 2548.944
2 | 4657.5007 | 3623.3347 | -12171.2609 | 1453.6641 | 2436.7614
2 | 4712.5818 | 3529.8117 | -11307.3261 | 1631.8322 | 1433.1004
2 | 4834.3361 | 3053.9468 | -6661.1 | 2582.7049 | -3809.8878
2 | 4903.6099 | 3312.3917 | -5409.5093 | 2000.1363 | -4806.6286
2 | 4837.7169 | 3003.7313 | -6155.8565 | 2685.6922 | -4371.284
2 | 4869.4979 | 3121.1393 | -5573.4624 | 2420.8509 | -4838.0257
2 | 4837.8728 | 2959.8387 | -5709.8096 | 2776.4945 | -4864.3965
2 | 4840.8906 | 2657.2013 | -6437.3789 | 2659.245 | -3719.9579
2 | 4909.7067 | 2897.1365 | -5189.8568 | 2085.7775 | -4702.764
2 | -4675.5257 | 3595.5039 | 1375.8119 | 3832.0316 | -4127.8217
2 | -4628.3298 | 2302.7952 | 1265.7883 | 5045.6799 | -3985.9336
2 | -4624.4526 | -2925.7287 | 1771.3867 | 8209.1599 | -2430.3653
2 | -4448.7513 | -3555.2306 | 361.5203 | 8399.7369 | -757.2753
2 | -4303.4129 | -4952.8725 | -1087.3579 | 8342.85 | 2000.7934
2 | -4250.9176 | -4800.0993 | -1751.7103 | 7777.2134 | 3025.5138
2 | -1975.3576 | -5191.242 | -4431.4113 | 8256.4914 | 3341.5195
2 | -389.1735 | -5115.1955 | -6495.9736 | 8206.5327 | 3793.8099
2 | -260.2516 | -5042.8462 | -6701.0977 | 8129.5962 | 3874.5992
2 | 200.6159 | -5112.7173 | -7038.4678 | 8097.3581 | 3853.2111
2 | 4636.1882 | -5246.6182 | -9786.9692 | 6740.61 | 3656.7892
2 | 4887.9673 | -2699.4074 | -7578.3212 | 1699.4074 | 3690.3539
2 | 3331.0159 | -5256.6528 | -8546.7413 | 6966.227 | 3506.1512
2 | 4700.4898 | -5156.8056 | -8752.2924 | 6366.1665 | 2842.4418
2 | 4754.8064 | -5025.4139 | -7825.3707 | 6050.811 | 2045.1672
2 | 4985.8334 | -4291.6122 | -2599.1147 | 4309.2263 | -2404.3328
2 | 5013.8757 | -4476.3829 | -2179.8719 | 4114.8659 | -2472.4869
2 | 5037.2617 | -4726.4952 | -1905.6786 | 3958.7524 | -2363.8403
2 | 5126.8366 | -5880.0967 | -1009.1042 | 3372.9619 | -1610.5976
2 | 5122.047 | -6056.5142 | -1244.094 | 3419.0962 | -1240.5349
2 | 5124.2466 | -6195.7567 | -1248.4933 | 3390.9862 | -1070.9829
2 | 5121.1872 | -6117.9195 | -1242.3745 | 3422.6553 | -1183.5485
2 | 5130.1301 | -5956.2439 | -948.2067 | 3335.0322 | -1560.7117
2 | 5126.7968 | -5908.5111 | -971.2629 | 3369.0644 | -1616.0873
2 | 4809.9606 | -4840.3192 | -7119.0498 | 5541.5023 | 1607.9061
2 | 5094.4133 | -3913.6238 | -1951.4919 | 3178.2231 | -2407.5206
2 | 5109.7405 | -3836.1462 | -1813.0099 | 2948.3915 | -2408.976
2 | 5158.517 | -3576.8572 | -1436.9957 | 2169.6265 | -2314.2906
2 | 5171.79 | -3504.5474 | -1343.58 | 1951.1893 | -2274.8519
2 | 5125.9054 | -5197.9886 | -1251.8109 | 3208.8033 | -1884.9093
2 | 5097.9216 | -3954.8088 | -1882.9186 | 3160.1611 | -2420.3553
2 | 5106.3638 | -4211.1768 | -1703.4416 | 3149.8316 | -2341.577
2 | 4816.2223 | -5477.9295 | -6944.7715 | 5628.1169 | 1978.3619
2 | 4639.2133 | -5251.745 | -9744.8934 | 6722.001 | 3635.424
2 | 4647.4013 | -5241.0171 | -9633.9428 | 6681.5742 | 3545.9845
2 | 4654.7176 | -5258.794 | -9537.6115 | 6604.0497 | 3537.6383
2 | 4660.3094 | -5248.812 | -9461.5669 | 6580.4589 | 3469.6107
2 | 4822.8935 | -4679.5972 | -7486.6985 | 4992.7928 | 2350.6094
2 | 4669.3057 | -5333.4233 | -9308.3651 | 6534.6329 | 3437.8499
2 | 4677.8321 | -5362.7448 | -9181.057 | 6481.0892 | 3384.8804
2 | 4824.2612 | -5881.4171 | -6925.4237 | 5534.9197 | 2447.66
2 | 5088.4509 | -6961.2025 | -2195.766 | 3574.1612 | 494.3564
2 | 4812.3767 | -6100.7206 | -7010.797 | 5615.9295 | 2683.2114
2 | 4825.8655 | -5680.0941 | -7060.3459 | 5377.537 | 2537.0375
2 | 4670.2245 | -5329.6335 | -9296.5292 | 6530.9248 | 3425.0134
2 | -4282.4267 | -5450.4522 | -1323.6619 | 8310.7127 | 2745.8281
2 | -5000 | -6378.8088 | 3528.7568 | 6834.1252 | 1015.9267
2 | -5018.3158 | -6404.4987 | 3661.7528 | 6792.9232 | 968.1385
2 | -4971.7985 | -6785.0466 | 5367.3883 | 6112.2115 | 277.2453
2 | -4955.9965 | -6133.223 | 5946.7968 | 4935.6974 | 206.7252
2 | -4960.0625 | 5082.6873 | 2489.3554 | 1020.579 | -3632.5592
2 | -4964.2272 | 5085.7164 | 2522.3971 | 1015.0678 | -3658.9541
2 | -4958.4131 | 5076.6105 | 2483.1937 | 1033.1588 | -3634.5498
2 | -4841.0981 | 4962.4767 | 1649.9297 | 1249.4122 | -3020.7204
2 | 4829.529 | 4441.9018 | -10157.8441 | -363.8807 | 1250.294
2 | 4862.2968 | 4514.356 | -9722.8681 | -531.6795 | 877.8948
2 | 5185.5441 | 5543.7487 | -3418.2267 | -2875.1857 | -4435.8804
2 | -4966.706 | 5085.19 | 2545.3702 | 1016.7531 | -3680.6074
2 | -5013.2607 | 5042.5152 | 2983.8569 | 1118.5832 | -4131.6946
2 | -4685.2228 | 3731.8824 | 1480.6443 | 3841.0284 | -4368.3323
2 | -5033.6747 | 5145.7483 | 3098.5931 | 902.5963 | -4113.263
2 | -5031.6974 | 4603.975 | 3171.0953 | 1294.7917 | -4038.1646
2 | -5033.8906 | 5161.1952 | 3090.6786 | 869.6304 | -4087.6136
2 | -5033.1577 | 5165.4945 | 3117.5514 | 860.0182 | -4109.9065
2 | -4962.3437 | 5038.6245 | 2505.9123 | 1023.5066 | -3605.6997
2 | -5000 | 3086.6788 | 2922.3801 | 1723.8008 | -2732.8597
2 | -5000 | 2334.5016 | 3016.5498 | 2099.2991 | -2450.3505
2 | -4785.5489 | 1312.6855 | 2164.424 | 4170.6562 | -2862.2168
2 | -4781.0994 | -4687.476 | 2744.6399 | 7801.0097 | -1077.0743
2 | -5000 | -5941.5314 | 3844.1531 | 7064.9189 | 32.4594
2 | -5029.0208 | 2317.9118 | 3269.2385 | 2120.8612 | -2678.9907
2 | -5018.1739 | 1769.2715 | 3666.9588 | 3194.3047 | -3612.3611
2 | -4880.3452 | 1203.8171 | 3038.3324 | 4347.6679 | -3709.4723
2 | -4925.5285 | -4121.1481 | 4000.3592 | 7627.0537 | -2580.7362
2 | -4997.8832 | -4411.708 | 4410.9479 | 7411.4703 | -2412.827
2 | -5010.867 | -5908.7926 | 3934.8784 | 7049.6224 | -64.8412
2 | -4972.0182 | -5189.5959 | 5359.331 | 6774.8782 | -1972.595
2 | -4227.6845 | -5229.6128 | 4897.6766 | 6541.0223 | -1981.4016
2 | -4970.3234 | -5285.0065 | 5421.475 | 6717.1226 | -1883.2677
2 | 4767.3055 | -3395.8792 | -3559.4023 | 5590.5117 | -3402.5356
2 | 4976.1017 | -4957.3811 | -1763.4287 | 4270.1802 | -2525.4721
2 | 5066.6725 | -5426.7229 | -1186.348 | 3720.2139 | -2173.8155
2 | 4677.4066 | -6015.51 | -8664.4098 | 6534.3504 | 3468.1628
2 | 4807.5795 | -6445.0806 | -6828.972 | 5649.1747 | 2817.2983
2 | 5048.8299 | -6495.6214 | -2446.2562 | 3923.6576 | -30.6099
2 | 4676.0957 | -6024.6467 | -8681.2892 | 6537.8255 | 3492.0147
2 | -5030.4629 | 2839.7514 | 3216.3599 | 1861.011 | -2886.6593
2 | -4961.4016 | 5073.8668 | 2496.464 | 1015.6946 | -3624.6238
2 | -5000 | 1416.6667 | 3041.6667 | 2916.6667 | -2375
2 | -5027.6046 | 1009.4984 | 3321.1636 | 3172.0095 | -2475.0668
2 | -4833.3333 | -4122.3817 | 2820.5715 | 7506.7624 | -1371.6188
2 | -4833.3333 | -4485.7376 | 2703.4547 | 7417.8711 | -802.2548
2 | -5007.8693 | -4319.2361 | 4044.792 | 7084.2872 | -1801.9738
2 | -5029.0485 | -3651.6704 | 3268.2226 | 4906.1943 | 506.302
2 | -5023.1825 | -5132.8623 | 3483.3089 | 6027.9787 | 644.7571
2 | -5000.7789 | -4283.1441 | 4304.7729 | 6999.7867 | -2020.6366
2 | 191.2631 | -4264.1797 | 886.9038 | 5547.5014 | -2361.4887
2 | 3982.909 | -4265.0222 | -1716.9051 | 4520.5402 | -2521.522
2 | -4955.7436 | -6312.9146 | 5956.0671 | 6000.7718 | -688.1806
2 | -4946.5244 | -5902.5332 | 6294.1069 | 5142.8039 | -587.8532
2 | -5000 | -5427.0685 | 3699.9572 | 6970.7418 | -243.6305
2 | -5014.2807 | -5413.4451 | 3809.7069 | 6943.4476 | -325.4286
2 | -5000 | -5365.3073 | 3719.8641 | 6985.851 | -340.4078
3 | -4833.3333 | 4367.8768 | 1971.5456 | 2412.6072 | -3918.6964
3 | -4856.8024 | 4364.4147 | 2174.8992 | 2424.0721 | -4106.5836
3 | -4995.4537 | 4956.2961 | 2849.1568 | 1192.6269 | -4002.6261
3 | -4994.6124 | 4927.8527 | 2866.4586 | 1252.8269 | -4052.5259
3 | -4948.8113 | -3761.245 | 3783.3423 | 7336.2715 | -2409.5575
3 | -4981.2532 | -3897.3876 | 3978.5371 | 7232.8494 | -2332.7456
3 | -4981.0643 | -3909.9897 | 3983.0435 | 7250.0956 | -2342.085
3 | -5003.2258 | -5325.446 | 3743.7812 | 6963.2246 | -378.3339
3 | -4833.3333 | 5071.4374 | 1365.8932 | 919.8781 | -2523.8753
3 | -4976.7411 | 5212.4836 | 2468.8568 | 645.795 | -3350.3942
3 | -5002.041 | 5178.9879 | 2713.6958 | 721.3028 | -3611.9455
3 | -5003.4959 | 5240.6329 | 2687.3241 | 590.5662 | -3515.0274
3 | -4987.329 | 5316.3618 | 3196.7842 | 417.0185 | -3942.8354
3 | -4917.588 | 4028.9605 | 6421.6535 | -2826.1294 | -2706.8967
3 | -4830.6013 | 3736.447 | 7115.1757 | -3595.1475 | -2425.8739
3 | -3589.0267 | 3690.6746 | 6546.9226 | -4270.1594 | -2378.4111
3 | -947.4942 | 2810.6282 | -2555.8995 | -2719.9198 | 3412.6854
3 | 5038.7687 | 3437.0457 | -7663.7986 | -3750.831 | 2938.8152
3 | 5293.0432 | 4076.7505 | -4249.8404 | -4857.6447 | -262.3086
3 | 5408.7025 | 4516.2445 | -1817.4049 | -5618.5993 | -2488.9428
3 | 5434.7205 | 4674.2994 | -919.6859 | -5892.4045 | -3296.9295
3 | 5527.5963 | 3501.3127 | 505.4898 | -6883.8667 | -2650.5321
3 | 5547.9678 | 2555.5637 | 1495.44 | -7189.4008 | -2409.5708
3 | 5455.4547 | 3134.0976 | -1910.9094 | -6124.096 | -554.5469
3 | 5492.7364 | 2658.546 | -1343.635 | -6522.1213 | -285.5261
3 | 5436.4137 | 2782.0949 | -1872.8275 | -5981.5439 | -364.1373
3 | 5205.0629 | 1926.6621 | -5205.0629 | -5273.3032 | 3346.6411
3 | 5183.6547 | 1843.078 | -5183.6547 | -4972.8549 | 3129.7769
3 | 3753.6501 | 1649.6723 | -3753.6501 | -5145.6815 | 3496.0092
3 | 5070.0915 | 1324.9954 | -4073.4806 | -5830.3382 | 3508.7318
3 | 5273.1829 | 1319.028 | -4199.1742 | -5892.3774 | 3499.3407
3 | 5275.6356 | 1314.7311 | -4165.017 | -5907.3877 | 3482.038
3 | 5278.6918 | 1243.3618 | -4085.2154 | -5932.2113 | 3495.373
3 | 5112.2149 | 1315.9578 | -4033.6875 | -5869.5345 | 3475.0494
3 | -1636.29 | 510.9962 | 1636.29 | -4258.4361 | 3747.4399
3 | -1676.8147 | 379.3572 | 1880.3035 | -4347.3128 | 3764.4667
3 | -1737.3396 | 331.217 | 2137.9896 | -4413.4671 | 3681.6001
3 | 3148.5216 | 995.8228 | -2069.5192 | -5527.8738 | 3453.0487
3 | -2528.5338 | 3425.4394 | 6152.9174 | -4774.5783 | -2275.2448
3 | 1160.8547 | 3379.0856 | 3669.5812 | -5807.3678 | -2402.1537
3 | 2226.2981 | 2118.3895 | 24.0247 | -5528.6196 | 1159.9075
3 | -3655.8266 | 3255.2836 | 7106.1909 | -4514.6122 | -2191.0357
3 | 1683.3302 | 2697.4676 | 4030.2049 | -6157.2675 | -2253.7351
3 | -4814.1626 | 1034.1033 | 8199.2631 | -2742.1668 | -1677.037
3 | -4766.2531 | 2932.3169 | 8053.8222 | -4144.2527 | -2075.6333
3 | -4726.2093 | 995.84 | 6156.0515 | -3743.0285 | 1317.3462
3 | -5042.9324 | 3769.1333 | 2263.4297 | -974.7368 | -14.8938
3 | -4996.9942 | 3423.0969 | 1741.549 | -1171.8871 | 1004.2354
3 | -4936.9321 | 3274.9969 | 2470.1851 | -1761.6457 | 953.3959
3 | -1570.0768 | 2828.992 | -2317.2304 | -2363.9297 | 3422.2448
3 | -4968.4939 | 249.4215 | 1472.5667 | -33.8891 | 3280.3948
3 | -4957.2567 | 1053.1828 | 1305.862 | -980.1361 | 3578.348
3 | -5052.0127 | 618.2723 | 2426.2023 | 435.3988 | 1572.1393
3 | -5052.9017 | 1620.1897 | 2393.6052 | -542.8116 | 1581.9184
3 | -4833.3333 | 4671.243 | 1105.403 | 558.9755 | -1502.2882
3 | -4833.3333 | -3294.4511 | 1370.9261 | 4276.2994 | 2480.5589
3 | -4833.3333 | -3396.8604 | 1411.9199 | 4399.2507 | 2419.0231
3 | -4833.3333 | -3857.4674 | 1752.7692 | 5265.1919 | 1672.8397
3 | -4979.2553 | -3663.8201 | 2788.9538 | 4794.0204 | 1060.1013
3 | -5027.7247 | -3593.6198 | 3161.1716 | 4621.9713 | 838.2016
3 | -4978.4333 | -3244.8426 | 4786.7464 | 3685.8621 | -249.3325
3 | 5251.8 | -2940.1154 | -1649.0702 | 12.5241 | -675.1385
3 | 5269.7358 | -2787.6037 | -1539.4716 | -312.0052 | -630.6553
3 | 5465.0528 | -865.9898 | -138.5321 | -4391.9034 | -68.6276
3 | 5259.2961 | -2915.2359 | -1518.5923 | -53.7083 | -771.7597
3 | 5319.8271 | -2618.1617 | 62.339 | -836.3751 | -1927.6293
3 | 5483.4422 | -1060.3065 | 1435.1588 | -4170.3546 | -1687.9399
3 | 5305.4003 | -4191.6518 | 619.6117 | -105.5337 | -1627.8265
3 | 5483.976 | -2110.0475 | 1937.8599 | -3860.3566 | -1451.4317
3 | -4946.8633 | -1387.0205 | 6243.8387 | -211.9321 | 301.9773
3 | -4856.1769 | -875.1781 | 6591.756 | -1310.1284 | 449.7274
3 | -3116.6035 | -623.7131 | 5656.1934 | -2352.6162 | 436.7394
3 | 711.834 | -649.622 | 3136.4196 | -3434.3733 | 235.7418
3 | -4830.6139 | -705.6006 | 7700.7244 | -1774.948 | -389.562
3 | -4952.5187 | -1498.4404 | 6074.3157 | -101.0619 | 477.7053
3 | -4896.3127 | -2348.2247 | 8135.1996 | -750.1023 | -140.5599
3 | -4897.4518 | -2453.9948 | 8093.4322 | -613.9559 | -128.0297
3 | -4915.2199 | -4008.3255 | 7441.9384 | 1414.1885 | 67.4185
3 | -4919.9742 | -4158.9305 | 7267.6111 | 1536.4087 | 274.885
3 | -2928.91 | -2390.7573 | 7225.4621 | -1815.2839 | -90.5109
3 | -4920.7813 | -2895.1945 | 6658.2295 | 2768.5214 | -1610.7752
3 | -4878.1085 | -949.578 | 8481.0441 | -1347.6234 | -1305.7342
3 | -4851.1256 | -796.6858 | 8608.4583 | -1678.0518 | -1282.5951
3 | -101.1144 | -820.8365 | 5403.7581 | -3028.1914 | -1453.6158
3 | -4858.6927 | -1471.6352 | 8935.5916 | -1474.6434 | -1130.6203
3 | -4859.3717 | -1562.5889 | 8964.5787 | -1448.4469 | -1094.1713
3 | -4846.1622 | -1829.904 | 8376.0659 | -1425.6311 | -274.3687
3 | -4869.2676 | -1546.4776 | 8894.2229 | -1342.5299 | -1135.9478
3 | -4868.6104 | -1648.7324 | 8936.0622 | -1328.7591 | -1089.9603
3 | -4895.8439 | -2338.7591 | 8149.21 | -759.3468 | -155.2602
3 | -4910.627 | -4354.9882 | 7160.2959 | 3438.5619 | -1333.2425
3 | -2139.1438 | -4708.0383 | 5524.3069 | 2660.4181 | -1337.5428
3 | -1195.8583 | -4661.9709 | 4909.5863 | 2318.8824 | -1370.6394
3 | 2226.7974 | -2051.4794 | 4291.4039 | -3170.2337 | -1296.4882
3 | -1585.5498 | -1965.9033 | 6955.1628 | -2262.5879 | -1141.1218
3 | -55.6361 | -1956.7413 | 5914.8904 | -2702.5005 | -1200.0126
3 | -4910.0327 | -4922.6466 | 7244.3395 | 3741.3673 | -1153.0275
3 | -4883.9564 | -3222.6264 | 8344.4228 | 770.1731 | -1008.0131
3 | -3281.3063 | -1999.4661 | 8072.0835 | -1771.5611 | -1019.7499
3 | -5029.4326 | -4340.6784 | 3220.3704 | 4927.2815 | 1222.4591
3 | -4962.637 | -4652.058 | 2720.6135 | 5253.5473 | 1640.5342
3 | 5087.7287 | -4642.3269 | -4025.1212 | 1968.5199 | 1611.1996
3 | 5104.8582 | -4491.4347 | -3897.0302 | 1675.8457 | 1607.761
3 | 5337.8471 | -2331.947 | -1675.6943 | -1951.7344 | 621.5286
3 | 5457.4351 | -1098.8642 | -653.2608 | -4392.5686 | 687.2585
3 | 5299.7726 | -3815.6009 | -1599.5452 | -886.9005 | 1002.274
3 | 5456.4591 | -2061.3556 | -310.9707 | -4121.4891 | 1037.3563
3 | 5200.7395 | -5851.4057 | -1401.479 | 1662.8736 | 389.2717
3 | 5204.592 | -5922.7633 | -1244.7518 | 1645.7563 | 317.1667
3 | 5465.077 | -2857.9785 | 735.344 | -3812.5266 | 470.0842
3 | 5189.7799 | -6083.0023 | -1379.5598 | 1938.0888 | 334.6935
3 | -5028.8878 | -4880.1343 | 3274.1143 | 5224.5325 | 1410.3753
3 | -5013.1896 | -5142.6691 | 3849.7165 | 5161.0571 | 1145.0851
3 | -4952.1549 | -6116.6873 | 5983.3632 | 4924.6463 | 160.8327
3 | -2735.9968 | -6092.985 | 4447.7689 | 4205.071 | 176.142
3 | 1741.889 | -2700.7434 | 3572.3583 | -3028.9549 | 415.451
3 | -4931.2533 | -4787.3992 | 6854.0439 | 2620.8218 | 243.7868
3 | -4920.2016 | -4167.3328 | 7259.2746 | 1545.7696 | 282.4902
3 | -2465.2193 | -2598.2571 | 6585.7223 | -1917.8233 | 395.5774
3 | 664.8284 | -2636.9333 | 4368.8323 | -2809.4317 | 412.7042
3 | -5026.3389 | -5286.3353 | 3367.5719 | 5655.3739 | 1289.7284
3 | -5031.0013 | -4315.2764 | 3196.6206 | 4808.6432 | 1341.0138
3 | -5032.8977 | -4263.7571 | 3127.0861 | 4537.5518 | 1632.0168
3 | -4980.5772 | -2152.2068 | 5045.5023 | 502.8405 | 1584.4412
3 | -4874.4865 | -1472.4245 | 5603.1261 | -825.0814 | 1568.8664
3 | 5360.3482 | -1900.5067 | -1671.6477 | -3337.0241 | 1548.8303
3 | 5418.259 | -1331.8348 | -1149.663 | -4386.8908 | 1450.1296
3 | 5451.6012 | -1981.2382 | -412.9358 | -4151.6561 | 1094.229
3 | -4857.3291 | -1354.7717 | 5707.6541 | -1043.9519 | 1548.3986
3 | -2441.5789 | -975.1608 | 4464.5368 | -2508.4922 | 1460.695
3 | 1256.8719 | -1057.2966 | 1907.2769 | -3547.7818 | 1440.9297
3 | -4811.4608 | -1534.4946 | 6842.0853 | -1626.5005 | 1130.3706
3 | -4811.9166 | -1550.7858 | 6862.0835 | -1620.6176 | 1121.2365
3 | 1006.2955 | -1809.7858 | 2995.8464 | -3209.756 | 1017.3999
3 | -4826.3307 | -2008.4459 | 7495.2163 | -1449.6172 | 789.1775
3 | -4915.5562 | -2788.0242 | 7429.6064 | -338.153 | 612.127
3 | -5029.4734 | -4637.3211 | 3252.6414 | 5089.9456 | 1324.2076
3 | -4925.4051 | -4457.4747 | 2419.414 | 5282.4716 | 1680.9942
3 | -5000 | -5156.6659 | 3260.7778 | 5984.2219 | 911.6663
3 | -4842.5719 | -3363.9496 | 1462.2414 | 4330.5968 | 2413.6834
3 | -5044.253 | -2532.2189 | 2710.7229 | 2586.4663 | 2279.2826
3 | -5018.1825 | -1795.6727 | 3666.641 | 983.4369 | 2163.7773
3 | -4945.6539 | -1385.753 | 4156.2185 | 74.6985 | 2100.4899
3 | 5207.2109 | -1770.2904 | -3778.0642 | -1994.2195 | 2335.3632
3 | 5379.0789 | -572.9465 | -2011.0123 | -4679.8459 | 1884.7258
3 | -4904.3768 | -1152.3013 | 4495.1434 | -451.161 | 2012.6957
3 | -253.1796 | -447.0028 | 2252.4945 | -3339.7392 | 1787.4271
3 | 1483.9167 | -444.9422 | 1002.1512 | -3843.1149 | 1801.9892
3 | 2055.2193 | 277.1186 | -318.1327 | -4457.203 | 2442.9978
3 | -4956.2466 | -1440.6984 | 5937.6252 | -59.3926 | 518.7124
3 | -5036.4001 | -3169.342 | 2998.6639 | 3806.6773 | 1400.4008
3 | -4610.3012 | -4130.7323 | 277.3615 | 5925.2873 | 2538.3848
3 | 4922.6252 | -4020.5541 | -6548.6639 | 2961.8619 | 2684.7309
3 | 5047.4326 | -3668.3942 | -4965.1901 | 1995.6404 | 1590.5112
3 | 5352.5058 | -1755.9768 | -1705.0115 | -2366.4599 | 474.9425
3 | 5457.931 | -770.9352 | -766.5318 | -4490.4846 | 570.0206
3 | 5076.7098 | -4593.0257 | -4226.5991 | 2046.603 | 1696.3119
3 | -4927.8823 | -4592.9323 | 2446.9867 | 5331.441 | 1742.387
3 | -5000 | -5599.97 | 3259.3226 | 6085.5893 | 1255.0582
3 | -5022.4647 | -5780.4584 | 3475.5311 | 6182.5679 | 1144.8241
3 | -5023.4865 | -5814.6819 | 3472.1612 | 6107.6556 | 1258.3516
3 | -4864.9711 | -3726.404 | 1732.2859 | 4637.1211 | 2221.9682
3 | -4689.2576 | 3689.5119 | -480.323 | 42.2044 | 1437.8642
3 | -4647.7452 | 565.1601 | -842.501 | 1219.3344 | 3705.7516
3 | -4693.0239 | -1447.9703 | -266.7656 | 2465.1814 | 3942.5784
3 | -4857.1595 | -386.3231 | 654.259 | 640.1092 | 3949.1145
3 | -4937.1791 | -316.4636 | 1234.7537 | 279.7998 | 3739.0892
3 | -4969.7849 | -385.2326 | 1499.1669 | 246.1095 | 3609.7411
3 | -4408.3795 | -131.2796 | 570.6626 | 40.1302 | 3928.8662
3 | 3145.2159 | 1033.0711 | -3145.2159 | -4634.9476 | 3601.8764
3 | -4962.2035 | -312.0701 | 1409.0977 | 122.9473 | 3742.2285
3 | -4958.2909 | -363.7171 | 1360.8371 | 18.4953 | 3942.6756
3 | -4833.6984 | -129.9435 | 2737.2289 | -1688.2519 | 3914.6648
3 | -4808.0432 | -114.5607 | 3058.9852 | -2044.3642 | 3907.9829
3 | -4729.4969 | -1245.8147 | -57.3943 | 2085.2346 | 3947.4711
3 | -5031.8243 | -1309.4712 | 2229.7353 | 1105.0621 | 3006.4981
3 | -5051.1718 | -1568.7311 | 2457.0328 | 1360.594 | 2802.2762
3 | -5009.6152 | -1455.1629 | 1958.7273 | 579.6124 | 3926.4384
3 | 5021.3302 | -1666.5257 | -6273.9512 | -614.7147 | 3533.8615
3 | 5157.4294 | -41.9826 | -5157.4294 | -3478.9047 | 3520.8873
3 | 5099.8246 | -1817.4325 | -5099.8246 | -1691.1715 | 3508.604
3 | -4669.3217 | 1894.7629 | -736.3889 | 147.2166 | 3363.7311
3 | -4692.6685 | 3722.2796 | 1410.1469 | 3756.4864 | -4196.2444
3 | -4693.693 | 3714.1784 | 1426.8675 | 3773.8402 | -4221.1931
3 | -4256.5324 | 3563.8628 | 983.7399 | 3971.5243 | -4262.5946
3 | 3170.6893 | 3526.7515 | -11213.6711 | 2025.7232 | 2490.5071
3 | 4647.6506 | 3409.3439 | -12325.627 | 1855.0614 | 2413.571
3 | 4702.3932 | 3329.9847 | -11471.3425 | 1996.1747 | 1442.7899
3 | 4833.8603 | 2910.3254 | -6684.872 | 2785.3452 | -3844.6589
3 | 4891.6279 | 3124.3495 | -5635.4257 | 2296.7928 | -4677.3445
3 | 4836.2359 | 2842.1291 | -5874.7355 | 2918.7496 | -4722.3791
3 | 4851.2452 | 3005.0928 | -6327.614 | 2572.9565 | -4101.6805
3 | 4892.4738 | 3155.4692 | -5581.8649 | 2229.3849 | -4695.4631
3 | 4685.0136 | 1019.4394 | -10979.6564 | 3430.1537 | 1845.0497
3 | 4621.3509 | -2810.6273 | -10692.0148 | 5749.3287 | 3131.9625
3 | 4710.3379 | -1436.5457 | -8928.8611 | 5126.408 | 528.6608
3 | -4676.2159 | 2247.9864 | 1541.8242 | 4851.4471 | -3965.0418
3 | -4722.1821 | -2867.8474 | 2492.9646 | 8011.2468 | -2914.1819
3 | 4711.8129 | -2180.682 | -4879.9547 | 6034.1525 | -3685.3287
3 | 4627.8538 | -4505.7013 | -9586.2711 | 6885.354 | 2578.7645
3 | 4601.8404 | -4797.0999 | -10161.6936 | 6994.8774 | 3362.0758
3 | 4658.2552 | -5207.7875 | -9500.7002 | 6577.8286 | 3472.404
3 | 4690.7922 | -5880.4654 | -8561.1948 | 6421.6349 | 3329.233
3 | 4692.6033 | -5895.8639 | -8527.4325 | 6410.5998 | 3320.0933
3 | 4792.1165 | -6151.3664 | -7168.8278 | 5741.5405 | 2786.5372
3 | 4699.1731 | -5997.195 | -8387.9193 | 6360.1616 | 3325.7795
3 | -4523.7894 | 4790.7028 | -850.8248 | 1458.5763 | -874.665
3 | 751.1673 | 4331.5762 | -8710.819 | 988.7677 | 2639.3078
3 | 4769.4336 | 4486.3363 | -11208.6068 | -494.781 | 2447.6179
3 | 4928.5111 | 4815.1105 | -9075.7399 | -1273.4117 | 605.53
3 | 5215.1253 | 5679.9904 | -3347.8855 | -3284.342 | -4262.8881
3 | 5371.6829 | 5012.9541 | -1743.3657 | -5019.0974 | -3622.1738
3 | -4572.7659 | 4706.814 | -342.075 | 1644.8991 | -1436.8722
3 | 1564.0552 | 4152.8138 | -9388.132 | 1139.3194 | 2531.9436
3 | 4736.9877 | 4211.678 | -11412.3179 | 103.7515 | 2359.9007
3 | 4859.084 | 4440.5582 | -9749.1429 | -444.1716 | 893.6724
3 | -4382.2592 | 3897.6553 | -2362.0997 | 1015.2698 | 1831.4337
3 | -4298.8548 | 1925.6476 | -2942.6522 | 1952.4163 | 3363.443
3 | -4259.7727 | -3342.0726 | -2283.1574 | 5992.0824 | 3892.9203
3 | -2766.3893 | 3713.5926 | -4833.9482 | 850.1209 | 3036.6239
3 | -4371.0848 | 2636.1686 | -2524.5431 | 1080.04 | 3179.4193
3 | -4719.0435 | 3908.1637 | 1533.8523 | 3365.9051 | -4088.8776
3 | -4725.1997 | 3855.3945 | 1637.5067 | 3478.8652 | -4246.5667
3 | -4629.9998 | 3822.4886 | 1540.7719 | 3522.2846 | -4255.5452
3 | -4727.6431 | 3715.5296 | 1679.0319 | 3555.31 | -4222.2284
3 | -4622.2558 | 4566.4928 | 208.136 | 1951.2053 | -2103.5782
3 | 544.2985 | 4083.625 | -7353.4371 | 1559.9151 | 1165.5984
3 | 1797.578 | 3880.2481 | -9034.6728 | 1646.8725 | 1709.9742
3 | 2595.0346 | 3872.1745 | -10343.4053 | 1446.6654 | 2429.5308
3 | 4490.2717 | 3731.2981 | -11756.0078 | 1206.6006 | 2327.8374
3 | 4684.1407 | 3748.3991 | -11865.8741 | 1114.3164 | 2319.0179
3 | 4684.4093 | 3541.4935 | -11778.5814 | 1223.4524 | 2329.2262
3 | 4680.4618 | 3715.858 | -11899.6641 | 1185.3166 | 2318.0277
3 | 4732.9969 | 3624.1285 | -11076.0422 | 1353.9104 | 1365.0064
3 | 4864.2315 | 3099.7497 | -6104.5388 | 2363.9944 | -4223.4368
3 | 4897.9014 | 3222.9378 | -5495.6075 | 2082.6001 | -4707.8318
3 | 4866.954 | 3060.2461 | -5718.8643 | 2442.0499 | -4650.3857
3 | 4872.4872 | 3080.4249 | -5618.3497 | 2395.94 | -4730.5025
3 | 4867.0059 | 3052.4607 | -5642.0999 | 2457.566 | -4734.9326
3 | 4869.2515 | 2794.5037 | -5932.848 | 2422.9044 | -4153.8116
3 | 4902.6075 | 2913.9636 | -5328.9475 | 2144.9371 | -4632.5607
3 | 2427.226 | 3926.7201 | -10172.0912 | 1377.4964 | 2440.6486
3 | 4719.3371 | 4059.0336 | -11547.8309 | 436.5938 | 2332.8664
3 | 4804.5424 | 4250.221 | -10414.7892 | -12.5222 | 1372.5481
3 | 4843.1527 | 4346.5214 | -9909.8395 | -236.5402 | 956.7057
3 | -4599.8237 | 3637.8503 | -59.3625 | 1948.4662 | -927.1303
3 | -4637.6849 | 1950.045 | 511.8236 | 2931.976 | -756.1597
3 | -4684.605 | 1576.2052 | 1156.5068 | 3634.2336 | -1682.3406
3 | -4452.7666 | -6095.7378 | 12.4925 | 8054.8442 | 2481.1676
3 | -4428.2497 | -6328.4563 | -232.5699 | 8042.722 | 2946.554
3 | -5000 | -6704.707 | 3579.5934 | 6841.0696 | 1284.0439
3 | -5017.1987 | -6716.986 | 3702.7127 | 6801.5611 | 1229.9109
3 | -5011.5796 | -6740.996 | 3908.7474 | 6716.4524 | 1127.3758
3 | -4984.6983 | -6849.5016 | 4838.542 | 6331.5321 | 664.1258
3 | -4369.6228 | -6862.2481 | 4406.6389 | 6163.8461 | 661.3859
3 | -4979.582 | -6331.8234 | 5081.9919 | 5454.0112 | 775.4024
3 | -4957.7867 | -4625.206 | 5881.1552 | 2559.592 | 1142.2454
3 | -431.3308 | -1920.0072 | 4038.1453 | -3410.5441 | 1723.7368
3 | -3882.9573 | -6302.4232 | -943.5639 | 8024.6486 | 3104.2958
3 | -2843.4537 | -5735.2671 | -2593.7452 | 7417.9443 | 3754.5217
3 | 844.4241 | -6281.8933 | -5304.4861 | 7150.3291 | 3591.6262
3 | 4742.3497 | -6396.9568 | -7740.2886 | 5967.7254 | 3427.1704
3 | 4836.1409 | -6554.9388 | -6434.8569 | 5396.3513 | 2757.3036
3 | 5061.7893 | -7014.2171 | -2598.1859 | 3744.6878 | 805.9259
3 | 5270.9492 | -4629.9126 | -1541.8984 | -389.6461 | 1290.5079
3 | 5282.9159 | -4501.6067 | -1440.0853 | -637.8113 | 1296.5873
3 | 5468.7398 | -2368.3258 | 56.452 | -4463.3995 | 1306.5334
3 | 5267.1693 | -4702.9547 | -1534.3386 | -287.1806 | 1257.3046
3 | 5048.9617 | -3299.0412 | -5048.9617 | -167.015 | 3466.0563
3 | -4569.68 | 2240.4015 | -368.6348 | 2122.5937 | 575.3196
3 | -4536.12 | 2343.4765 | -794.5119 | 1756.5022 | 1230.6531
3 | -4511.5154 | 2252.3398 | -1070.9919 | 1626.2878 | 1703.8797
3 | -4436.1047 | 1776.5023 | -1876.2359 | 1390.0833 | 3145.755
3 | -4385.5626 | -5035.8673 | -1023.358 | 6614.2976 | 3830.4904
3 | -2546.3077 | 2108.5122 | -3959.0734 | 1464.571 | 2932.298
3 | -4895.3634 | 2675.0998 | 1735.412 | 1043.579 | -558.7274
3 | -4891.2452 | 2660.1852 | 1689.6479 | 1022.6726 | -481.2605
3 | -4703.9806 | 1384.1652 | -371.4238 | 350.9914 | 3340.2478
3 | -4806.9436 | -3193.6596 | 937.7888 | 3184.0264 | 3878.788
3 | -5000 | -5734.2937 | 3191.1431 | 5676.0037 | 1867.1469
3 | -5024.5364 | -5918.8718 | 3433.6635 | 5820.2098 | 1689.535
3 | -4953.7308 | 2737.9781 | 2205.8189 | 905.5043 | -895.5705
3 | -554.1442 | 2228.224 | -5348.0056 | 857.1099 | 2816.816
3 | 4894.4098 | 2424.3173 | -8686.6921 | -1195.4717 | 2563.4367
3 | 5055.3519 | 2740.3436 | -6529.512 | -2003.2601 | 737.0765
3 | 5304.6016 | 3446.9956 | -1609.2033 | -3777.4323 | -3364.9617
3 | 5312.0538 | 3480.1276 | -1374.8076 | -3859.3878 | -3557.986
3 | 5545.3378 | 2226.8645 | 1673.3939 | -7091.2453 | -2354.3508
3 | 5549.3658 | 2161.4356 | 1644.0207 | -7159.7873 | -2195.0348
3 | 5550.898 | 2227.5002 | 1727.1532 | -7173.7675 | -2331.784
3 | 5410.9491 | 2020.0813 | -1821.8982 | -5499.6414 | -109.4908
3 | 5162.2013 | 1381.0408 | -5162.2013 | -4432.8594 | 3051.8186
3 | -5020.3282 | 2804.5176 | 2747.8835 | 764.5686 | -1296.6416
3 | -4944.8866 | 3141.9397 | 5135.4044 | -69.9496 | -3262.5078
3 | -4879.8641 | 1941.6414 | 8142.0856 | -3093.6727 | -2110.1902
3 | -4871.2225 | 1912.582 | 8210.9826 | -3170.0698 | -2082.2723
3 | -2848.4774 | 1784.22 | 7421.5463 | -4403.974 | -1953.3148
3 | 2174.0266 | 2020.7516 | 4053.9011 | -6082.5929 | -2166.0865
3 | 2302.2771 | 1891.1586 | 3907.8272 | -6261.875 | -1839.3878
3 | 2043.8247 | 864.9845 | 3612.3063 | -5643.1164 | -877.9991
3 | 2384.0646 | 2034.204 | 4024.78 | -6312.5017 | -2130.5469
3 | -2155.3798 | 1611.8938 | 6866.0233 | -4841.7749 | -1480.7623
3 | 2039.8283 | 1865.191 | 4077.7743 | -6187.846 | -1794.9476
3 | -2538.4151 | 1804.6973 | 7397.9678 | -4771.1206 | -1893.1294
3 | 1914.2914 | 2012.7404 | 4360.4772 | -6185.101 | -2102.4079
3 | -4769.3179 | 2099.3336 | 8640.0548 | -4088.7847 | -1881.2858
3 | -4878.7313 | 1798.7974 | 8201.1735 | -3051.2515 | -2069.9881
3 | -4881.5449 | 1028.204 | 8116.3334 | -2278.9203 | -1984.0723
3 | -4886.8495 | -102.6855 | 7938.6573 | -1073.8841 | -1875.2382
3 | -3674.4828 | 1079.4626 | 7659.4973 | -3143.0778 | -1921.3993
3 | -2743.4993 | 1212.1062 | 7569.5341 | -4276.4128 | -1761.7283
3 | -3275.9636 | -1826.0607 | 8096.4229 | -1887.0252 | -1107.3734
3 | -4900.0328 | -851.108 | 7600.1965 | -553.6093 | -1295.4464
3 | -4881.5283 | -2914.9167 | 8389.6145 | 573.0649 | -1166.2343
3 | -4876.3449 | 1115.9606 | 8361.0463 | -2721.5288 | -1879.1333
3 | -4868.1284 | -1586.4499 | 8944.0429 | -1365.1259 | -1124.3387
3 | -4789.597 | 1261.9143 | 8729.1395 | -3496.9436 | -1704.5133
3 | -4858.4306 | -1507.9246 | 8972.6396 | -1484.559 | -1121.7253
3 | -5052.7415 | 1595.0763 | 2399.4801 | -521.9709 | 1580.156
3 | -5052.8955 | 1581.2286 | 2393.8312 | -536.0292 | 1613.8649
3 | -4964.7154 | 916.9976 | 1392.0599 | -914.4672 | 3570.125
3 | -4849.1666 | 575.5813 | 2531.8784 | -1987.4228 | 3729.1297
3 | -4804.0992 | 464.455 | 3078.6082 | -2429.9463 | 3690.9824
3 | -4757.6914 | 439.1422 | 4054.7864 | -2982.8522 | 3246.615
3 | -4741.0776 | 511.2418 | 4780.5468 | -3269.3292 | 2718.6182
3 | -4740.3292 | 622.2274 | 5312.7517 | -3399.7664 | 2205.1164
3 | -4444.3739 | 541.4269 | 5059.515 | -3587.5525 | 2430.9845
3 | -4043.7779 | 533.0997 | 4941.1332 | -3829.9239 | 2399.4689
3 | -4730.6418 | 691.5307 | 5469.742 | -3519.1182 | 2088.4872
3 | -4399.8826 | 348.417 | 3109.0238 | -2881.5401 | 3823.9819
3 | -2310.2979 | 286.7821 | 2307.9744 | -4076.3562 | 3791.8975
3 | -1938.6352 | 291.9533 | 2328.2203 | -4350.4328 | 3668.8943
3 | -1513.4692 | 305.5159 | 2005.7348 | -4481.7566 | 3683.9751
3 | -1271.6991 | 315.7139 | 1710.0044 | -4497.2086 | 3743.1894
3 | 5261.6935 | 1001.4655 | -3852.419 | -5625.9509 | 3215.2109
3 | 5492.6709 | 1582.5595 | -751.2532 | -6631.3565 | 307.3792
3 | 5530.8074 | 1814.2322 | 564.5993 | -7032.6928 | -876.946
3 | 5511.3626 | 1344.1364 | -466.8437 | -6830.911 | 442.2559
3 | 5483.3326 | -1417.7371 | -2.0836 | -5194.7675 | 1131.2556
3 | 5341.2929 | 291.4355 | -2677.0224 | -6349.3488 | 3393.6428
3 | 479.5393 | 264.2578 | 626.1602 | -5032.1674 | 3662.2101
3 | 3721.4831 | 243.4755 | -1509.1625 | -5948.9301 | 3493.134
3 | 3663.116 | 72.1819 | -1418.5366 | -5832.9286 | 3516.1673
3 | 3469.0457 | 577.6534 | -1847.7532 | -5742.6483 | 3543.7024
3 | 2819.4043 | 1310.869 | 1577.4206 | -6184.9378 | 477.244
3 | -2304.6993 | 286.9392 | 2304.6993 | -4078.5975 | 3791.6583
3 | -2302.9631 | 287.8648 | 2302.9631 | -4079.4682 | 3791.6034
3 | -4755.2461 | 63.5872 | 4212.5574 | -2866.7953 | 3345.8967
3 | -4635.0849 | 417.2808 | 2982.2485 | -2562.5815 | 3798.137
3 | -4811.0836 | 344.822 | 2966.7686 | -2298.8402 | 3798.3333
3 | -4784.3049 | 617.6769 | 3400.3517 | -2676.0583 | 3442.3346
3 | -4459.7019 | 426.0888 | 3003.4295 | -2784.1098 | 3814.2934
3 | -4809.5875 | -30.798 | 3001.0552 | -2056.043 | 3895.3732
3 | -5033.9196 | -1935.618 | 2240.7345 | 819.5673 | 3909.2358
3 | -5051.4531 | -2170.57 | 2446.7208 | 1051.1408 | 3724.1615
3 | -4975.3804 | -2693.8923 | 5236.0504 | 181.425 | 2251.7973
3 | -4970.0603 | -1534.1813 | 2575.0679 | 15.9051 | 3913.2686
3 | -4868.0949 | -1624.4455 | 4854.6735 | -1203.3232 | 2841.19
3 | -505.0144 | -1884.7863 | 4041.5238 | -3411.3736 | 1759.6505
3 | 859.8758 | -1942.2936 | 3133.5998 | -3770.1283 | 1718.9462
3 | 1290.727 | -1959.7147 | 2827.0064 | -3873.2203 | 1715.2015
3 | 1302.299 | -1948.9029 | 2824.1386 | -3893.8979 | 1716.3632
3 | 2069.5095 | -1941.9532 | 2264.2977 | -4119.9754 | 1728.1214
3 | 1309.2157 | -1959.8933 | 2834.3115 | -3882.4809 | 1698.8469
3 | 1992.5971 | -1984.9227 | 2378.6315 | -4045.8514 | 1659.5455
3 | 1504.0122 | -2230.1004 | 3117.836 | -3590.2244 | 1198.4766
3 | -4800.8015 | -1600.3002 | 6868.9622 | -1835.3378 | 1367.4772
3 | 1637.572 | -1819.2755 | -1637.572 | -1813.7113 | 3632.9867
3 | 5182.3144 | -1973.2599 | -3869.0321 | -2809.6876 | 3469.6651
3 | 5447.382 | -2121.2293 | -309.875 | -4776.8737 | 1760.5959
3 | 5449.0403 | -2096.628 | -298.2801 | -4817.0139 | 1762.8816
3 | 5450.5043 | -2120.3023 | -270.9465 | -4787.7313 | 1728.4758
3 | 5340.4134 | -114.3577 | -2560.2234 | -6106.0685 | 3440.2362
3 | -4799.9066 | -299.5045 | 3383.2311 | -2184.3854 | 3900.5654
3 | -4768.9994 | -306.7041 | 4030.6122 | -2556.3629 | 3601.4542
3 | -4794.9166 | -837.4067 | 4648.5222 | -2180.2341 | 3164.0352
3 | -4627.7736 | -206.9673 | 3979.9755 | -2757.3995 | 3612.165
3 | -4033.7373 | -288.461 | 4362.0789 | -3271.3193 | 3231.4386
3 | -3698.3015 | -260.0362 | 4287.7803 | -3498.6028 | 3169.1602
3 | -4762.2788 | -276.8907 | 4145.0133 | -2630.0311 | 3524.1872
3 | -4758.0928 | -670.0145 | 5265.0743 | -2584.7757 | 2747.8088
3 | -4767.5885 | -1025.281 | 6089.2558 | -2361.6414 | 2065.2552
3 | -4425.1209 | -39.2078 | 3348.33 | -2767.4481 | 3883.4467
3 | -5050.5924 | 1587.7374 | 2478.2772 | -571.9391 | 1556.5168
3 | -4939.5524 | -799.6235 | 6549.7455 | -1145.646 | 335.0763
3 | -4942.9529 | -3436.1406 | 6425.0607 | 1581.551 | 372.4818
3 | -4919.0151 | -3810.4289 | 7302.778 | 1317.4994 | 109.1666
3 | -2068.9475 | 2141.3103 | -4478.3933 | 1522.4825 | 2883.5481
3 | -1425.2592 | 2008.4575 | -5155.0748 | 1736.1407 | 2835.7359
3 | 4811.1748 | 1929.3779 | -9525.6551 | 274.1666 | 2510.9359
3 | 4900.4026 | 2026.6717 | -8264.6667 | 73.5488 | 1264.0436
3 | -4945.5433 | 2438.1163 | 2489.3521 | 1858.4276 | -1840.3527
3 | -4987.0053 | 2483.5346 | 2771.2422 | 1753.0867 | -2020.8582
3 | -5000 | 2419.7531 | 2919.3416 | 1870.7819 | -2209.8765
3 | -5006.4457 | 2407.2141 | 2981.8532 | 1891.8883 | -2274.5098
3 | -5025.1221 | -5105.3733 | 3412.1889 | 5441.9632 | 1276.3433
3 | -5008.6431 | 2511.3672 | 2940.9985 | 1687.4687 | -2131.1913
3 | -4956.0038 | 2830.614 | 4649.7586 | 849.8896 | -3374.2583
3 | 4946.6112 | 2112.5275 | -7134.6704 | -95.1053 | 170.6371
3 | 5246.1221 | 3106.6057 | -1921.3457 | -2741.4604 | -3689.9218
3 | 5290.1552 | 3340.9343 | -1580.3104 | -3443.5184 | -3607.2606
3 | 5117.7869 | -4004.9317 | -1235.5739 | 2567.3804 | -2444.6617
3 | 5115.975 | -4111.8687 | -1231.95 | 2651.4642 | -2423.6205
3 | -2669.536 | 1674.7905 | -2141.944 | 3042.8443 | 93.8451
3 | 187.0484 | 1596.8676 | -6839.5246 | 2331.6543 | 2723.9543
3 | 4731.9064 | 1351.2101 | -10291.1892 | 1734.1882 | 2473.8844
3 | 4768.8705 | 1331.2443 | -9725.3275 | 1808.1874 | 1817.0252
3 | 4788.977 | 1406.1927 | -9479.4263 | 1624.7628 | 1659.4938
3 | 4774.8349 | 1315.328 | -9629.8756 | 1828.1649 | 1711.5478
3 | 4887.4754 | 637.3706 | -5377.5311 | 2711.3323 | -2858.6471
3 | 4971.5932 | 887.1958 | -3849.3899 | 2020.5393 | -4029.9384
3 | 5114.3815 | -4048.1092 | -1255.402 | 2634.392 | -2445.2622
3 | 4888.7958 | 456.3138 | -4203.9455 | 2953.7475 | -4094.9116
3 | 4732.708 | -4285.2622 | -8438.0651 | 5304.0235 | 2686.5958
3 | 4767.4419 | -5720.9302 | -7558.1395 | 5697.6744 | 2813.9535
3 | 4709.5397 | -5679.112 | -8333.3857 | 6148.0249 | 3154.9331
3 | 4700.7598 | -6015.0744 | -8356.5095 | 6346.1517 | 3324.6723
3 | 4736.6708 | -4669.587 | -8117.1464 | 5569.4618 | 2480.6008
3 | -4576.5504 | 3131.7244 | -328.5455 | 1882.8948 | -109.5233
3 | -852.1487 | 2600.7183 | -6006.3576 | 1494.3638 | 2763.4243
3 | -4721.8412 | 3582.5745 | 771.0896 | 1681.716 | -1313.539
3 | -4947.6865 | 3661.9691 | 2330.4196 | 1198.0029 | -2242.7051
3 | -5008.4813 | 3687.852 | 2813.0118 | 1042.3434 | -2534.7259
3 | -4962.7628 | 3802.2977 | 4315.5678 | 403.89 | -3558.9926
3 | -4380.7889 | 3858.2351 | 3926.722 | 180.4799 | -3584.6482
3 | 4918.1974 | 4300.5916 | -8575.1804 | -842.3011 | 198.6924
3 | 5250.1933 | 4302.3075 | -2340.4455 | -3294.4899 | -3917.5654
3 | 5300.9282 | 3671.7779 | -1601.8564 | -3728.9984 | -3641.8513
3 | 4892.7849 | 4035.5387 | -9142.3723 | -679.7014 | 893.7502
3 | 4794.6007 | 3442.7279 | -10350.8684 | -312.6787 | 2426.2185
3 | -4959.9431 | 3716.1385 | 4444.2833 | 313.5582 | -3514.037
3 | -5018.7974 | 2937.1268 | 2754.2544 | 790.1661 | -1462.7499
3 | 4850.6083 | 4205.5188 | -9763.9591 | -316.6127 | 1024.4447
3 | 4858.5176 | 4075.7001 | -9602.8617 | -303.267 | 971.9111
3 | 4859.161 | 4215.0373 | -9648.526 | -368.9604 | 943.2882
3 | 4766.6037 | 3653.5901 | -10787.1342 | -24.2342 | 2391.1746
3 | -4723.7277 | 3438.5536 | 1614.1101 | 3566.0109 | -3894.9469
3 | -4663.3221 | 1778.4678 | 1473.9367 | 5122.3289 | -3711.4112
3 | -4658.624 | -3107.0235 | 1941.5792 | 8085.5708 | -2261.5025
3 | -4499.1024 | -3655.8559 | 663.5886 | 8253.6125 | -762.2429
3 | -4367.3149 | -4906.8049 | -653.7138 | 8188.4509 | 1739.3827
3 | -4305.1409 | -4715.8462 | -1442.7017 | 7510.2231 | 2953.4657
3 | -1580.8915 | -5179.5501 | -4656.5643 | 8076.4755 | 3340.5303
3 | -447.6043 | -5125.4454 | -6134.2308 | 8038.9134 | 3668.367
3 | -393.1348 | -5095.7266 | -6220.6995 | 8007.1224 | 3702.4385
3 | -199.8918 | -5124.3696 | -6362.741 | 7993.0995 | 3693.9029
3 | 3971.7535 | -5247.5131 | -8969.5901 | 6727.4511 | 3517.8986
3 | 4662.5699 | -5246.9762 | -9436.9055 | 6538.3263 | 3482.9855
3 | 4667.8358 | -5237.2784 | -9365.7876 | 6513.9346 | 3421.2957
3 | 4767.6647 | -5006.6592 | -7657.2176 | 5940.7869 | 1955.4252
3 | 4999.4195 | -4301.8148 | -2385.2345 | 4209.016 | -2521.3861
3 | 5130.8732 | -5689.3775 | -836.6494 | 3328.5999 | -1933.4461
3 | 5122.5697 | -5986.8758 | -1245.1394 | 3406.1626 | -1296.7171
3 | 5127.4426 | -6289.2336 | -1254.8853 | 3342.5189 | -925.8427
3 | 5120.6678 | -6121.2105 | -1241.3356 | 3413.5371 | -1171.6588
3 | 5138.9911 | -5837.7138 | -667.01 | 3236.0806 | -1870.3479
3 | 5130.5032 | -5764.5622 | -763.7586 | 3322.3346 | -1924.517
3 | 4810.6731 | -4864.6641 | -7106.1054 | 5544.4712 | 1615.6252
3 | 5096.6129 | -3960.7077 | -1911.5318 | 3178.0314 | -2402.4048
3 | 5170.3232 | -3568.447 | -1340.6465 | 2002.8022 | -2264.032
3 | 5127.5625 | -4881.6493 | -1255.1249 | 3135.9448 | -2126.7331
3 | 4815.5003 | -5359.7836 | -6971.2408 | 5611.7546 | 1903.7696
3 | 4823.3939 | -4700.2807 | -7474.0215 | 4998.4641 | 2352.4443
3 | 4673.2389 | -5183.535 | -9329.3675 | 6349.9486 | 3489.715
3 | 4665.9833 | -5284.0286 | -9379.083 | 6509.3474 | 3487.7808
3 | 4720.9833 | -5471.1703 | -8558.2777 | 6166.9542 | 3141.5106
3 | 4825.0231 | -5836.9337 | -6951.1557 | 5498.5208 | 2464.5455
3 | 5095.978 | -6936.1962 | -2086.3484 | 3498.8525 | 427.714
3 | 4815.9425 | -6005.7231 | -7017.4172 | 5559.3885 | 2647.8093
3 | 4826.2803 | -5680.5397 | -7056.5175 | 5375.5583 | 2535.2186
3 | -4342.6858 | -5486.695 | -932.4205 | 8145.8413 | 2615.96
3 | -5000 | -6329.3675 | 3517.7818 | 6804.4122 | 1007.1735
3 | -5016.8696 | -6352.8143 | 3640.4226 | 6766.7735 | 962.4878
3 | -4965.9244 | -6752.2329 | 5447.6507 | 6050.707 | 219.7995
3 | -3763.7842 | -6780.9987 | 4578.9601 | 5733.85 | 231.9729
3 | -5017.3923 | -6665.6271 | 3695.6174 | 6796.0871 | 1191.3148
3 | -4949.1935 | 4959.9032 | 2451.0929 | 1176.854 | -3638.6566
3 | -4996.3982 | 4988.2244 | 2829.7352 | 1125.0511 | -3946.6126
3 | -4996.4382 | 4989.5771 | 2828.9124 | 1122.1882 | -3944.2395
3 | -4996.417 | 4987.3853 | 2829.4956 | 1124.5893 | -3945.0531
3 | -4927.7127 | 5005.3483 | 2228.5735 | 1076.6638 | -3382.8729
3 | -4979.7805 | 5052.6231 | 2632.4207 | 985.501 | -3690.7643
3 | -4998.5841 | 5070.8681 | 2787.2717 | 949.9504 | -3809.5061
3 | -4990.8034 | 5103.4283 | 3031.357 | 874.7341 | -4018.716
3 | -4949.6513 | 4904.188 | 2373.2583 | 1035.7348 | -3363.5298
3 | -4935.4252 | 4903.9121 | 2398.191 | 1293.0008 | -3659.6787
3 | -4995.8148 | 4972.9817 | 2843.0079 | 1157.2165 | -3977.3914
3 | -4994.3791 | 4928.9082 | 2873.7996 | 1250.4025 | -4058.7312
3 | -4993.0135 | 4989.3203 | 2932.1972 | 1120.2685 | -4048.7724
3 | -2164.1989 | 5148.9029 | 1174.6047 | -32.1862 | -4127.1224
3 | 4918.199 | 4607.0359 | -8516.2456 | -834.2517 | -174.7376
3 | 5175.5867 | 5419.3786 | -3526.7276 | -2714.0346 | -4354.2032
3 | -4996.8517 | 4882.0565 | 2836.1496 | 1151.1373 | -3872.4917
3 | -4970.7012 | 4577.6351 | 2600.3277 | 1198.7674 | -3406.0289
3 | -5000 | 3062.6221 | 2924.0984 | 1740.9842 | -2727.7047
3 | -5000 | 2286.5735 | 3021.3426 | 2128.0559 | -2435.9721
3 | -4820.3235 | 1426.4343 | 2307.7963 | 3865.9394 | -2779.8465
3 | -4814.286 | -4851.9347 | 2908.766 | 7674.0162 | -916.5616
3 | -5000 | -5908.0531 | 3840.8053 | 7044.8319 | 22.4159
3 | -5003.2258 | 2284.4336 | 3049.4599 | 2130.6301 | -2461.2978
3 | -4983.1732 | 1591.8579 | 3489.1894 | 3470.6009 | -3568.4751
3 | -4914.8408 | 1311.7621 | 3176.8861 | 4041.2039 | -3615.0113
3 | -4965.1221 | -4284.3214 | 4217.3149 | 7497.6303 | -2465.5018
3 | -4973.2394 | -4316.3209 | 4263.5334 | 7473.4542 | -2447.4273
3 | -5003.2258 | -5898.5746 | 3867.7607 | 7040.4351 | -6.3954
3 | -5016.9926 | -6689.2814 | 3710.2725 | 6809.0832 | 1186.9182
3 | -4946.9102 | -5311.6649 | 5509.0359 | 6646.2918 | -1896.7526
3 | -4848.5365 | -5311.4505 | 5440.979 | 6619.9484 | -1900.9405
3 | 4788.9625 | -3573.8409 | -3405.7629 | 5453.4545 | -3262.8132
3 | 4988.2271 | -5043.4414 | -1677.327 | 4188.9312 | -2456.39
3 | 4700.6626 | -6019.0653 | -8355.3992 | 6348.6637 | 3325.1381
3 | 4700.9294 | -6020.7527 | -8352.7069 | 6346.9405 | 3325.5897
3 | 4803.0104 | -6362.6463 | -6911.9774 | 5654.6957 | 2816.9175
3 | 5054.4125 | -6450.5045 | -2344.8392 | 3868.3 | -127.3688
3 | -5003.2258 | 3036.3851 | 2955.2352 | 1755.5774 | -2743.9719
3 | -4963.4362 | 4881.0889 | 2525.2027 | 1115.8984 | -3558.7538
3 | -5000 | 1416.6667 | 3041.6667 | 2916.6667 | -2375
3 | -5003.2258 | 1369.086 | 3074.328 | 2946.5054 | -2386.6935
3 | -4833.3333 | -4100.5604 | 2818.3894 | 7493.6696 | -1378.1652
3 | -4833.3333 | -4515.0409 | 2682.4869 | 7387.6568 | -721.7694
3 | -4989.533 | -4372.9423 | 3883.819 | 7093.7074 | -1615.0512
3 | -5024.0774 | -3685.1221 | 3221.4494 | 4910.0401 | 577.71
3 | -5019.4719 | -5165.92 | 3448.6659 | 6034.624 | 702.102
3 | -4970.7491 | -4294.4851 | 4475.4367 | 6902.8487 | -2113.0512
3 | -4928.2042 | -5974.0605 | 6430.2392 | 5868.5937 | -1396.5682
3 | -3237.9537 | -5972.2764 | 5263.5687 | 5413.7492 | -1467.0878
3 | -4927.2404 | -5922.0902 | 6471.5077 | 5767.2149 | -1389.3921
3 | -5000 | -5452.0569 | 3678.4197 | 6937.6622 | -164.025
3 | -5005.3455 | -5447.1939 | 3719.5322 | 6927.6025 | -194.5952
3 | -5000 | -5334.9246 | 3716.8258 | 6967.6214 | -349.5226
4 | 4803.747 | 3126.5702 | -9416.4976 | 1938.5387 | -452.3583
4 | 4763.6385 | 3232.2916 | -10594.4962 | 1750.562 | 848.004
4 | 4680.5041 | 3354.2133 | -11890.6697 | 1543.563 | 2312.3894
4 | 2894.236 | 3495.9546 | -10541.7381 | 1751.069 | 2400.4785
4 | -4145.6439 | 3517.1011 | 1107.9609 | 3578.6019 | -4058.02
4 | -4762.5214 | 3728.2596 | 1734.486 | 3302.0562 | -4002.2804
4 | -4761.1992 | 3738.2271 | 1713.5138 | 3280.9091 | -3971.4507
4 | -4833.3333 | 4069.948 | 2001.3385 | 2591.3645 | -3829.3177
4 | -4847.8162 | 4067.2794 | 2126.8821 | 2598.7588 | -3945.1041
4 | -4992.2622 | 4681.9186 | 2831.3832 | 1320.7683 | -3841.8079
4 | -4998.5261 | 4911.362 | 2688.7565 | 837.8763 | -3439.4686
4 | -5007.2661 | 2895.5495 | 2840.1453 | 1799.2734 | -2527.7021
4 | -5009.5125 | 2173.6029 | 2885.8502 | 2141.4982 | -2191.4388
4 | -4988.8073 | 5047.9445 | 3190.2757 | 534.0753 | -3783.4881
4 | -4993.1911 | 2679.1496 | 3115.7505 | 2674.9109 | -3476.6198
4 | -5000 | 2666.6667 | 3000 | 2333.3333 | -3000
4 | -4951.4503 | 4490.2827 | 2647.6839 | 1719.7438 | -3906.2601
4 | -4991.7069 | 4661.5804 | 2844.0258 | 1363.5725 | -3877.4718
4 | -4994.9628 | 4780.8403 | 2769.8915 | 1112.5754 | -3668.3443
4 | -4916.6667 | 4887.9129 | 2012.0696 | 877.3073 | -2860.6231
4 | -4889.3943 | 4969.5192 | 1710.2623 | 701.9534 | -2492.3406
4 | -5003.6331 | 2781.1081 | 2920.0727 | 2066.3034 | -2763.851
4 | -5004.7562 | 2420.1348 | 2942.9251 | 2237.4158 | -2595.7194
4 | -4992.626 | 2680.1857 | 3125.3583 | 2703.2631 | -3516.1811
4 | -5000 | 2666.6667 | 3000 | 2333.3333 | -3000
4 | -4990.3226 | 1357.4519 | 3297.2118 | 3614.9912 | -3279.3323
4 | -4940.9857 | -3441.5348 | 3683.6799 | 7141.3152 | -2442.4746
4 | -4982.2378 | -3610.8475 | 3932.9657 | 7010.4521 | -2350.3326
4 | -4833.3333 | -3753.8695 | 2783.7203 | 7285.6551 | -1482.1725
4 | -4833.3333 | -4562.6965 | 2516.2296 | 7074.2046 | -194.4044
4 | -4996.3788 | -4417.9684 | 3770.6879 | 6769.7616 | -1126.1024
4 | -5024.491 | -3851.5044 | 3230.9801 | 4988.6641 | 656.3512
4 | -5022.1877 | -4591.6804 | 3344.5756 | 5550.8507 | 718.4419
4 | -4833.3333 | -3918.9159 | 1617.449 | 5019.1311 | 2115.6691
4 | -4844.1214 | -3896.6667 | 1682.7586 | 4958.5324 | 2099.4971
4 | -4919.5688 | -3797.5973 | 2218.4329 | 4715.1916 | 1783.5417
4 | -5033.0288 | -3634.9875 | 3089.6634 | 4312.874 | 1265.479
4 | -5034.8499 | -3545.4192 | 3055.5044 | 4141.416 | 1383.3487
4 | -5033.485 | -3835.1295 | 3105.5492 | 4394.7301 | 1368.3352
4 | -4890.3795 | -3732.4553 | 1935.071 | 4615.7106 | 2072.0532
4 | -4881.4934 | -3951.9754 | 1949.9724 | 4883.4964 | 2000
4 | -4906.585 | -3988.7354 | 2129.373 | 4832.9541 | 1932.9933
4 | -4931.2383 | -4544.9523 | 2466.8715 | 5313.7972 | 1695.5218
4 | -5025.6174 | -5295.0325 | 3375.2987 | 5719.7535 | 1225.5977
4 | -5026.1767 | -5314.6992 | 3373.5206 | 5679.4115 | 1287.9438
4 | -5032.9864 | -4194.4159 | 3123.833 | 4545.5616 | 1558.0076
4 | -5027.7146 | -5029.976 | 3317.1314 | 5435.6987 | 1304.8606
4 | -4898.7804 | -3865.6765 | 2035.8582 | 4728.5987 | 2000
4 | -4857.6336 | -4110.1002 | 1839.2337 | 5128.5001 | 2000
4 | -4916.6667 | -4574.9717 | 2378.6109 | 5395.5438 | 1717.4837
4 | -4892.6179 | -4111.87 | 2048.3274 | 4956.1605 | 2000
4 | -4916.6667 | -4437.0378 | 2322.9013 | 5228.951 | 1801.8522
4 | -4916.6667 | -4483.3452 | 2301.1123 | 5098.8996 | 2000
4 | -4916.6667 | -5030.1283 | 3014.054 | 6848.4926 | 84.2484
4 | -5004.2886 | -4952.3503 | 3688.2097 | 6684.8826 | -416.4534
4 | -4916.6667 | -4368.9193 | 3232.7253 | 7021.3516 | -968.4909
4 | -4982.0077 | -3627.2004 | 3938.5547 | 7032.0597 | -2361.4063
4 | -4990.3226 | -4155.2194 | 3848.4789 | 6922.594 | -1625.5309
4 | -4833.3333 | 5009.9491 | 1198.5971 | 609.8813 | -1985.0942
4 | -4887.7943 | 5062.7915 | 1616.9922 | 505.1439 | -2297.1332
4 | -5004.7769 | 5184.2569 | 2571.4245 | 262.0772 | -3012.9816
4 | -4993.4043 | 5262.9469 | 3112.1268 | 80.0291 | -3461.6984
4 | -5000 | 5081.6327 | 3000 | -81.6327 | -3000
4 | -5029.0464 | 4380.9629 | 2360.9797 | -600.9107 | -1111.9855
4 | -5040.8491 | 3944.8334 | 2236.2188 | -1065.1963 | -75.0067
4 | -4997.8432 | 3620.8842 | 1747.6494 | -1249.7626 | 879.0722
4 | -4935.6311 | 3467.4828 | 2502.368 | -1860.6325 | 826.4128
4 | -4968.3226 | 333.6024 | 1469.0384 | -71.0283 | 3236.7101
4 | -4932.8162 | -308.0299 | 1199.3927 | 284.6498 | 3756.8036
4 | -4961.2866 | -294.4507 | 1398.0456 | 104.4002 | 3753.2915
4 | -4959.7103 | 1346.669 | 1329.5557 | -1065.7547 | 3349.2403
4 | -5031.1744 | 3979.7134 | 2625.9073 | -1224.2695 | -350.1768
4 | -5050.33 | 1202.1452 | 2396.0396 | 174.0924 | 1278.0528
4 | -5052.0127 | 618.2723 | 2426.2023 | 435.3988 | 1572.1393
4 | -5051.8722 | 1913.0669 | 2377.534 | -647.8626 | 1409.1338
4 | -4833.3333 | 4857.2483 | 1099.2028 | 472.173 | -1595.2908
4 | -4833.3333 | -3308.3065 | 1371.388 | 4282.7653 | 2487.4866
4 | -4690.8875 | 3886.6232 | -468.5844 | -38.752 | 1311.6007
4 | -4651.7168 | 938.5142 | -810.3321 | 1071.9768 | 3451.5579
4 | -4671.892 | 2176.5312 | -712.5718 | 61.3069 | 3146.6257
4 | -4916.6667 | 4496.6919 | 2346.1641 | 1701.9849 | -3628.1742
4 | -4738.7902 | 1727.4652 | 1898.2897 | 4782.7526 | -3669.7172
4 | -4719.8259 | 1067.5372 | 1796.4715 | 5164.6616 | -3308.8444
4 | 255.279 | 4370.6925 | -7807.664 | 627.6607 | 2554.0318
4 | -4588.0078 | 4790.4614 | -556.2812 | 1039.5308 | -685.7032
4 | -4464.0882 | 4040.392 | -1858.7723 | 680.1132 | 1602.3554
4 | -4374.3085 | 1994.9282 | -2481.0611 | 1663.263 | 3197.1783
4 | -4449.5743 | 2721.9522 | -2046.0703 | 756.8384 | 3016.854
4 | -2759.7007 | 3848.2541 | -4477.6918 | 514.2129 | 2874.9255
4 | -1681.8374 | 3036.4551 | -2124.2822 | -2442.6913 | 3212.3558
4 | 2319.3819 | 3843.1215 | -9672.4009 | 1167.6562 | 2342.2413
4 | 1822.5664 | 3847.2246 | -8850.8825 | 1291.091 | 1890.0004
4 | -4521.9393 | 3777.4342 | 1669.176 | 3126.5445 | -4051.2154
4 | -4794.3043 | 3871.1464 | 1946.4554 | 3003.4071 | -4026.7046
4 | -4787.6365 | 3925.4786 | 1837.585 | 2888.1825 | -3863.6097
4 | -4916.6667 | 4520.4149 | 2352.8766 | 1651.412 | -3608.0368
4 | -4955.4809 | 4512.0354 | 2688.9878 | 1673.8459 | -3919.3881
4 | -4991.2894 | 4664.4557 | 2863.8704 | 1356.9183 | -3893.9549
4 | -4995.7266 | 4828.0069 | 2763.4158 | 1012.6707 | -3608.3667
4 | -5006.4904 | 3395.4351 | 2857.2113 | 1331.9682 | -2578.1243
4 | -5009.6668 | 2853.9028 | 2883.9981 | 1450.0858 | -2178.3199
4 | -4990.3505 | 3117.9604 | 3164.0421 | 2383.8154 | -3675.4674
4 | -5000 | 3178.6834 | 3000 | 1821.3166 | -3000
4 | -4990.3226 | 3109.4917 | 3165.5556 | 2389.5761 | -3674.3009
4 | -4801.1688 | 3477.1827 | 2064.4741 | 3220.9922 | -3961.4802
4 | -4795.12 | 3119.1532 | 1972.8639 | 3235.711 | -3532.6082
4 | 125.7203 | 4121.6601 | -6565.6621 | 1169.9745 | 1148.3072
4 | -4688.0657 | 4574.4855 | 504.472 | 1506.5023 | -1897.394
4 | -4916.6667 | 4814.6813 | 2104.4561 | 1031.0502 | -3033.521
4 | -4966.1011 | 4871.0343 | 2475.9496 | 918.3222 | -3299.205
4 | -4997.5904 | 4909.7041 | 2728.6209 | 840.283 | -3481.0176
4 | -5012.07 | 3760.0869 | 2734.459 | 732.9712 | -2215.4471
4 | -4916.6667 | 4908.2949 | 2006.2063 | 834.1006 | -2831.9352
4 | -4916.6667 | 3844.7959 | 1988.0191 | 981.7588 | -1897.9072
4 | -4665.2686 | 3723.0066 | 245.5682 | 1511.86 | -815.1661
4 | 1928.7659 | 3969.6143 | -9272.9236 | 1007.8258 | 2366.7176
4 | 1074.8983 | 4191.529 | -8495.1105 | 776.5027 | 2452.1805
4 | -4642.2102 | 4699.6462 | 1.6015 | 1237.1873 | -1296.2248
4 | -4910.6447 | 4924.9244 | 1939.9645 | 798.3273 | -2752.5715
4 | -5000.1424 | 5011.6954 | 2675.3559 | 625.3471 | -3312.2561
4 | -4989.4656 | 5078.7317 | 3179.0852 | 469.0583 | -3737.4096
4 | -5000 | 4518.2724 | 3000 | 481.7276 | -3000
4 | -5014.358 | 3866.0089 | 2684.124 | 530.955 | -2066.7299
4 | -1954.4252 | 2416.7721 | -4338.1588 | 1148.6233 | 2727.1886
4 | -4621.9091 | 2837.4169 | -239.7107 | 1410.2038 | 613.9991
4 | -675.869 | -4953.6722 | -5536.9458 | 7637.5167 | 3528.9704
4 | -4573.8158 | -3554.2824 | 1061.5584 | 7835.921 | -769.3812
4 | -784.0262 | -4981.0034 | -5416.3243 | 7640.0509 | 3541.3029
4 | -2651.9914 | -5069.1583 | -2970.632 | 7701.058 | 2990.7238
4 | -4424.9578 | -4897.6795 | -408.407 | 7770.4197 | 1960.6245
4 | -4383.6439 | -4775.3957 | -922.3151 | 7342.3193 | 2739.0354
4 | -4408.0084 | -5262.783 | -594.6712 | 7744.4899 | 2520.9728
4 | -4334.9741 | -3387.4463 | -1793.8584 | 5808.1689 | 3708.1099
4 | -4712.953 | -1739.2434 | -33.1861 | 2735.9625 | 3749.42
4 | -4944.2953 | -460.2311 | 1295.7477 | 329.7698 | 3779.0088
4 | -4970.0351 | -508.1847 | 1504.3201 | 300.3539 | 3673.5457
4 | -5051.1654 | -1585.5119 | 2457.2694 | 1367.693 | 2811.715
4 | -4964.3067 | -460.6557 | 1436.4064 | 210.5223 | 3778.0337
4 | -905.7915 | -5070.5691 | -5198.7456 | 7633.4938 | 3541.6124
4 | 4815.1569 | 4544.0285 | -10654.9331 | -1052.249 | 2347.9967
4 | 5088.2116 | 3493.5837 | -7060.6192 | -4337.1734 | 2815.9973
4 | 169.1053 | 2981.6589 | -2835.8688 | -3500.2881 | 3185.3928
4 | 5096.8691 | 3416.0558 | -6932.7589 | -4416.0558 | 2835.8897
4 | 5290.094 | 1718.8393 | -4082.9228 | -6162.7329 | 3236.7223
4 | 5309.455 | 1720.4369 | -3817.3136 | -6265.7977 | 3053.2194
4 | 1058.3536 | 2886.5485 | 2215.6782 | -5774.9863 | -385.594
4 | 5297.4243 | 1415.4247 | -3899.4934 | -6091.4419 | 3278.0862
4 | 5300.3976 | 1611.5944 | -3911.0391 | -6249.8631 | 3248.9101
4 | 2593.9615 | 1091.7268 | -1278.6085 | -5768.5754 | 3361.4955
4 | 799.7481 | 2825.9958 | -2995.7459 | -3825.9958 | 3195.9978
4 | 5096.3009 | 3405.2475 | -6922.343 | -4405.2475 | 2826.0421
4 | 82.7992 | 2694.0187 | -2307.9586 | -3694.0187 | 3225.1594
4 | -537.2141 | 687.6899 | 1438.1624 | -5057.5843 | 3468.946
4 | -3333.2362 | 1677.8856 | 910.052 | -2677.8856 | 3423.1842
4 | 4654.6028 | -3252.2649 | -10123.9789 | 5687.2311 | 3034.4099
4 | 4873.4937 | 2895.9971 | -6817.3793 | 2353.2083 | -3305.3197
4 | 4874.8397 | 2883.4965 | -6672.3504 | 2376.3358 | -3462.3215
4 | 4878.1735 | 2801.7362 | -5714.5467 | 2529.0515 | -4494.4146
4 | 4754.986 | -2157.3661 | -4696.5004 | 5614.4319 | -3515.5515
4 | -4783.3276 | -2833.2636 | 2781.5579 | 7608.9134 | -2773.8801
4 | -4714.9256 | -3082.9907 | 2189.7181 | 7688.3002 | -2080.1019
4 | -4976.0776 | -3941.2823 | 4152.4165 | 7202.3066 | -2437.3631
4 | 4940.6313 | 3119.9569 | -5442.8267 | 1828.0729 | -4445.8344
4 | 4905.2887 | 2987.0775 | -5509.9671 | 2122.5939 | -4504.9931
4 | 4944.4348 | 3141.2427 | -5424.3977 | 1781.2917 | -4442.5715
4 | 4872.4177 | 2823.0042 | -6821.188 | 2396.5191 | -3270.7529
4 | 4944.4833 | 3111.2664 | -5415.9098 | 1795.9729 | -4435.8126
4 | 4814.0017 | 3462.5756 | -9998.6171 | 1233.3621 | 488.6776
4 | 5029.9202 | 4982.674 | -7775.6633 | -2109.7376 | -127.1933
4 | 5254.8437 | 5674.2463 | -3134.9542 | -3744.9251 | -4049.2106
4 | -4982.7911 | 5312.1246 | 3446.9195 | -34.7315 | -3741.5215
4 | -4920.9366 | 4208.226 | 6282.9776 | -2852.5303 | -2717.7366
4 | -4832.6992 | 3914.1822 | 6998.8775 | -3635.5248 | -2444.8357
4 | -4809.0596 | 238.6568 | 8530.0599 | -2495.1736 | -1464.4835
4 | -4919.5631 | 4134.3347 | 6345.1619 | -2862.5535 | -2697.38
4 | -4818.2985 | 3735.8265 | 7211.7129 | -3759.241 | -2369.9999
4 | -4723.8357 | 2810.7068 | 8305.7764 | -4411.2394 | -1981.4081
4 | -4709.8166 | 1524.4617 | 7018.1642 | -4125.0185 | 292.2092
4 | -4722.9972 | 1233.3922 | 6335.272 | -3893.993 | 1048.3259
4 | -4729.4414 | 976.2845 | 7013.7201 | -3742.7735 | 482.2103
4 | -4776.0681 | 1523.4283 | 8426.0553 | -3451.1168 | -1722.2987
4 | -4868.9836 | -1046.1983 | 8854.5254 | -1649.9341 | -1289.4095
4 | -4812.2711 | -426.2772 | 8988.3825 | -2433.1518 | -1316.6825
4 | -4834.4882 | -1305.5787 | 9070.1346 | -1790.2102 | -1139.8575
4 | -4867.1932 | -1573.3454 | 8974.023 | -1385.9314 | -1147.553
4 | 5360.7114 | 5215.2919 | -2000 | -4952.6591 | -3623.3442
4 | 5119.6581 | -3393.3589 | -2000 | 2737.9572 | -2464.2565
4 | 5354.8847 | 4181.2132 | -3479.5019 | -5477.7672 | -578.8289
4 | 5422.3168 | 4454.4949 | -2000 | -5931.1686 | -1945.6431
4 | 5459.8002 | 4690.7248 | -690.7179 | -6323.1516 | -3136.6555
4 | -2487.7439 | 3828.2122 | 5930.4618 | -4912.2477 | -2358.6825
4 | -1522.9473 | 3587.5039 | 5577.0415 | -5373.0948 | -2268.5033
4 | -2547.3359 | 3435.7015 | 6444.5728 | -5136.993 | -2195.9454
4 | 5539.8325 | 3696.1195 | 550.73 | -7178.4459 | -2608.236
4 | 456.6192 | 3560.9675 | 4242.5508 | -5926.8686 | -2333.2689
4 | 5557.1544 | 2900.3114 | 1395.0044 | -7438.276 | -2414.1942
4 | 825.3532 | 3081.7793 | 4500.9462 | -6174.6011 | -2233.4776
4 | 5456.9415 | 3506.1326 | -2000 | -6307.5418 | -655.5324
4 | 5505.0434 | 2894.1704 | -1268.5468 | -6821.7732 | -308.8938
4 | 5442.5124 | 3292.0137 | -2000 | -6194.4272 | -540.0989
4 | 4799.521 | 3429.3572 | -10095.3832 | 1310.3647 | 556.1403
4 | 4805.7864 | 3493.7089 | -10015.4697 | 1170.0005 | 545.9738
4 | 4902.3612 | 3096.3954 | -6275.6952 | 1907.1423 | -3630.2036
4 | 4908.4317 | 3014.1118 | -5479.5899 | 2063.5401 | -4506.4936
4 | 4910.0602 | 2914.1323 | -5424.0351 | 2082.8318 | -4482.9893
4 | 4954.164 | 3270.5067 | -5257.2646 | 1500.061 | -4467.467
4 | 4914.1178 | 2383.5702 | -5856.4771 | 2049.0181 | -3490.2291
4 | 4963.3105 | 2623.9589 | -4908.1242 | 1639.0791 | -4318.2242
4 | 4712.6801 | 3657.4114 | -11473.6811 | 880.5786 | 2223.011
4 | 3519.0807 | 3754.0878 | -10569.4795 | 1015.002 | 2281.309
4 | 4737.6759 | 2561.028 | -10709.6324 | 1121.2632 | 2289.6654
4 | 4786.0368 | 1300.0909 | -9535.9341 | 1453.6998 | 1996.1066
4 | 4764.9826 | 1311.9091 | -9857.9699 | 1413.3471 | 2367.7311
4 | -100.9608 | 1574.8793 | -6150.811 | 2055.7688 | 2621.1235
4 | -2632.4601 | 1640.0812 | -1955.4998 | 2679.1737 | 268.7049
4 | -4757.046 | 1532.1907 | 1548.0993 | 3297.6995 | -1620.9435
4 | -4876.9484 | 1400.3303 | 2562.3875 | 3496.5524 | -2582.3218
4 | -4916.6667 | 1590.7623 | 2720.0904 | 3112.2093 | -2506.3953
4 | -4990.3226 | 1539.6599 | 3362.3243 | 3172.3331 | -3083.9947
4 | -4705.1038 | 1929.0743 | 849.9637 | 2558.1687 | -632.103
4 | -4916.6667 | 2261.3498 | 2209.4123 | 1822.618 | -1376.7133
4 | -4999.0226 | 2401.5838 | 2777.1982 | 1510.281 | -1690.0404
4 | -5013.2202 | 2428.1879 | 2883.6883 | 1450.6352 | -1749.2912
4 | -5012.1177 | 2375.6471 | 2904.2125 | 1553.3766 | -1821.1185
4 | -5028.6113 | -4258.8974 | 3284.2522 | 4688.5322 | 1314.7244
4 | -3157.7889 | -5659.9378 | -1865.5618 | 7095.9172 | 3587.3713
4 | -4063.86 | -6149.5725 | -418.7366 | 7619.7616 | 3012.4074
4 | -4519.536 | -5985.9817 | 352.6387 | 7642.9554 | 2509.9235
4 | -4499.1328 | -6170.1143 | 151.158 | 7633.9775 | 2884.1116
4 | -4460.739 | -5075.2136 | -536.3696 | 6423.7443 | 3648.5778
4 | -4826.5566 | -3480.0412 | 1167.6536 | 3450.3854 | 3688.5588
4 | -4916.6667 | -4654.5558 | 2219.0407 | 4608.2372 | 2743.9446
4 | -2244.6575 | 2120.1917 | -3907.4426 | 1270.253 | 2761.6553
4 | -4616.6445 | 2291.9069 | -271.9994 | 1557.9202 | 1038.8168
4 | -4916.6667 | 2443.9467 | 2007.9714 | 1346.6974 | -881.9488
4 | -4934.3304 | 2453.6181 | 2152.2621 | 1332.8935 | -1004.4433
4 | -5015.4351 | 2500.2286 | 2845.5576 | 1265.3253 | -1595.6764
4 | -5022.1971 | 2671.7096 | 2733.6351 | 730.1009 | -1113.2485
4 | -4916.6667 | 2462.6934 | 1981.7991 | 1286.8542 | -814.68
4 | -2569.4276 | 2187.0047 | -3565.4299 | 1163.3964 | 2784.4563
4 | -4595.694 | 2353.9174 | -532.604 | 1340.829 | 1433.5516
4 | -4857.5103 | 2589.7303 | 1313.0414 | 827.2789 | 127.4597
4 | -3037.4097 | 2154.6952 | -3055.1688 | 1108.281 | 2829.6023
4 | -4573.5123 | 2273.3198 | -777.2325 | 1232.0632 | 1845.3619
4 | -4511.7083 | 1899.2274 | -1426.8416 | 1052.806 | 2986.5165
4 | -4848.999 | 2558.3253 | 1218.4778 | 784.3414 | 287.8545
4 | -4710.1106 | 1611.9408 | -310.1552 | 286.1763 | 3122.1488
4 | 4863.2239 | 2027.5574 | -8908.4828 | -393.4288 | 2411.1302
4 | 4940.2301 | 2484.7385 | -8131.6148 | -1750.3627 | 2457.0088
4 | -670.4362 | 2285.4921 | -4678.0188 | 358.7942 | 2704.1688
4 | -4999.5766 | 2738.9765 | 2458.9853 | 495.307 | -693.6922
4 | -5025.7436 | 2764.7539 | 2671.7886 | 439.5717 | -850.3706
4 | -5025.0213 | 2768.6357 | 2699.7447 | 429.8324 | -873.1914
4 | -5039.2365 | 2266.1718 | 2529.1622 | -91.1983 | 335.1007
4 | -5052.5363 | 1769.915 | 2386.2057 | -619.0899 | 1515.5055
4 | -4970.3806 | 1151.0647 | 1452.8762 | -971.6727 | 3338.1125
4 | -5026.1026 | 1824.7094 | 3263.1248 | -1009.5262 | 947.7947
4 | -4755.3303 | 987.4811 | 5761.8124 | -3483.3028 | 1489.3395
4 | -4895.7999 | 2366.1865 | 7413.1482 | -2514.7635 | -2368.7714
4 | -4797.4404 | 2032.1491 | 8227.455 | -3403.4061 | -2058.7576
4 | -4869.7526 | 1009.0992 | 8142.1428 | -2327.2155 | -1954.274
4 | -4743.1473 | 1314.8484 | 8812.1964 | -3716.2855 | -1667.612
4 | -4708.3343 | 2239.8567 | 8701.668 | -4378.5535 | -1854.6369
4 | -4881.76 | 853.7338 | 8122.1044 | -2153.3513 | -1940.7269
4 | -4883.1953 | 792.3954 | 8085.6197 | -2118.3127 | -1876.5071
4 | -5000 | 500 | 4333.3333 | -833.3333 | 1000
4 | -4954.4109 | -1517.3158 | 6004.9321 | -624.3835 | 1091.1781
4 | -4940.082 | -982.9707 | 6530.3269 | -948.1762 | 340.9019
4 | -4921.9499 | -1431.7404 | 7195.1709 | -982.9294 | 141.4487
4 | -4889.9702 | -1307.3646 | 8215.1128 | -1349.5144 | -668.2635
4 | -4798.4896 | -296.3284 | 8636.5633 | -2616.5797 | -925.1656
4 | -4895.9496 | -2359.498 | 8148.5136 | -748.5119 | -144.5541
4 | -5052.9172 | 1637.7205 | 2393.0348 | -559.9276 | 1582.0896
4 | 5049.4664 | 2064.5053 | -6693.7 | -3064.5053 | 2644.2337
4 | 5314.7988 | 1066.0696 | -3200.1151 | -6229.6199 | 3048.8666
4 | 5522.2629 | 1601.0257 | -414.1081 | -7116.9693 | 407.7887
4 | 5524.7485 | 1616.6904 | -327.2878 | -7142.9622 | 328.8111
4 | 2564.139 | 1043.3494 | 683.9471 | -6199.0549 | 1907.6194
4 | 5523.4267 | 1586.2202 | -396.4117 | -7129.4103 | 416.1751
4 | 688.3593 | 583.9709 | 769.6348 | -5441.478 | 3399.5131
4 | 5364.2983 | 631.2847 | -2470.0576 | -6677.0753 | 3151.5499
4 | 2990.4627 | 565.5293 | -752.0749 | -6091.4475 | 3287.5306
4 | -4874.0404 | 867.9619 | 2410.4346 | -1867.9619 | 3463.6058
4 | -4794.4204 | 636.2832 | 3212.4244 | -2611.1952 | 3556.908
4 | -4705.1582 | 566.2774 | 3423.4529 | -2867.5437 | 3582.9715
4 | -1367.478 | 470.3075 | 2168.945 | -4785.4748 | 3513.7003
4 | -4769.4854 | 574.7988 | 3514.9214 | -2856.0365 | 3535.8017
4 | -4731.5234 | 739.5444 | 5173.2633 | -3510.6283 | 2329.344
4 | -3471.1037 | 713.8418 | 4805.8123 | -4275.1158 | 2226.5654
4 | -4770.271 | 499.4873 | 3490.089 | -2813.0298 | 3593.7245
4 | -5044.9448 | -1877.5045 | 2366.4485 | 877.5045 | 3678.4963
4 | -5051.4649 | -2139.827 | 2446.2874 | 1038.1352 | 3706.8692
4 | -4866.1367 | 939.3305 | 2393.3906 | -1939.3305 | 3472.7461
4 | -4888.8223 | -0.94144 | 2189.9591 | -999.0586 | 3698.8633
4 | 4735.5637 | 3859.6577 | -11263.3956 | 439.3357 | 2228.8385
4 | 4834.7593 | 4269.4761 | -10066.6728 | -486.8206 | 1449.2581
4 | 4909.2226 | 4186.8969 | -9010.6459 | -972.6329 | 887.1593
4 | -4875.2994 | 3619.0053 | 1676.5997 | 1058.5298 | -1478.8355
4 | -4916.6667 | 3407.698 | 1994.2668 | 1091.025 | -1576.3232
4 | -4923.3937 | 3370.3637 | 2049.8016 | 1096.6495 | -1593.4211
4 | -5013.8453 | 2843.7581 | 2828.6194 | 1175.0916 | -1833.6239
4 | -5013.6953 | 2838.2462 | 2835.6564 | 1175.6923 | -1835.8996
4 | -5013.8167 | 2803.5214 | 2834.1995 | 1201.6758 | -1825.58
4 | -5014.0792 | 2799.6347 | 2831.0493 | 1186.6611 | -1803.2659
4 | -4911.3703 | 3630.0444 | 1925.8365 | 982.1431 | -1626.6537
4 | -5013.0315 | 3667.7317 | 2733.3326 | 724.8654 | -2112.8981
4 | -5009.1957 | 3677.9998 | 2889.6519 | 659.9117 | -2218.3677
4 | -4916.6667 | 3471.3956 | 1985.2129 | 1056.8685 | -1596.8103
4 | 4821.7123 | 3617.1753 | -10077.6399 | -667.8004 | 2306.5527
4 | 4764.7489 | 4116.9378 | -10999.4592 | -121.9224 | 2239.695
4 | 4782.9639 | 4273.6458 | -10859.6358 | -463.4746 | 2266.5008
4 | 4958.8965 | 4570.7586 | -8439.8104 | -1198.7674 | 108.9227
4 | 5002.7634 | 4724.2778 | -7592.907 | -1556.0878 | -578.0464
4 | 5216.1217 | 5410.7432 | -3320.1947 | -3169.2208 | -4137.4494
4 | -1788.1869 | 5154.6694 | 1176.273 | -612.9811 | -3929.7745
4 | -4988.2095 | 4989.8573 | 3183.3008 | 657.5278 | -3842.4764
4 | -4988.0465 | 5012.3604 | 3203.2098 | 609.2224 | -3836.7461
4 | -4988.0582 | 4973.2047 | 3203.0108 | 647.7694 | -3835.9267
4 | -5000 | 4326.373 | 3000 | 673.627 | -3000
4 | -4986.4981 | 5091.2473 | 3272.3451 | 439.6028 | -3816.6971
4 | 4966.6609 | 4619.5276 | -8364.3595 | -1306.3619 | 84.5328
4 | 4990.1154 | 4265.7087 | -7914.742 | -1462.788 | 121.7058
4 | 5003.9162 | 4283.7736 | -7653.968 | -1575.9126 | -57.8092
4 | 5289.4087 | 4294.0564 | -2108.7469 | -3757.1437 | -3717.5744
4 | 5288.5833 | 3993.0433 | -2000 | -3619.2 | -3662.4266
4 | 5296.5823 | 4203.2054 | -2000 | -3820.4236 | -3679.3642
4 | 4997.2897 | 4218.8922 | -7804.3791 | -1531.2955 | 119.4928
4 | 4850.3983 | 3394.7382 | -9627.7367 | -958.1223 | 2340.7226
4 | -4186.5109 | 3856.3002 | 4077.0621 | -344.6661 | -3402.1852
4 | -4957.4865 | 3791.0155 | 4591.0156 | -53.4534 | -3371.0912
4 | -4954.2176 | 3691.4236 | 4739.2011 | -154.3427 | -3322.0644
4 | -5024.092 | 2827.5074 | 2710.8955 | 437.8657 | -952.1765
4 | -5025.1697 | 2811.8018 | 2673.7539 | 448.612 | -908.9979
4 | 4984.7523 | 2949.3697 | -7473.2796 | -846.1843 | 385.3419
4 | 4845.973 | 1140.3619 | -8577.9864 | 1648.4286 | 943.2229
4 | 4928.3465 | 633.7049 | -5397.2423 | 2290.3392 | -2455.1483
4 | 4930.6633 | 421.5532 | -4022.9229 | 2566.3627 | -3895.6563
4 | -4973.9414 | 1283.1269 | 3451.2906 | 3671.1466 | -3431.6227
4 | -4982.4685 | 409.9302 | 3620.4011 | 4212.2431 | -3260.1058
4 | -4984.1394 | 1324.7835 | 3498.0456 | 3586.302 | -3424.9918
4 | 4832.2483 | -3540.293 | -3209.6017 | 5031.2852 | -3113.6387
4 | 4748.6713 | -5747.6784 | -7798.3376 | 5858.9555 | 2938.3893
4 | 4737.0042 | -5824.3781 | -7949.5986 | 5889.3182 | 3147.6543
4 | 95.0594 | -6132.0837 | -4265.4228 | 6852.146 | 3450.3012
4 | 4786.4671 | -6267.3178 | -7219.0955 | 5438.6405 | 3261.3058
4 | 4961.345 | -6556.95 | -4784.6521 | 4380.2571 | 2000
4 | -4799.827 | -6364.7996 | 2158.6636 | 7005.963 | 2000
4 | -4916.6667 | -6439.7487 | 2938.9438 | 6762.1205 | 1655.351
4 | -5018.1782 | -6510.3989 | 3666.8002 | 6530.5488 | 1331.228
4 | -5000.6242 | -6583.4464 | 4310.4458 | 6266.7585 | 1006.8663
4 | -4983.3789 | -6651.1203 | 4905.869 | 6022.1782 | 706.452
4 | -4980.0835 | -6312.782 | 5063.604 | 5448.3427 | 780.9188
4 | -4958.755 | -4628.007 | 5845.6493 | 2589.3822 | 1151.7305
4 | -4919.6924 | -4128.7392 | 7277.945 | 1505.4123 | 265.0743
4 | -4943.252 | -3417.5243 | 6414.0939 | 1570.9105 | 375.7718
4 | -4918.6842 | -3789.6089 | 7314.9138 | 1287.8534 | 105.5259
4 | -4916.6667 | -5876.283 | 2711.3677 | 6081.5819 | 2000
4 | -5018.8231 | -5414.1076 | 3228.4659 | 5204.4648 | 2000
4 | -5028.5845 | -5362.3244 | 3285.2366 | 5105.6723 | 2000
4 | -4972.8505 | -3206.4557 | 5328.8153 | 850.4909 | 2000
4 | -5027.7321 | -5480.0863 | 3316.489 | 5256.3396 | 1934.9898
4 | 5444.3236 | -1776.4156 | -501.9246 | -5165.9833 | 2000
4 | 1562.5189 | -1564.0417 | 2390.5919 | -4389.0691 | 2000
4 | -497.0673 | -1535.7717 | 3843.7628 | -3810.9239 | 2000
4 | 4803.7662 | -6092.7388 | -7067.1642 | 5092.7388 | 3263.398
4 | 5362.2026 | -542.4654 | -2125.3242 | -5972.0782 | 3277.6651
4 | 2698.4812 | -284.2041 | -294.6452 | -5514.2382 | 3394.6063
4 | -1933.6953 | -32.9971 | 2700.8198 | -4330.7233 | 3596.5959
4 | -2988.7613 | -326.6553 | 3893.3172 | -3842.7657 | 3264.865
4 | -5025.7098 | -2378.991 | 2311.6792 | 1378.991 | 3714.0306
4 | -5051.1346 | -2240.5154 | 2458.3977 | 1117.1644 | 3716.088
4 | -5050.2499 | -2205.8238 | 2490.8371 | 1048.9468 | 3716.2898
4 | -4760.5876 | -397.3346 | 4036.9784 | -2595.3387 | 3716.2825
4 | -4755.128 | -453.8233 | 4286.0533 | -2656.627 | 3579.5251
4 | -4977.9688 | -2687.1223 | 5141.1425 | 215.7472 | 2308.2015
4 | -5039.8611 | -1955.3355 | 2313.0273 | 955.3355 | 3726.8337
4 | -5051.4361 | -2183.656 | 2447.342 | 1069.7805 | 3717.9697
4 | -4908.4806 | -441.0903 | 2142.2299 | -558.9097 | 3766.2507
4 | -4968.8027 | -4234.8085 | 4474.4433 | 7080.7056 | -2351.5377
4 | -4981.5201 | -4408.2015 | 4119.7371 | 7146.8462 | -1876.8618
4 | -4869.6083 | -4816.7773 | 3151.4346 | 7276.73 | -741.779
4 | -4916.6667 | -5083.4024 | 3387.5069 | 7116.7081 | -504.1459
4 | -4990.3226 | -4869.7026 | 4003.2606 | 7017.9506 | -1161.186
4 | -5017.5113 | -6421.5428 | 3691.2513 | 6555.1782 | 1192.6246
4 | -4944.3516 | -5125.6422 | 5619.0308 | 6327.3298 | -1876.3669
4 | -4886.0438 | -68.754 | 7977.3184 | -1165.7814 | -1856.7392
4 | -4898.9648 | -789.7996 | 7640.681 | -648.7002 | -1303.2164
4 | -4880.0923 | -2865.1454 | 8442.0266 | 485.9648 | -1182.7537
4 | -4923.8751 | -5815.6778 | 6613.9553 | 5494.8399 | -1369.2423
4 | 5044.2134 | -5081.123 | -1347.2145 | 3682.6509 | -2298.5268
4 | 5102.7392 | -6351.3669 | -1989.7581 | 3399.086 | -160.7003
4 | 3322.0354 | -5123.5951 | -100.761 | 4109.4624 | -2207.1417
4 | 5018.1771 | 876.7701 | -3645.5473 | 1580.5039 | -3829.9037
4 | 5242.8075 | 2751.7568 | -2000 | -2440.0685 | -3554.4957
4 | 5102.5641 | -2256.705 | -2000 | 2034.2863 | -2880.1454
4 | 5117.9393 | -4499.0062 | -1100.5523 | 2774.0324 | -2292.4132
4 | 5209.9338 | -3156.8649 | -474.402 | 695.479 | -2274.1458
4 | 5561.9524 | 2234.4089 | 1839.2321 | -7370.7745 | -2264.819
4 | 4962.8065 | 1953.4529 | -7372.2426 | -155.4433 | 611.4265
4 | 5017.2024 | 2203.3727 | -6533.239 | -767.3311 | 79.9951
4 | 5268.5582 | 3054.1059 | -2000 | -3055.8663 | -3266.7979
4 | 5280.8439 | 3113.5801 | -1678.887 | -3214.3669 | -3501.1701
4 | -4950.5641 | 2841.0324 | 4928.1546 | 378.6607 | -3197.2837
4 | -5002.8862 | 2528.1602 | 3229.1234 | 1209.0073 | -1963.4048
4 | 4999.4092 | 2170.5127 | -6982.9042 | -700.2918 | 513.274
4 | 5144.8304 | 2881.42 | -5389.4729 | -2783.3975 | 146.62
4 | 5311.1418 | 3361.4335 | -2000 | -4009.9802 | -2662.5951
4 | 5338.9503 | 3482.9706 | -1129.2585 | -4316.4161 | -3376.2463
4 | -4939.5267 | 3146.5663 | 5408.2517 | -522.7751 | -3092.5163
4 | 5562.5772 | 2299.1102 | 1825.573 | -7409.3892 | -2277.8711
4 | 4991.5902 | 2258.6177 | 2245.435 | -7253.7523 | -2241.8905
4 | -2733.8285 | 1904.031 | 7423.6287 | -4659.5373 | -1934.2938
4 | -1888.7412 | 1699.9683 | 6738.1361 | -5181.8406 | -1367.5226
4 | -3717.8023 | 1067.4516 | 7707.7732 | -3158.8698 | -1898.5527
4 | -2605.5635 | 1253.7798 | 7600.0812 | -4525.3696 | -1722.9279
4 | -3113.9269 | -1645.1911 | 8117.3185 | -2231.9971 | -1126.2035
4 | -2367.3563 | 1930.3552 | 7398.0055 | -5094.5546 | -1866.4498
4 | 1329.7958 | 1894.7759 | 4603.8945 | -6216.3919 | -1612.0743
4 | 1158.8888 | 2090.2432 | 4989.0116 | -6214.2733 | -2023.8702
4 | -823.2661 | -1852.7814 | 6570.8322 | -2728.4862 | -1166.2985
4 | 5401.2125 | 2249.1044 | -2000 | -5440.6172 | -209.6996
4 | 4831.9635 | -816.7428 | -8150.3805 | 2866.0578 | 1269.102
4 | 4844.4444 | -2233.3333 | -7033.3333 | 3833.3333 | 588.8889
4 | 4749.7164 | -5708.1285 | -7795.4631 | 5835.5388 | 2918.3365
4 | 4927.2727 | -5836.3636 | -5418.1818 | 4454.5455 | 1872.7273
4 | 4953.6232 | -6439.1304 | -4904.3478 | 4471.0145 | 1918.8406
4 | 4974.7632 | -6578.9663 | -4597.8846 | 4299.1354 | 1902.9523
4 | 5108.6312 | -6854.359 | -2231.4829 | 3291.1733 | 686.0374
4 | 5151.9509 | -6349.7573 | -2000 | 2410.9003 | 786.9061
4 | 5206.2428 | -5655.3864 | -1677.554 | 1201.0889 | 925.6087
4 | 3844.6464 | -6833.9194 | -1292.2953 | 3615.3496 | 666.2187
4 | 5217.2495 | -5201.3957 | -2000 | 722.1422 | 1262.0041
4 | 5345.269 | -3829.9586 | -910.4703 | -1932.2176 | 1327.3775
4 | 5462.294 | -2044.8032 | -147.2018 | -4990.5716 | 1720.2825
4 | 1385.8506 | -1762.3505 | 2808.5368 | -4214.4861 | 1782.4492
4 | -81.122 | -1737.0834 | 3836.0833 | -3805.8882 | 1788.0103
4 | 5492.1794 | -1460.8528 | 112.6048 | -5319.1014 | 1175.1699
4 | 5479.7069 | -2268.4231 | 161.3561 | -4696.3407 | 1323.7008
4 | 5102.5641 | -6356.4506 | -2000 | 3400.8682 | -146.9816
4 | 5103.1476 | -6372.4314 | -2000 | 3394.5259 | -125.242
4 | 4821.6931 | 1089.6825 | -7810.3175 | 3329.3651 | -1430.4233
4 | 4677.0817 | -4214.9283 | -8973.7823 | 6385.9252 | 2125.7037
4 | 4641.5443 | -4601.1912 | -9757.2212 | 6534.5839 | 3182.2841
4 | 4681.6287 | -4890.0337 | -9286.1764 | 6238.5592 | 3256.0222
4 | 4746.0259 | -5089.7753 | -8378.9008 | 5809.8014 | 2912.8488
4 | 4783.7512 | -5032.9186 | -7748.3769 | 5589.4258 | 2408.1186
4 | 4857.6494 | -4866.2273 | -6481.7685 | 5167.5415 | 1322.805
4 | 5049.254 | -4296.4771 | -2110.9763 | 3742.1432 | -2383.9438
4 | -4963.7345 | -4284.9799 | 4799.1245 | 6440.3402 | -1990.7503
4 | -4924.8097 | -5776.7998 | 6573.3499 | 5506.2413 | -1377.9817
4 | -4923.98 | -5853.3714 | 6626.0303 | 5471.6467 | -1320.3257
4 | 5128.6968 | -5123.2784 | -1167.6762 | 3208.8908 | -2046.633
4 | 5168.5578 | -5840.0318 | -329.8712 | 2754.4109 | -1753.0657
4 | 5115.9946 | -5840.7958 | -292.6013 | 2768.0647 | -1750.6622
4 | -4283.605 | -5838.1594 | 6204.0391 | 5295.922 | -1378.1967
4 | 5172.1113 | -5804.7337 | -302.2941 | 2683.0654 | -1748.1489
4 | 5126.9105 | -5490.2545 | -809.5342 | 3177.8956 | -2005.0173
4 | 3321.0959 | -5142.32 | -7616.5665 | 6251.2987 | 3186.4919
4 | 4754.447 | -5095.3281 | -8266.3077 | 5744.0552 | 2863.1336
4 | 4761.0289 | -5149.1877 | -8156.7 | 5711.2777 | 2833.581
4 | 4894.0401 | -5737.7547 | -6134.749 | 4844.3625 | 2134.101
4 | 4914.3571 | -5808.3409 | -5820.2985 | 4714.2823 | 2000
4 | 4919.881 | -5885.8561 | -5713.5487 | 4679.5239 | 2000
4 | 4917.2134 | -5780.4796 | -5805.5873 | 4668.8535 | 2000
4 | -4618.0265 | -5528.5232 | 828.4856 | 7318.0642 | 2000
4 | -4916.6667 | -5904.2554 | 2852.5725 | 6712.0328 | 1256.3167
4 | -5018.2405 | -6042.8098 | 3591.8212 | 6486.6664 | 982.5627
4 | -4956.875 | -6513.7341 | 5764.4435 | 5630.9637 | 75.2019
4 | -5018.7839 | -6346.1989 | 3644.591 | 6513.7691 | 1206.6227
4 | 4709.0548 | -5135.634 | -8881.1285 | 5988.6683 | 3319.0394
4 | 4635.1715 | -5137.2168 | -8828.2077 | 6007.2648 | 3322.9883
4 | 4709.638 | -5137.6702 | -8873.5166 | 5981.5334 | 3320.0153
4 | 4724.8431 | -5144.5327 | -8669.8625 | 5867.7672 | 3221.7849
4 | 5018.6891 | -3783.7995 | -5387.2867 | 1896.7721 | 2255.625
4 | 5221.575 | -2185.1345 | -3409.1262 | -1627.3143 | 2000
4 | -4995.7422 | -3299.5683 | 2588.0675 | 3707.2431 | 2000
4 | -5040.0985 | -3117.4784 | 2863.0535 | 3325.0743 | 1969.4491
4 | -4998.0976 | -1938.0294 | 4403.0879 | 755.6067 | 1777.4324
4 | -4890.4737 | -1330.1078 | 5133.9121 | -593.3248 | 1679.9942
4 | -5040.4991 | -3062.1373 | 2848.3668 | 3254.2696 | 2000
4 | -5009.4978 | -1862.9641 | 3985.0802 | 887.3817 | 2000
4 | -4903.2252 | -1199.4555 | 4552.3313 | -449.6506 | 2000
4 | -4772.4759 | -1141.7465 | 6168.7855 | -2254.5631 | 2000
4 | -4779.4532 | -1417.9638 | 6932.1888 | -2093.4054 | 1358.6335
4 | -4966.6852 | -2703.4004 | 5554.8751 | 115.2105 | 2000
4 | 5397.4713 | -800.2171 | -1693.4911 | -4680.5523 | 1776.7891
4 | 564.1377 | -642.7559 | 2055.3128 | -3641.5871 | 1664.8925
4 | -136.588 | -644.4136 | 2566.1954 | -3437.8657 | 1652.6719
4 | 5383.1311 | -586.0473 | -1976.5553 | -4820.5286 | 2000
4 | 938.8365 | -342.8995 | 1335.0991 | -3931.0362 | 2000
4 | 791.9515 | -387.0366 | 1516.3727 | -3866.7119 | 1945.4244
4 | 847.0178 | -355.4409 | 1426.0131 | -3917.5899 | 2000
4 | -4177.6113 | -1052.9413 | 5910.7165 | -2680.164 | 2000
4 | 5058.2771 | -3925.5363 | -4792.7563 | 1660.0156 | 2000
4 | 5138.525 | -4209.6974 | -3588.7441 | 1179.2219 | 1480.6946
4 | -5029.9389 | -4220.1251 | 3235.5734 | 4503.4463 | 1511.0443
4 | -5022.1664 | -4020.4349 | 3520.5649 | 4278.2059 | 1243.8305
4 | -4977.9675 | -2122.9106 | 5141.192 | 496.9404 | 1462.7456
4 | -4868.2712 | -1419.8394 | 5718.0179 | -876.1881 | 1446.2807
4 | -4802.9131 | -1660.7978 | 7365.3381 | -1714.366 | 812.7387
4 | -4908.524 | -2781.8218 | 7687.4543 | -405.8754 | 408.7668
4 | -4811.4797 | -1932.8381 | 7749.2742 | -1613.7327 | 608.7763
4 | -5000.1626 | -4703.1881 | 4327.3727 | 4374.1898 | 1001.7882
4 | -4938.302 | -5659.3169 | 6486.4204 | 4117.395 | -6.1966
4 | -4916.6095 | -4274.9869 | 7390.9832 | 1717.9082 | 82.705
4 | -4914.0184 | -4129.2576 | 7485.9918 | 1465.2185 | 92.0657
4 | -4911.1294 | -3637.7688 | 7591.9204 | 760.422 | 196.5559
4 | -3787.8541 | -3318.3323 | 7236.2411 | -281.35 | 151.2953
4 | -2517.3536 | -2508.8991 | 6884.436 | -2069.5396 | 211.3563
4 | -2760.7025 | -2404.6453 | 7217.8852 | -2016.5981 | -35.9393
4 | -4912.8141 | -4091.4703 | 7530.149 | 1433.1801 | 40.9553
4 | 5427.5233 | -1279.0943 | -1071.2929 | -4489.6984 | 1412.5623
4 | 417.4782 | -954.3157 | 2596.348 | -3479.4525 | 1419.942
4 | -1351.853 | -913.3638 | 3823.3632 | -2982.3877 | 1424.2412
4 | 4895.8205 | -3258.7594 | -7238.3528 | 2258.7594 | 3342.5323
4 | 5296.1834 | 720.4294 | -3695.3715 | -5674.0023 | 3352.761
4 | 4664.5808 | 781.6665 | -3261.294 | -5565.4426 | 3380.4892
4 | -3136.9946 | -223.8215 | 426.1976 | -776.1785 | 3710.797
4 | 2318.3166 | 493.9287 | -986.3957 | -5279.7389 | 3453.8893
4 | 4709.5922 | -5141.138 | -8872.3735 | 5984.0169 | 3319.9025
4 | 4740.9133 | -5224.1928 | -8418.155 | 5791.9564 | 3109.4781
4 | 4703.4871 | -5356.6407 | -8642.8866 | 6135.3429 | 3160.6972
4 | 4747.7387 | -5733.2932 | -7818.1445 | 5866.1176 | 2937.5815
4 | 4951.5427 | -4558.7722 | -5278.2515 | 4303.2366 | 582.2445
4 | 4962.9254 | -4380.7381 | -5729.4717 | 3715.4235 | 1431.8609
4 | 5173.5416 | -3351.1183 | -3421.6766 | 698.424 | 900.8293
4 | 5258.1561 | -3042.5578 | -2000 | -148.9351 | -66.6631
4 | 5259.7514 | -3034.4738 | -1962.2735 | -170.9613 | -92.0428
4 | -4990.5144 | -3337.1021 | 4492.396 | 3505.7942 | 329.4262
4 | -4970.3743 | -2159.0681 | 5419.6085 | 1035.7164 | 674.1174
4 | -4961.2011 | -1730.2012 | 5755.9603 | 135.9304 | 799.5117
4 | -4867.9093 | -1203.0907 | 6115.7828 | -994.3308 | 949.5479
4 | -4820.1084 | -891.3585 | 8190.1732 | -1861.3085 | -617.3977
4 | -4946.993 | -1639.6507 | 6276.9237 | -107.2029 | 416.9229
4 | -4893.8456 | -2443.651 | 8225.6619 | -720.4668 | -167.6986
4 | -4896.1332 | -2510.165 | 8141.781 | -667.8574 | -67.6254
4 | -4826.7518 | -1803.3286 | 8459.0459 | -1597.324 | -231.6415
4 | 5467.2399 | -992.7679 | -468.0221 | -4503.2161 | 496.7662
4 | 148.1842 | -751.3716 | 3199.48 | -3428.6879 | 832.3953
4 | -1658.9005 | -739.3429 | 4389.6054 | -2917.2468 | 925.8848
4 | 5349.8549 | -2598.2881 | 392.7792 | -1333.4099 | -1810.9362
4 | -4912.6786 | -2871.665 | 7019.9206 | 2270.5483 | -1506.1253
4 | -4875.4435 | -1190.144 | 8605.9123 | -1286.7278 | -1253.5969
4 | -4833.5048 | -952.3494 | 8805.5796 | -1800.6035 | -1219.1219
4 | -4835.9447 | -1163.1978 | 8909.4361 | -1736.5656 | -1173.728
4 | -4871.7995 | -1427.6754 | 8774.5911 | -1286.6332 | -1188.483
4 | -4869.8253 | -1853.1739 | 8923.0355 | -1218.0079 | -982.0283
4 | -4838.7087 | -1562.5566 | 9020.4837 | -1621.4471 | -997.7713
4 | -4905.3899 | -3871.9173 | 7374.8997 | 2725.5282 | -1323.1206
4 | -4905.542 | -4746.9772 | 7469.0287 | 3205.8269 | -1022.3364
4 | -4885.1149 | -3396.6641 | 8336.0348 | 838.7338 | -892.9896
4 | -3112.2157 | -2042.3364 | 8036.3539 | -1974.3542 | -907.4476
4 | 5492.1234 | -1244.952 | 1593.8454 | -4229.5357 | -1611.4811
4 | -918.2305 | -971.5541 | 6158.9285 | -2915.0937 | -1354.0502
4 | -888.9145 | -1767.2933 | 6524.7486 | -2684.4383 | -1184.1025
4 | 5336.5065 | -4115.1242 | 946.6122 | -635.1822 | -1532.8124
4 | -779.266 | -4402.3209 | 4940.6208 | 1569.3708 | -1328.4047
4 | 5492.6422 | -2239.9965 | 2077.7777 | -3933.2395 | -1397.184
4 | 357.0328 | -2021.3489 | 5735.2481 | -2880.0695 | -1190.8625
4 | -857.3911 | -1990.7358 | 6565.5154 | -2629.4199 | -1087.9686
4 | 5310.7331 | -2415.3102 | -2000 | -1409.5582 | 514.1354
4 | 5465.4227 | -969.4344 | -623.1279 | -4526.3512 | 653.4908
4 | 5186.4177 | -3830.7478 | -3070.2116 | 740.9888 | 973.5528
4 | 5257.885 | -3061.296 | -2000 | -140.4394 | -56.1497
4 | 5300.964 | -2745.422 | -2000 | -1147.83 | 592.2881
4 | 5465.2864 | -1051.3044 | -594.9937 | -4501.7035 | 682.7152
4 | 5183.4735 | -4553.3787 | -2827.8619 | 1079.4859 | 1118.2812
4 | 5218.1757 | -4923.1867 | -2000 | 976.6382 | 728.3728
4 | 5253.5644 | -5551.3211 | -578.0892 | 809.6533 | 66.1926
4 | 5475.8157 | -2876.8643 | 1043.2069 | -3881.2627 | 239.1045
4 | -262.1696 | -2536.8417 | 5286.8094 | -2711.8481 | 224.0501
4 | 5258.341 | -4174.4944 | -2000 | -17.1185 | 933.2719
4 | 5464.3289 | -1869.4706 | -305.5229 | -4269.1813 | 979.846
4 | 4966.3997 | -5868.9816 | -5107.7695 | 4295.4339 | 1714.9175
4 | 5119.6581 | -4042.1037 | -2000 | 2954.2055 | -2031.7599
4 | 5124.0493 | -4033.7655 | -1743.1156 | 2949.2305 | -2296.3987
4 | 4959.7473 | -5620.624 | -5017.5543 | 4465.4785 | 1212.9526
4 | 4965.6441 | -5985.5657 | -5026.2395 | 4386.0313 | 1660.1299
4 | 4960.2458 | -6118.0109 | -5054.9272 | 4422.1226 | 1790.5696
4 | 5128.0148 | -6655.1292 | -2000 | 3152.8114 | 374.3031
4 | 5123.4579 | -6819.0202 | -2000 | 3181.6248 | 513.9375
4 | 5144.2249 | -6751.9779 | -1556.1877 | 2976.0384 | 187.9022
4 | 4524.0527 | -6741.0507 | -1089.2526 | 3132.4245 | 173.8261
4 | 5186.2209 | -6297.7799 | -1172.944 | 2147.6117 | 136.8913
4 | 4945.7727 | -6245.4188 | -5113.9599 | 4536.7676 | 1876.8384
4 | 5111.8003 | -5720.2461 | -2000 | 3364.2871 | -755.8413
5 | -4833.3333 | 4011.1518 | 2007.2181 | 2626.6422 | -3811.6789
5 | -4848.5543 | 4007.7896 | 2139.216 | 2634.748 | -3933.1993
5 | -4996.6028 | 4638.2699 | 2861.2158 | 1324.5371 | -3827.42
5 | -4995.7462 | 4608.8488 | 2878.8756 | 1386.1004 | -3878.0786
5 | -4861.5779 | 2958.1783 | 2356.8313 | 3269.7242 | -3723.1559
5 | -4987.7053 | -471.1218 | 3525.0432 | 4846.3159 | -2912.532
5 | -5020.5317 | -3959.837 | 3309.848 | 5256.6457 | 413.8749
5 | -4993.5839 | -3860.6783 | 2933.5472 | 4919.7984 | 1000.9166
5 | -5023.9103 | -4085.257 | 3264.3329 | 5158.6836 | 686.1508
5 | -5028.5515 | -4860.8604 | 3286.4467 | 5288.8992 | 1314.066
5 | -5024.5563 | -3877.7803 | 3232.4852 | 5001.0808 | 668.7706
5 | -4988.3365 | 166.8567 | 3450.398 | 4431.1656 | -3060.0837
5 | -4833.3333 | 5051.5864 | 1125.6993 | 447.4307 | -1791.383
5 | -4850.4409 | 5067.9614 | 1256.9815 | 414.328 | -1888.8301
5 | -5002.8517 | 4852.919 | 2732.3737 | 875.3867 | -3457.8278
5 | -5011.6962 | 5233.1945 | 2571.5383 | 77.1122 | -2870.1488
5 | -4979.7321 | 5379.6988 | 3580.862 | -270.9956 | -3709.8331
5 | -4922.1484 | 4352.0195 | 6221.1028 | -2894.2377 | -2756.7361
5 | -4884.0523 | -168.6021 | 8166.3397 | -1583.0271 | -1530.6584
5 | -5041.9684 | 4103.6439 | 2246.149 | -1124.4436 | -183.3809
5 | -5000.2861 | 3789.6656 | 1772.6172 | -1303.3292 | 741.3324
5 | -4843.4073 | 3402.8368 | 3675.7733 | -2843.7452 | 608.5424
5 | -4769.3582 | 3724.1923 | 6910.5611 | -4120.6023 | -1744.793
5 | -4765.195 | 3828.9854 | 7494.5189 | -4286.9992 | -2271.3102
5 | -4753.5253 | 3734.4573 | 7609.9186 | -4369.6669 | -2221.1836
5 | -2256.9507 | 3112.7492 | 6694.8945 | -5562.5529 | -1988.1402
5 | 3658.2365 | 3032.6682 | 2707.444 | -7216.8425 | -2181.5063
5 | 3031.783 | 50.5705 | 3780.002 | -5315.2458 | -1547.1097
5 | -4734.8846 | 836.1674 | 8817.3134 | -3470.4571 | -1448.1391
5 | -4467.3326 | 860.1692 | 8681.223 | -3626.738 | -1447.3216
5 | -4736.7965 | 231.0954 | 8812.5375 | -3192.9787 | -1113.8578
5 | -4677.6886 | 2754.6126 | 8744.927 | -5005.0553 | -1816.7957
5 | -4726.7526 | 843.9339 | 8899.6 | -3583.4017 | -1433.3796
5 | -4676.6673 | 2627.3261 | 8880.3978 | -5044.2498 | -1786.8069
5 | 1490.3219 | 1979.5132 | 5326.9328 | -6941.481 | -1855.2869
5 | 4589.0601 | 1954.3582 | 3220.0923 | -7802.9646 | -1960.546
5 | 3548.0437 | -579.6745 | 4076.6357 | -5627.2435 | -1417.7615
5 | -2854.7756 | 3139.4043 | 848.0884 | -3199.4839 | 2066.7669
5 | -1343.2579 | 3041.0212 | -1892.7636 | -3049.0864 | 3244.0868
5 | 5065.3301 | 3709.4313 | -7401.9894 | -4134.9434 | 2762.1714
5 | 5322.9429 | 4390.2283 | -3941.8588 | -5216.8398 | -554.4725
5 | 5410.7361 | 4757.7057 | -2000 | -5800.6239 | -2367.8179
5 | 5438.5734 | 4939.7751 | -1015.233 | -6089.8038 | -3273.3116
5 | 5560.8142 | 3424.2531 | 879.7767 | -7397.7762 | -2467.0678
5 | 5568.8722 | 2650.271 | 297.3264 | -7495.0927 | -1021.377
5 | 5329.5607 | 3076.5237 | 1493.959 | -7628.3198 | -2271.7236
5 | 5348.0367 | -309.0641 | 2185.8255 | -5637.7967 | -1587.0014
5 | 5529.8904 | -644.9449 | 1835.1098 | -5104.4562 | -1615.5991
5 | 5551.0213 | 2878.6689 | 1389.5374 | -7379.0666 | -2440.161
5 | 5456.8846 | 3503.8248 | -2000 | -6305.6328 | -655.0765
5 | 5552.6421 | 2288.7667 | -544.7891 | -7330.6938 | 34.0741
5 | 5567.8354 | 1222.3877 | 168.6774 | -7584.8947 | 625.9942
5 | 5437.9658 | 3223.4211 | -2000 | -6157.6608 | -503.7261
5 | 5097.1356 | 3424.9026 | -6932.3539 | -4424.9026 | 2835.2182
5 | 5095.0468 | 3385.1231 | -6894.1321 | -4385.1231 | 2799.0853
5 | -1980.642 | 2383.574 | -382.0381 | -3383.574 | 3362.68
5 | -2583.7016 | 1774.0257 | 1040.9869 | -3695.2032 | 3463.8923
5 | -1714.3563 | 2451.0236 | -654.4709 | -3451.0236 | 3368.8272
5 | -1358.049 | 2733.4151 | -1351.6177 | -3349.1605 | 3325.4121
5 | -854.5966 | 2609.1888 | -1479.2755 | -3609.1888 | 3333.8722
5 | 4682.7073 | 1244.1404 | -2820.0893 | -6490.816 | 3384.0576
5 | 5347.8715 | 1224.5818 | -3234.945 | -6692.6375 | 3355.1292
5 | 5365.8779 | 1194.9975 | -2984.207 | -6801.0011 | 3224.3327
5 | 5394.1569 | 637.4726 | -2292.4895 | -7013.3391 | 3274.199
5 | 5403.3747 | 431.3284 | -2052.7868 | -7084.5656 | 3302.6493
5 | 4885.9148 | 1199.5067 | -2598.268 | -6689.3854 | 3202.2319
5 | 4906.5114 | 1199.0617 | -2612.562 | -6695.0659 | 3202.0548
5 | -4660.0181 | 2024.7552 | 7929.8812 | -4881.3308 | -413.2875
5 | -3525.6498 | 595.8568 | 5225.1213 | -4863.9969 | 2568.6686
5 | -4645.7486 | 1304.6637 | 7201.7107 | -4722.8182 | 862.1925
5 | -4960.3068 | 1405.3348 | 1334.2798 | -1110.4117 | 3331.1039
5 | -4865.7099 | 993.5415 | 2409.7495 | -1993.5415 | 3455.9604
5 | -5052.0127 | 618.2723 | 2426.2023 | 435.3988 | 1572.1393
5 | -4833.3333 | 5003.3953 | 1094.3313 | 403.9711 | -1668.3643
5 | -4694.1102 | 4054.7295 | -437.9866 | -95.3949 | 1172.7621
5 | -4652.3424 | 911.1575 | -802.3926 | 1088.9765 | 3454.6009
5 | -4953.6574 | -425.033 | 1351.8637 | 245.028 | 3781.7987
5 | -4962.5021 | -417.7918 | 1416.0176 | 205.3563 | 3758.9201
5 | -5051.1645 | -1587.8961 | 2457.303 | 1368.7016 | 2813.056
5 | -4880.6726 | -169.493 | 2497.8744 | -803.7641 | 3356.0554
5 | -4962.0637 | -423.7572 | 1410.6145 | 193.7716 | 3781.4348
5 | -4897.37 | -318.706 | 2125.8395 | -681.294 | 3771.5305
5 | -5039.6568 | -1958.4627 | 2310.8809 | 958.4627 | 3728.7759
5 | -5051.4315 | -2190.6691 | 2447.5107 | 1074.844 | 3719.7459
5 | -4729.8218 | -1662.1731 | 65.9993 | 2572.8612 | 3753.1344
5 | -4925.6734 | -3668.5981 | 2180.86 | 4416.2186 | 1997.1929
5 | -4854.2479 | -3863.3787 | 1868.8409 | 4818.2191 | 2030.5667
5 | 5032.4857 | -3749.2112 | -5219.9238 | 1747.2283 | 2189.421
5 | 5179.3175 | -3348.8156 | -3350.4085 | 629.6504 | 890.2561
5 | 5259.0202 | -3063.7174 | -2000 | -159.1643 | -36.1385
5 | 5309.6316 | -2459.9192 | -2000 | -1372.6594 | 522.947
5 | 5525.5067 | -442.1457 | -78.5237 | -5722.26 | 717.4227
5 | 5469.7527 | -309.1206 | -953.3881 | -5837.7644 | 1630.5204
5 | -4947.1315 | -3767.1793 | 2417.2344 | 4585.5388 | 1711.5376
5 | -5033.5867 | -3646.3208 | 3082.7891 | 4284.7616 | 1312.3568
5 | -4984.8273 | -3314.3924 | 4689.1076 | 3378.687 | 231.425
5 | 5272.1359 | -2998.313 | -1686.2009 | -338.6813 | -248.9407
5 | 5527.0201 | -460.0914 | 45.5272 | -5705.196 | 592.7401
5 | 5541.5198 | -599.9722 | 1205.7843 | -5561.8102 | -585.5217
5 | 5528.8966 | -918.4109 | 1839.866 | -4991.8397 | -1458.512
5 | 5517.8667 | -2438.2335 | 2205.8634 | -4419.0308 | -866.4658
5 | 5353.2806 | -2610.912 | 436.2673 | -1383.2189 | -1795.417
5 | 5382.2019 | -2335.6535 | 680.382 | -1972.0261 | -1754.9043
5 | 5352.3968 | -2711.263 | 472.9092 | -1337.0222 | -1777.0207
5 | 5316.9569 | -4845.1844 | 767.2651 | -169.1739 | -1069.8637
5 | 5257.17 | -3194.6913 | -2000 | -100.7811 | 38.3024
5 | -4966.4378 | -2127.3656 | 5563.9488 | 899.0392 | 630.8154
5 | -4958.8951 | -1750.6161 | 5840.5143 | 111.5168 | 757.4799
5 | -4793.7303 | -817.3892 | 6431.162 | -1882.8938 | 1062.8513
5 | -1453.5713 | -334.0977 | 4639.1808 | -3886.2475 | 1034.7357
5 | 3657.7153 | -373.5173 | 1315.1104 | -5328.2325 | 728.9241
5 | -4743.9269 | -498.1694 | 8593.1888 | -2783.9086 | -567.1839
5 | -4747.7589 | -516.2134 | 8768.7541 | -2766.2209 | -738.561
5 | 2960.5626 | -578.5312 | 3783.2049 | -4938.2394 | -1226.9969
5 | 5372.5804 | -689.8746 | 2141.952 | -5425.0305 | -1399.6272
5 | 5304.9307 | -2052.0135 | 2600.5594 | -5038.5543 | -814.9223
5 | -4755.1226 | -1521.3413 | 9068.1124 | -2475.5376 | -316.1109
5 | -4752.8099 | -1567.3523 | 8959.9232 | -2471.1618 | -168.5991
5 | -4945.6897 | -1667.6724 | 6324.7126 | -113.9368 | 402.5862
5 | -4889.6814 | -1320.2643 | 8148.4831 | -1035.4398 | -903.0975
5 | -4882.4638 | -2624.6816 | 8642.9931 | -842.9498 | -292.8979
5 | -4881.5996 | -2700.8921 | 8674.6818 | -836.5777 | -255.6123
5 | -4889.7986 | -3495.5709 | 8374.0498 | 223.5347 | -212.2149
5 | -4894.1829 | -3876.2471 | 8213.2923 | 721.1254 | -163.9877
5 | -4921.8833 | -2943.3441 | 6733.738 | 2382.3948 | -1250.9055
5 | 4704.0978 | -2628.1383 | 855.4609 | -1155.2687 | -1776.1517
5 | -4920.7137 | -5655.6297 | 7079.8458 | 3850.6041 | -354.1065
5 | -4893.3419 | -3855.7872 | 8237.6977 | 703.969 | -192.5376
5 | -2612.451 | -2114.6399 | 7851.0904 | -2913.9169 | -210.0827
5 | 3246.1929 | -1995.8653 | 4013.1751 | -4612.4426 | -651.0602
5 | -5020.0753 | -3990.8333 | 3597.2395 | 4192.8409 | 1220.8282
5 | -5027.9102 | -4168.2244 | 3309.9589 | 4405.8871 | 1480.2885
5 | 5145.8386 | -4158.7481 | -3515.0394 | 1079.4515 | 1448.4974
5 | 5192.3018 | -3826.4707 | -2998.2975 | 670.0292 | 962.4372
5 | 5298.1169 | -2849.0198 | -2000 | -1064.1622 | 615.0651
5 | 5525.4318 | -496.9397 | -59.4939 | -5706.0502 | 737.052
5 | 5492.0617 | -655.087 | -495.7281 | -5704.4007 | 1363.1541
5 | 5189.5913 | -4489.354 | -2776.0712 | 980.5999 | 1095.234
5 | 5222.2076 | -4832.7225 | -2000 | 882.1288 | 728.3862
5 | 5269.4555 | -5659.7606 | -109.8161 | 655.1962 | -155.0751
5 | 5259.8391 | -4132.1662 | -2000 | -48.9604 | 921.2875
5 | 5524.854 | -1167.0699 | 180.2216 | -5519.395 | 981.3893
5 | 5535.2854 | -2010.2387 | 1329.1646 | -5204.8451 | 350.6337
5 | 5525.7757 | -2574.2483 | 1757.7625 | -4755.9341 | 46.6442
5 | 5427.819 | -2394.8849 | 1945.3586 | -5035.9301 | 57.6373
5 | 5543.0475 | -1810.9874 | 980.9748 | -5843.8595 | 1130.8245
5 | -4976.9455 | -2117.9443 | 5178.6633 | 485.4089 | 1430.8176
5 | -4795.247 | -954.4482 | 6136.497 | -1789.0717 | 1402.2698
5 | -1179.6965 | -434.011 | 4190.9372 | -3955.7652 | 1378.5355
5 | 3897.9974 | -552.1567 | 670.5517 | -5382.0163 | 1365.6239
5 | -4728.0566 | -1201.4308 | 7835.6007 | -2651.377 | 745.2636
5 | -4742.221 | -1649.0031 | 8469.6364 | -2485.2518 | 406.8394
5 | -4881.0529 | -2865.0903 | 8387.3317 | -757.6223 | 116.4339
5 | -2576.5033 | -2196.5973 | 7661.0595 | -2913.5764 | 25.6174
5 | -4889.7757 | -2937.8365 | 8374.8897 | -648.9598 | 101.6823
5 | -4999.7982 | -4619.9075 | 4340.7313 | 4281.1939 | 997.7806
5 | -4924.7865 | -5767.6293 | 6957.5188 | 3963.1784 | -228.2814
5 | -4898.3255 | -4075.8447 | 8061.3993 | 1031.1907 | -118.4198
5 | -4895.4889 | -3916.0799 | 8165.4085 | 754.203 | -108.0427
5 | -2525.953 | -2207.5183 | 7639.5936 | -2924.2474 | 18.1251
5 | 3516.5555 | -2282.2554 | 3358.5163 | -4645.3424 | 52.526
5 | -5033.8601 | -3761.5914 | 3091.7957 | 4331.1945 | 1372.4613
5 | -4953.5069 | -3988.7474 | 2480.0681 | 4657.789 | 1804.3972
5 | -5033.3772 | -4121.2776 | 3109.5024 | 4479.9651 | 1565.1873
5 | -5028.5686 | -4882.2263 | 3285.8171 | 5291.718 | 1333.2598
5 | -5027.7811 | -4959.6397 | 3314.6926 | 5367.1359 | 1305.5922
5 | -5039.4594 | -3201.8782 | 2886.4894 | 3436.5926 | 1918.2556
5 | -4994.9626 | -1953.7748 | 4518.0381 | 717.2704 | 1713.429
5 | -4808.5726 | -900.9382 | 5785.3093 | -1619.1211 | 1543.3225
5 | -441.3057 | -270.9742 | 3426.6996 | -4232.4344 | 1518.0146
5 | 3972.8418 | -260.4527 | 207.8315 | -5515.8237 | 1595.603
5 | -5034.6494 | -3594.0501 | 3062.8545 | 4184.7014 | 1381.1436
5 | -3992.5108 | 79.1823 | 1241.0024 | -1079.1823 | 3751.5084
5 | -3883.5162 | 136.8141 | 1230.84 | -1231.3276 | 3747.1897
5 | -3382.2181 | 651.0259 | 717.8145 | -1651.0259 | 3664.4036
5 | -4673.8552 | 2231.2565 | -698.1507 | 11.298 | 3129.4514
5 | -4816.383 | 3933.0498 | 1939.5994 | 2788.7657 | -3845.0319
5 | -4820.9544 | 3897.9992 | 2012.256 | 2862.3834 | -3951.6843
5 | -1850.5396 | 2879.8666 | -1004.4867 | 4195.0165 | -4219.8568
5 | -4820.2815 | 3841.2713 | 2016.9003 | 2904.3651 | -3942.2552
5 | -4660.3785 | -2663.7071 | 2462.7449 | 7734.6018 | -2873.2611
5 | -3582.9302 | -2347.087 | 1303.8107 | 7711.9551 | -3085.7486
5 | 2172.1372 | -4384.4897 | -8435.3916 | 7402.1955 | 3245.5486
5 | 4698.3086 | -1762.8133 | -5188.2244 | 5981.9041 | -3729.175
5 | 4614.2198 | -3975.3608 | -9843.1708 | 6805.5053 | 2398.8065
5 | 4591.0583 | -4224.7473 | -10355.059 | 6900.8432 | 3087.9048
5 | 4681.3791 | -4874.9061 | -9293.9149 | 6233.4667 | 3253.9752
5 | 4672.0126 | -5212.1804 | -8898.6642 | 6379.1281 | 3059.7039
5 | -4390.6357 | -4857.1078 | 9.4694 | 7613.8571 | 1624.4168
5 | -2044.945 | -5078.6567 | -3380.5784 | 7518.4329 | 2985.7472
5 | -245.4362 | -4994.4383 | -5739.3412 | 7458.0979 | 3521.1177
5 | 4710.6411 | -5136.6806 | -8861.8369 | 5966.696 | 3321.1804
5 | 4895.4145 | -3272.2384 | -7238.97 | 2272.2384 | 3343.5554
5 | 4725.6845 | -5161.3968 | -8652.3574 | 5876.1634 | 3211.9063
5 | 4756.0273 | -5108.1963 | -8241.7002 | 5737.2825 | 2856.5866
5 | 4861.9932 | -4874.9431 | -6422.8134 | 5135.749 | 1300.0144
5 | 5051.5398 | -4324.1949 | -2086.9095 | 3731.9638 | -2372.3992
5 | 5128.7986 | -5126.6154 | -1170.2079 | 3212.7818 | -2044.757
5 | 5111.9756 | -5712.6842 | -2000 | 3365.0975 | -764.3888
5 | 5153.3447 | -5567.1189 | -654.6102 | 2932.5656 | -1864.1812
5 | 5179.5454 | -6208.7851 | -196.251 | 2625.7865 | -1400.2959
5 | 5126.341 | -5630.8256 | -677.9737 | 3170.0789 | -1987.6206
5 | 5159.7557 | -5905.0278 | -298.8996 | 2830.6188 | -1786.4471
5 | 4952.085 | -4582.3646 | -5267.6757 | 4307.3042 | 590.651
5 | 5119.6581 | -4076.2254 | -2000 | 2965.5794 | -2009.0122
5 | 5124.2867 | -4068.3851 | -1729.2287 | 2960.6517 | -2287.3245
5 | 4959.9119 | -5599.1327 | -5018.4372 | 4462.62 | 1195.0381
5 | 4963.3415 | -4402.6523 | -5717.5437 | 3722.3583 | 1434.4962
5 | 4893.0426 | -5717.7811 | -6157.8425 | 4845.7774 | 2136.8035
5 | 4965.8966 | -5969.1754 | -5028.4188 | 4380.8223 | 1650.8753
5 | 5128.1714 | -6637.4174 | -2000 | 3151.8326 | 357.4133
5 | 5162.6406 | -6843.1915 | -1054.482 | 2776.807 | -41.7741
5 | 4960.2323 | -6108.345 | -5058.8964 | 4418.3158 | 1788.6933
5 | 4945.4406 | -6238.0756 | -5119.4212 | 4535.2916 | 1876.7646
5 | 4966.696 | -5846.1079 | -5114.6674 | 4284.9808 | 1709.0985
5 | -4339.9308 | -4691.5493 | -662.6505 | 7046.9297 | 2647.2009
5 | -4366.6358 | -5332.3893 | -237.0723 | 7577.8693 | 2358.2281
5 | -5014.7513 | -6051.7491 | 3711.275 | 6436.4906 | 918.7348
5 | -4942.938 | -6601.0479 | 6252.1616 | 5439.8465 | -148.0223
5 | -5015.3309 | -6389.6786 | 3771.1999 | 6465.1696 | 1168.64
5 | -4979.4169 | -3721.7252 | 4065.4345 | 6929.9636 | -2294.2562
5 | -4992.6514 | -4428.1096 | 3896.3031 | 6724.7244 | -1200.2665
5 | -4963.2072 | -4311.1835 | 4824.1711 | 6429.6378 | -1979.4183
5 | -4948.4488 | -3902.0747 | 5466.0904 | 5223.8533 | -1839.4202
5 | -4955.6564 | -4600.1552 | 5168.3197 | 6248.1117 | -1860.6198
5 | -4933.5395 | -6416.1569 | 6499.1976 | 5394.63 | -544.1312
5 | -4723.1018 | -3091.6428 | 2938.5597 | 7678.15 | -2801.9651
5 | -4660.085 | 4898.6823 | -112.2267 | 752.7398 | -879.1105
5 | 506.7235 | 4459.9929 | -7834.21 | 317.661 | 2549.8326
5 | 4653.3736 | 3084.2531 | -12130.1507 | 2083.854 | 2308.67
5 | 4668.311 | 2887.345 | -11789.0901 | 2486.8782 | 1746.5559
5 | 4688.4347 | 2856.1643 | -11474.7914 | 2538.0412 | 1392.1512
5 | 4814.632 | 3429.3824 | -9980.5499 | 1243.8663 | 492.6692
5 | 4789.0244 | 2575.3612 | -8511.9466 | 3019.7607 | -1872.1997
5 | 4791.7215 | 2565.9186 | -8411.1887 | 3036.1378 | -1982.5892
5 | 4899.061 | 2929.5775 | -6301.6432 | 2174.4914 | -3701.4867
5 | 4945.1017 | 3088.3014 | -5403.8498 | 1799.2986 | -4428.852
5 | 4945.2045 | 3092.5976 | -5396.4565 | 1789.9623 | -4431.3078
5 | 4792.9866 | 2553.4029 | -8273.8486 | 3058.4452 | -2130.9861
5 | 4800.5013 | 2351.1098 | -6032.7651 | 3422.3647 | -4541.2106
5 | 4790.6924 | 2496.1029 | -8414.8316 | 3077.5634 | -1949.5271
5 | 4789.9471 | 2470.6349 | -8429.3651 | 3091.2698 | -1922.4868
5 | 4620.4867 | -1184.8288 | -11181.5782 | 4991.2625 | 2754.6578
5 | 4668.4576 | 3235.7919 | -11871.2539 | 1751.0858 | 2215.9186
5 | 4630.756 | 1434.5021 | -11882.0343 | 3348.3845 | 2468.3917
5 | 4827.6021 | 4623.9737 | -10531.2854 | -1275.0093 | 2354.7188
5 | 5047.8878 | 5068.5973 | -7578.1975 | -2366.0865 | -172.2011
5 | 5270.0555 | 5741.7826 | -3007.6086 | -3986.7756 | -4017.4538
5 | 5364.0445 | 5334.3244 | -2000 | -5058.9979 | -3639.371
5 | 5119.6581 | -3393.3589 | -2000 | 2737.9572 | -2464.2565
5 | -4732.4033 | 4774.717 | 632.0361 | 1016.7285 | -1691.0783
5 | 1562.1217 | 4228.7638 | -8719.0568 | 509.5134 | 2418.658
5 | 4789.0547 | 4299.7964 | -10776.1563 | -569.8034 | 2257.1086
5 | -4538.1269 | 4160.4854 | -1394.1012 | 399.0113 | 1372.7314
5 | -2528.8816 | 3933.9806 | -4481.4575 | 203.437 | 2872.9216
5 | -4521.0169 | 2606.221 | -1614.9005 | 489.4601 | 3040.2363
5 | -4843.1336 | 4122.9997 | 2065.085 | 2391.1293 | -3736.0805
5 | -4852.9511 | 4041.7296 | 2225.6717 | 2561.803 | -3976.2532
5 | -2217.501 | 3133.7792 | -457.1909 | 3754.14 | -4213.2273
5 | 4665.8152 | 3237.3862 | -11867.2579 | 1748.4054 | 2215.6511
5 | 4668.6029 | 3237.1598 | -11869.3695 | 1748.0918 | 2215.515
5 | 4735.6389 | 3113.8088 | -10817.6578 | 1959.6586 | 1008.5515
5 | 4795.8982 | 3386.7628 | -10105.8785 | 1343.3426 | 579.8748
5 | 4783.8577 | 2947.7633 | -9338.185 | 2255.5222 | -648.9583
5 | 4822.7627 | 2779.9827 | -7828.3605 | 2557.0636 | -2331.4484
5 | 4954.2727 | 3212.9777 | -5240.6532 | 1527.8919 | -4454.4891
5 | 4830.0792 | 2675.4776 | -6862.2788 | 2749.3401 | -3392.618
5 | 4907.5266 | 2950.7284 | -5467.8566 | 2103.9452 | -4494.3435
5 | 4831.3167 | 2561.697 | -5800.2461 | 2960.4546 | -4553.2222
5 | 4835.1974 | 2027.1116 | -7385.2319 | 2706.6886 | -2183.7657
5 | 4962.2074 | 2652.5109 | -4937.8762 | 1648.2717 | -4325.1139
5 | -4890.1964 | 1906.7418 | 2865.5766 | 3740.6649 | -3622.7869
5 | -4753.5738 | 4715.9525 | 864.1915 | 1141.2151 | -1967.7852
5 | 463.524 | 4232.7391 | -6784.5748 | 783.0403 | 1305.2713
5 | 2794.0072 | 3860.8659 | -9923.7328 | 945.7952 | 2323.0644
5 | 4758.4051 | 4030.9395 | -11044.1787 | 16.4608 | 2238.3733
5 | 2054.2883 | 4100.6439 | -9167.2718 | 642.9445 | 2369.3951
5 | 2983.0076 | 4311.4007 | -8661.6728 | -101.2699 | 1468.5344
5 | 4809.5166 | 4240.2385 | -10426.9307 | -459.6093 | 1836.785
5 | 4663.9674 | 4495.9798 | -9144.9162 | -992.4219 | 977.3909
5 | 4899.3313 | 4506.8921 | -9280.73 | -1083.6789 | 958.1854
5 | 4980.1727 | 4680.7368 | -8208.772 | -1506.3697 | 54.2321
5 | 5231.2053 | 5477.0638 | -3193.2798 | -3409.0581 | -4105.9311
5 | 4995.3431 | 4512.8668 | -7945.9931 | -1626.4758 | 64.259
5 | 5293.077 | 4533.1879 | -2169.9286 | -3905.0561 | -3751.2801
5 | 5291.7842 | 4062.8397 | -2000 | -3689.4969 | -3665.127
5 | 5304.2801 | 4391.1223 | -2000 | -4003.8242 | -3691.5782
5 | 4883.0619 | 4473.4208 | -9498.1341 | -1001.7744 | 1143.426
5 | 4808.9599 | 4040.362 | -10412.5265 | -715.8126 | 2279.0172
5 | 4485.3537 | 4226.9187 | -10646.61 | -326.2453 | 2260.5829
5 | 4779.7743 | 4219.3535 | -10850.9384 | -394.508 | 2246.3186
5 | 4782.6412 | 4244.5779 | -10825.3678 | -449.5208 | 2247.6695
5 | -4732.8844 | 3929.2757 | 629.089 | 1148.199 | -973.6792
5 | -4746.672 | 3049.3501 | 850.0971 | 1593.1225 | -745.8977
5 | -4767.8613 | 2095.7591 | 1171.4834 | 2149.2414 | -648.6226
5 | -4811.6253 | 1757.4622 | 1760.5333 | 2775.5645 | -1481.9347
5 | -4567.4053 | 1341.0534 | -1033.5906 | 1188.1344 | 3071.8081
5 | -4437.8433 | -4858.9304 | -333.0739 | 5977.0668 | 3652.7809
5 | -4902.107 | 948.1079 | 3147.5369 | 4271.2418 | -3464.7796
5 | -4414.2999 | 773.3381 | 2652.8356 | 4495.674 | -3507.5478
5 | -4864.4261 | -584.7788 | 3252.5994 | 5409.4785 | -3212.873
5 | -4693.6871 | -4351.5078 | 2568.0462 | 7573.0005 | -1095.8517
5 | -4465.5848 | -6206.3109 | 493.4853 | 7470.8953 | 2707.5151
5 | -1718.2625 | -6077.7342 | -3107.6538 | 7378.7815 | 3524.869
5 | 4787.5909 | -6264.456 | -7206.5607 | 5421.015 | 3262.4108
5 | 4974.9251 | -6572.2441 | -4597.9346 | 4293.622 | 1901.6315
5 | 5121.6113 | -6874.8395 | -2000 | 3192.72 | 560.5081
5 | 5138.6376 | -6924.5718 | -1566.7281 | 3013.1951 | 339.4671
5 | 5217.5135 | -5190.704 | -2000 | 713.2984 | 1259.8922
5 | 5503.8616 | -2123.7995 | 437.1979 | -5223.5654 | 1406.3054
5 | 5538.4725 | -1594.2527 | 662.1688 | -6130.371 | 1523.9825
5 | 5543.7947 | -1659.9636 | 755.5716 | -6044.6169 | 1405.2142
5 | 4803.3984 | -6104.9517 | -7067.7234 | 5104.9517 | 3264.325
5 | 5422.3677 | 46.7785 | -1590.1459 | -7159.1583 | 3280.1581
5 | 5464.4686 | -522.6699 | -784.6529 | -6816.6123 | 2659.4664
5 | -5014.828 | -6517.7429 | 3789.6415 | 6477.3812 | 1265.5482
5 | -5001.2605 | -6574.2547 | 4287.1142 | 6274.5353 | 1013.8657
5 | -4965.3374 | -6715.2795 | 5526.7168 | 5767.9236 | 385.9765
5 | -4958.4966 | -6006.5921 | 5855.1246 | 4566.5015 | 543.4626
5 | -4936.8954 | -4289.8877 | 6647.1677 | 1654.663 | 924.9525
5 | -148.3495 | -1458.7036 | 4662.919 | -4609.9704 | 1554.1045
5 | 4810.9919 | -1544.1861 | 1189.3447 | -5991.2589 | 1535.1084
5 | -4907.3095 | -3908.3459 | 7731.9858 | 827.5932 | 256.0764
5 | -2520.6382 | -2203.326 | 7628.7582 | -2931.2792 | 26.4853
5 | -608.4964 | -5797.7425 | -4345.2524 | 7353.12 | 3398.3713
5 | -4872.0224 | -3824.8266 | 3861.5602 | 7413.2742 | -2577.9855
5 | -4971.2556 | -4153.9111 | 4360.0587 | 7163.0006 | -2397.8925
5 | -4933.799 | -5516.0057 | 6113.3141 | 6006.8696 | -1670.379
5 | -4932.606 | -5556.0913 | 6171.2851 | 5958.2341 | -1640.8219
5 | -5014.2593 | -6449.1945 | 3810.4931 | 6496.1086 | 1156.8521
5 | 4775.6104 | -3144.1485 | -3701.6525 | 5397.767 | -3327.5765
5 | 5102.8965 | -5517.3941 | -828.1322 | 3313.087 | -2070.4572
5 | 5119.2551 | -5880.3442 | -1023.574 | 3233.8205 | -1449.1574
5 | 5102.5641 | -6357.3152 | -2000 | 3401.1564 | -146.4052
5 | 4688.053 | -5447.9654 | -8548.6194 | 6255.3424 | 3053.1894
5 | 4713.625 | -5608.268 | -8289.2291 | 6089.8945 | 3093.9775
5 | 4716.7737 | -5630.9334 | -8252.2361 | 6066.6288 | 3099.7669
5 | 4738.9976 | -5700.3871 | -7938.9772 | 5918.9079 | 2981.4588
5 | 4953.1398 | -6428.0721 | -4913.7746 | 4470.7124 | 1917.9946
5 | -4738.8324 | 2217.2933 | 802.7718 | 1818.9571 | -100.1897
5 | -4658.679 | 2460.7694 | -195.5978 | 983.237 | 1410.2703
5 | -4571.7426 | 1934.5545 | -1109.3668 | 731.0858 | 3015.469
5 | -4834.8409 | 2607.9995 | 1057.78 | 665.3573 | 503.7041
5 | -4707.2191 | 1738.3846 | -346.8521 | 207.6028 | 3108.0837
5 | -5028.5536 | 2796.1428 | 2631.8279 | 250.1184 | -649.5355
5 | -4935.7613 | 3201.5345 | 5574.5808 | -791.2171 | -3049.1368
5 | -4883.3883 | 2266.8483 | 7975.9103 | -3177.0862 | -2182.284
5 | -4784.9544 | 1938.8254 | 8774.5384 | -4050.5622 | -1877.8472
5 | -2452.3213 | 1794.5551 | 7864.4922 | -5469.0584 | -1737.6676
5 | -1856.9047 | 1652.1843 | 7377.084 | -5833.1123 | -1339.2513
5 | -2198.2279 | 1813.0048 | 7846.2815 | -5770.2729 | -1690.7855
5 | -4817.1041 | 1456.8182 | 8733.0863 | -3544.1251 | -1828.6753
5 | -4690.4392 | 1660.8087 | 9280.9669 | -4669.9305 | -1581.4059
5 | -4722.5925 | 388.2613 | 9399.2805 | -3739.4492 | -1325.5002
5 | -4678.6075 | 2141.0156 | 9227.5189 | -5011.6402 | -1678.2867
5 | -4870.4223 | 728.2614 | 8637.9688 | -2730.8176 | -1764.9903
5 | -4876.2327 | -522.9528 | 8441.5888 | -1391.3296 | -1651.0737
5 | -2753.0393 | 1538.9479 | 7951.2227 | -5010.3448 | -1726.7865
5 | -2271.2017 | 1604.6698 | 7908.1204 | -5594.979 | -1646.6094
5 | -2568.4008 | -39.2512 | 8206.5092 | -4290.9145 | -1307.9427
5 | -4896.5745 | -1631.7035 | 7912.8936 | -608.8138 | -775.8018
5 | -4873.8137 | -1624.9234 | 8628.2327 | -745.6509 | -1383.8447
5 | -4877.4765 | 364.7134 | 8455.6435 | -2484.4695 | -1458.4108
5 | -4865.3111 | -776.6438 | 8979.1118 | -1977.14 | -1360.0169
5 | -5052.1121 | 1917.0996 | 2378.6022 | -684.9609 | 1441.3712
5 | -4967.2575 | 1277.9187 | 1414.6105 | -1049.1269 | 3323.8552
5 | -4866.882 | 982.9579 | 2412.277 | -1982.9579 | 3454.6049
5 | -4855.0747 | 948.6011 | 2531.208 | -2093.1756 | 3468.4412
5 | -4218.5416 | 449.3865 | 4036.0612 | -3921.2078 | 3654.3016
5 | -4677.2616 | 510.1528 | 4688.3266 | -3839.1491 | 3317.9313
5 | -4659.1061 | 588.9433 | 5481.4376 | -4152.2112 | 2740.9364
5 | -3494.7403 | 565.4422 | 5144.4377 | -4859.3651 | 2644.2254
5 | -3000.0721 | 414.3513 | 3578.0845 | -4621.3769 | 3629.0132
5 | 5291.755 | 1280.3145 | -3543.7133 | -6028.1246 | 2999.7684
5 | 5503.5715 | 1840.0849 | -698.6973 | -6917.6901 | 272.731
5 | 5554.3473 | 2172.1835 | 1097.5398 | -7445.1609 | -1378.9097
5 | 5566.0599 | 1047.175 | 250.9291 | -7586.6137 | 722.4497
5 | 5559.7038 | 913.2454 | 179.044 | -7609.6181 | 957.6249
5 | 5509.1235 | 617.026 | -481.6099 | -7466.1644 | 1821.6248
5 | 5551.7716 | -981.7681 | 665.2907 | -6486.4121 | 1251.118
5 | 5547.3915 | -1422.5823 | 740.5536 | -6226.7844 | 1361.4217
5 | 5422.4004 | 133.8422 | -1617.1865 | -7209.7229 | 3270.6668
5 | -2662.0493 | 331.0224 | 3496.235 | -4797.2848 | 3632.0767
5 | 3510.48 | 149.5238 | -353.5045 | -6670.1289 | 3363.6296
5 | -2419.0147 | 277.6408 | 3761.5315 | -5034.7722 | 3414.6146
5 | -3453.3051 | 580.9985 | 5172.068 | -4884.2231 | 2584.4617
5 | 1571.3134 | 1860.8762 | 5107.7959 | -6935.596 | -1604.3896
5 | 2728.4139 | 2031.4889 | 4394.1726 | -7210.9237 | -1943.1517
5 | 5263.0462 | 2307.4108 | 2280.3367 | -7658.7433 | -2192.0504
5 | 5079.3311 | 2031.1636 | 2768.2624 | -7841.8943 | -2036.8629
5 | 5063.4323 | 1797.1853 | 2660.5567 | -7885.8973 | -1635.2771
5 | 5013.5797 | 1960.8754 | 2916.8463 | -7908.9768 | -1982.3246
5 | 5179.6076 | -806.6456 | 2922.4662 | -5842.9441 | -1452.4842
5 | 4717.9289 | 1779.2216 | 2890.3718 | -7796.8822 | -1590.64
5 | -3474.7426 | 560.4214 | 5135.077 | -4868.2244 | 2647.4687
5 | -5044.9448 | -1877.5045 | 2366.4485 | 877.5045 | 3678.4963
5 | -5051.4649 | -2139.827 | 2446.2874 | 1038.1352 | 3706.8692
5 | -5051.0819 | -2256.5976 | 2460.3319 | 1129.7871 | 3717.5604
5 | -5024.9453 | -2398.9221 | 2309.5024 | 1398.9221 | 3715.4429
5 | -4842.7481 | -3405.9269 | 1262.8371 | 3293.7272 | 3692.1108
5 | -5028.9149 | -5313.1358 | 3273.1195 | 5045.932 | 2022.9992
5 | -5050.0558 | -2216.367 | 2497.954 | 1050.674 | 3717.7948
5 | -4691.5195 | 22.1329 | 4411.7265 | -3460.1258 | 3717.7858
5 | -4575.0042 | 83.7413 | 4400.863 | -3622.7691 | 3713.1691
5 | -4682.0528 | 50.858 | 4536.884 | -3576.8685 | 3671.1793
5 | -4672.1037 | -50.0744 | 4990.5184 | -3689.38 | 3421.0396
5 | -3227.4644 | 54.4832 | 4675.8701 | -4661.9096 | 3159.0208
5 | -4690.4761 | -815.3203 | 7140.1946 | -3257.2662 | 1622.8681
5 | -4951.6219 | -2857.1794 | 6107.1954 | -90.2647 | 1791.8707
5 | -4890.587 | -2938.3846 | 8345.1427 | -642.42 | 126.249
5 | -5052.9172 | 1637.7205 | 2393.0348 | -559.9276 | 1582.0896
5 | -4918.3457 | -1255.5673 | 7327.3241 | -1255.2139 | 101.8028
5 | -4920.6879 | -3045.7593 | 7241.4449 | 597.4357 | 127.5665
5 | -4905.9154 | -3267.1146 | 7783.1032 | 424.8578 | -34.931
5 | -4890.2417 | -2256.5394 | 8357.8026 | -1003.6806 | -207.3408
5 | -4881.2517 | -2616.1055 | 8687.4391 | -883.8502 | -306.2317
5 | -2536.4334 | 2287.2347 | -3357.3165 | 807.6706 | 2798.8447
5 | 4955.7606 | 2552.8146 | -7967.3542 | -2010.2399 | 2469.019
5 | 5166.9538 | 2957.0938 | -5137.0658 | -3082.8184 | 95.8365
5 | 5321.3312 | 3395.7938 | -2000 | -4225.2212 | -2491.9037
5 | 5354.3987 | 3537.8658 | -969.1763 | -4590.3211 | -3332.7671
5 | 5546.8191 | 2519.2093 | 1573.3177 | -7251.6795 | -2387.6666
5 | 5534.9077 | 951.8067 | 1941.2997 | -6368.3222 | -2059.6919
5 | 5548.5936 | -1359.3991 | 770.8403 | -6261.7928 | 1301.758
5 | 5519.771 | -1475.955 | 2287.3372 | -4830.6576 | -1500.4955
5 | 5404.2436 | 2371.8655 | -2000 | -5542.1604 | -233.9487
5 | 5052.9166 | 2179.0542 | -6688.4556 | -3179.0542 | 2635.539
5 | -885.0902 | 1947.0463 | -5096.2691 | 1351.3586 | 2682.9543
5 | 4841.0692 | 1871.6458 | -9124.3268 | 10.8947 | 2400.7172
5 | -4894.8941 | 2293.3958 | 1988.0478 | 1708.9003 | -1095.4498
5 | -4950.6523 | 2352.7068 | 2367.2377 | 1568.151 | -1337.4432
5 | -5000 | 2105.4482 | 2929.8184 | 2017.4575 | -2052.7241
5 | -5007.2321 | 2090.8695 | 2999.974 | 2041.377 | -2124.9883
5 | -5014.3576 | 2432.283 | 2867.1537 | 1376.1891 | -1661.2682
5 | -4949.7786 | 2812.9699 | 4964.8967 | 354.0166 | -3182.1047
5 | 4947.751 | 1979.3143 | -7615.1491 | -230.0086 | 918.0924
5 | 4985.3586 | 2071.0152 | -7127.3818 | -482.4321 | 553.4401
5 | 5269.5108 | 3019.3029 | -2000 | -3063.3167 | -3225.4969
5 | 5283.168 | 3084.5051 | -1642.774 | -3239.1196 | -3485.7795
5 | 2229.9986 | 1133.0315 | -8301.7246 | 2548.2721 | 2390.4225
5 | 2319.0384 | 1131.0667 | -8449.2502 | 2526.1526 | 2472.9925
5 | 2536.1458 | 1119.288 | -8614.6433 | 2497.5177 | 2461.6917
5 | 4762.8487 | 1301.7065 | -9880.2726 | 1449.5395 | 2366.1779
5 | 4721.2569 | 928.2714 | -10260.1081 | 2254.7235 | 2355.8563
5 | 4789.2958 | 742.1166 | -9171.0777 | 2478.838 | 1160.8274
5 | 4801.4032 | 792.7649 | -9026.4416 | 2356.72 | 1075.5536
5 | 4799.0861 | 692.622 | -8870.6873 | 2540.2801 | 838.6991
5 | 4848.7281 | 378.7987 | -6949.8016 | 2932.6369 | -1210.3622
5 | 5019.3794 | 832.1255 | -3622.1021 | 1586.9692 | -3816.372
5 | 5240.8459 | 2681.7049 | -2000 | -2377.487 | -3545.0638
5 | 5102.5641 | -2256.705 | -2000 | 2034.2863 | -2880.1454
5 | 5123.7434 | -5345.4741 | -761.0111 | 3053.2863 | -2070.5445
5 | 4852.8562 | -34.5009 | -4340.0271 | 3463.0528 | -3941.381
5 | 4812.6984 | -852.381 | -7652.381 | 3595.2381 | 96.8254
5 | 4693.4751 | -5225.7092 | -8611.5868 | 6115.1856 | 3028.6353
5 | 4927.2727 | -5836.3636 | -5418.1818 | 4454.5455 | 1872.7273
5 | 4699.6171 | -4591.2432 | -8784.0908 | 5716.6341 | 2959.0828
5 | 2423.8318 | 1229.2459 | -8601.7253 | 2487.7258 | 2460.9218
5 | -2190.6819 | 4016.9204 | -3013.715 | 970.2063 | 217.2702
5 | 685.4087 | 3552.6785 | -7427.3886 | 692.8414 | 2496.46
5 | -4680.8778 | 2954.8982 | 47.8868 | 1012.8852 | 665.2076
5 | -1308.6928 | 2806.844 | -4921.4172 | 741.1288 | 2682.1372
5 | -4896.2147 | 3982.4286 | 1756.9854 | 800.5717 | -1643.7709
5 | -4868.5607 | 3439.5832 | 1442.201 | 722.266 | -735.4895
5 | -5014.1448 | 4028.8259 | 2693.3021 | 500.5906 | -2208.5738
5 | -5002.6926 | 4055.0721 | 3069.9841 | 341.883 | -2464.2467
5 | -4958.8568 | 4058.7241 | 4522.7813 | -212.6708 | -3409.9777
5 | -5016.1125 | 3882.0714 | 2682.5171 | 454.3606 | -2002.8366
5 | -4857.9847 | 2530.1498 | 2332.6953 | 3076.9005 | -3081.7609
5 | -4816.0424 | 3911.061 | 1940.2824 | 2804.2753 | -3839.5764
5 | -4503.8123 | 3378.6912 | -1631.9454 | 774.7798 | 1982.2867
5 | -4576.8918 | 1198.485 | -1256.8038 | 1249.7968 | 3385.4138
5 | -4412.0293 | 1772.4114 | -2152.7492 | 1543.596 | 3248.7711
5 | -4308.6747 | -3173.4627 | -1593.9305 | 5363.8409 | 3712.2269
5 | -4499.5991 | 2399.3375 | -1738.6823 | 747.3941 | 3091.5498
5 | -4963.3149 | 4678.2158 | 2544.9261 | 1238.5439 | -3498.3709
5 | -4987.2516 | 4664.5612 | 2759.596 | 1268.8161 | -3705.7218
5 | -4997.0454 | 4653.4738 | 2852.0897 | 1292.7232 | -3801.2413
5 | -4997.0555 | 4654.2829 | 2852.0117 | 1291.0147 | -3800.2538
5 | -4995.6202 | 4609.4838 | 2882.8712 | 1384.6058 | -3881.3406
5 | -4963.5726 | 4694.988 | 2532.9023 | 1203.4322 | -3467.7499
5 | -4850.8924 | 5038.5601 | 1285.7232 | 475.9413 | -1949.3322
5 | -4907.078 | 4918.2779 | 1892.9992 | 731.0047 | -2635.2037
5 | -5005.3779 | 5011.6232 | 2700.5338 | 540.8988 | -3247.6779
5 | -4918.1109 | 4887.3011 | 2014.3515 | 796.6155 | -2780.1573
5 | -5004.8913 | 4992.9679 | 2710.0184 | 579.9994 | -3278.0945
5 | -4991.0831 | 5070.7531 | 3150.1189 | 398.802 | -3628.5909
5 | -4984.347 | 5104.1065 | 3363.5199 | 320.1717 | -3803.451
5 | -4965.6533 | 4671.0183 | 2556.5193 | 1225.0908 | -3486.975
5 | -5000 | 1416.6667 | 3041.6667 | 2916.6667 | -2375
5 | -5003.2258 | 1369.086 | 3074.328 | 2946.5054 | -2386.6935
5 | -5000 | 2897.8795 | 2935.8657 | 1858.6575 | -2692.4028
5 | -5000 | 1938.6372 | 3056.1363 | 2336.8177 | -2331.5912
5 | -4897.215 | 1445.0665 | 2648.1003 | 3331.8978 | -2527.8496
5 | -5000 | -833.3333 | 3333.3333 | 4000 | -1500
5 | -5003.2258 | -898.3871 | 3367.7419 | 4040.3226 | -1506.4516
5 | -5000 | -2142.8571 | 3071.4286 | 4000 | 71.4286
5 | -4798.6089 | -2257.9378 | 812.9714 | 2690.958 | 3552.6173
5 | -5018.7705 | -2550.4458 | 3265.8376 | 4234.6316 | 68.7471
5 | -5028.1564 | -4369.2611 | 3300.9326 | 4786.7647 | 1309.7202
5 | -5003.2258 | 1936.3013 | 3084.2731 | 2339.5096 | -2356.8581
5 | -4984.0305 | 1265.1279 | 3506.0242 | 3627.1183 | -3414.2399
5 | -4925.233 | 1024.7971 | 3236.4775 | 4116.4007 | -3452.4423
5 | -4981.3979 | -176.2475 | 3698.7984 | 4613.3048 | -3154.4578
5 | -5003.2258 | 2871.5834 | 2967.0067 | 1873.293 | -2708.6573
5 | -4833.3333 | 3527.7778 | 2055.5556 | 2916.6667 | -3666.6667
5 | -4833.3333 | -380.9524 | 1273.8095 | 2916.6667 | 1023.8095
5 | -4683.8445 | -466.3746 | -402.6015 | 1944.9889 | 3607.8316
5 | -5000 | -904.7619 | 3119.0476 | 4000 | -1214.2857
5 | -5009.3853 | -1108.5562 | 3216.2522 | 4117.3158 | -1215.6265
5 | -5000 | -388.8889 | 3222.2222 | 4000 | -1833.3333
5 | -5003.2258 | -453.9427 | 3256.6308 | 4040.3226 | -1839.7849
6 | -5018.5203 | 4190.1432 | 3042.308 | 1495.5659 | -3709.4968
6 | -4986.9529 | 4400.1333 | 2594.3086 | 1049.0597 | -3056.5487
6 | -4925.232 | 4752.8403 | 1827.3878 | 296.7788 | -1951.7749
6 | 1780.6318 | 4171.6412 | -8212.6506 | -273.4836 | 2533.8611
6 | -4751.3878 | 3680.0546 | -30.8643 | -217.1279 | 1319.3255
6 | -2518.7287 | 3428.364 | -3461.5128 | -434.4487 | 2986.3262
6 | -4732.3637 | 1954.8788 | -275.993 | -116.7365 | 3170.2144
6 | -4833.3333 | 1733.5479 | 1203.3262 | 1929.8999 | -33.4406
6 | -4655.7925 | 1170.8274 | -772.2914 | 991.1434 | 3266.1132
6 | -4647.9174 | 991.4071 | -826.8762 | 1077.3815 | 3406.0049
6 | -4634.5198 | -855.7193 | -589.8469 | 2500.6334 | 3579.4526
6 | -4653.1453 | 971.5867 | -795.3876 | 1066.2093 | 3410.7369
6 | -4688.8876 | -586.5603 | -341.9442 | 2035.2007 | 3582.1914
6 | -4821.4985 | 228.4048 | 408.3229 | 593.586 | 3591.1848
6 | -4654.5038 | 1054.8847 | -788.8233 | 998.0495 | 3390.3929
6 | -5033.2499 | 4252.7929 | 3114.1711 | 1365.302 | -3699.0161
6 | -5034.7982 | 4334.7032 | 3057.3992 | 1192.8276 | -3550.1318
6 | -5012.5961 | 5033.739 | 3871.4777 | -316.9893 | -3575.6314
6 | 5381.8596 | 5401.1633 | -2812.9292 | -4083.4602 | -3886.6334
6 | 4942.9575 | 4291.5939 | -10189.0677 | -1437.9336 | 2392.45
6 | 5249.3739 | 3366.5229 | -7048.2148 | -4366.5229 | 2798.8409
6 | 5603.2099 | 4561.6854 | -746.3809 | -6307.9846 | -3110.5297
6 | 4550.1764 | 3777.1351 | 1879.0598 | -7817.7196 | -2388.6517
6 | -5042.2959 | 4874.3901 | 2782.4831 | 53.5433 | -2668.1206
6 | -5058.5418 | 3414.1439 | 2186.8013 | -1428.9209 | 886.5176
6 | -5024.8608 | 3188.8272 | 3421.7705 | -2347.4258 | 761.6889
6 | -1601.8512 | 2735.3836 | -1445.4922 | -2959.755 | 3271.7147
6 | -311.1374 | 2697.1464 | -1941.9661 | -3697.1464 | 3253.1035
6 | -3710.3907 | 571.7511 | 712.108 | -1193.9964 | 3620.528
6 | -3220.5589 | 445.7315 | 591.1445 | -1445.7315 | 3629.4145
6 | -5000.723 | 1072.2211 | 4306.8227 | -3062.6854 | 2684.3646
6 | -4963.6598 | 717.4986 | 5665.8065 | -3684.0549 | 2264.4097
6 | -5061.9316 | 1007.074 | 2062.5072 | -1407.3201 | 3399.6705
6 | -5047.5539 | 802.5689 | 2589.6898 | -1802.5689 | 3457.8641
6 | -2407.3719 | 2074.0305 | 34.0189 | -3074.0305 | 3373.353
6 | -5052.622 | 7.0438 | 2403.8591 | -1007.0438 | 3648.763
6 | -3898.1109 | 469.8182 | 1263.8849 | -1469.8182 | 3634.226
6 | -5061.14 | 26.9892 | 2091.5344 | -696.3326 | 3638.949
6 | -4912.1382 | 3599.5846 | 7554.9335 | -3991.876 | -2250.5039
6 | -1306.7399 | 3467.4831 | 5913.0223 | -5955.1528 | -2118.6127
6 | 3751.22 | 2881.9289 | -427.0643 | -7182.2605 | 976.176
6 | 4841.7701 | 2548.8324 | -3880.2612 | -6657.5897 | 3147.2483
6 | 4611.4466 | 1798.351 | -2478.1676 | -7169.1157 | 3237.4857
6 | 5005.8822 | 3201.5182 | -443.1133 | -7694.4945 | -69.7926
6 | 5592.4228 | 2929.2355 | -2824.6983 | -7264.4421 | 1567.4821
6 | 5501.626 | 2617.641 | -4447.5924 | -6769.3723 | 3097.6977
6 | 5535.4474 | 2377.83 | -4048.1365 | -7018.613 | 3153.4721
6 | 5586.8438 | 1934.3058 | -3341.9933 | -7382.3544 | 3203.198
6 | 5579.7883 | 1923.0078 | -3318.5421 | -7388.8795 | 3204.6254
6 | 5585.5889 | 1794.107 | -3311.2173 | -7291.8436 | 3223.3649
6 | 5587.6454 | 1849.1077 | -3232.8894 | -7373.1682 | 3169.3046
6 | 5505.8511 | 1721.9801 | -2965.9955 | -7449.1905 | 3187.3548
6 | 5588.5894 | 2382.0585 | -3200.9308 | -7340.8217 | 2571.1046
6 | 5580.8806 | 1356.822 | -3131.1628 | -6893.428 | 3086.8882
6 | 5444.3241 | 2428.4248 | -2629.8625 | -7449.3585 | 2206.4721
6 | -4869.5366 | -155.9382 | 9116.9907 | -2839.0405 | -1252.4754
6 | -4866.1 | -743.6611 | 9242.9996 | -2500.7287 | -1132.5097
6 | -4873.7007 | 2444.2692 | 8964.3071 | -4765.9891 | -1768.8864
6 | -4888.8882 | 1863.5014 | 8407.4311 | -4630.9722 | -751.0721
6 | 236.9465 | 2391.9631 | -2296.8171 | 3849.9648 | -4182.0573
6 | 4758.0711 | 2378.3825 | -9778.4419 | 2676.2936 | -34.3052
6 | 4775.9443 | 3179.3991 | -11317.0872 | 1000.3379 | 2361.4059
6 | 4825.6867 | 2028.2716 | -5767.1233 | 3316.0997 | -4402.9348
6 | 5084.6075 | 3347.3774 | -4639.8395 | 410.3404 | -4202.4858
6 | 4817.8341 | 2220.8539 | -8023.1832 | 2956.3853 | -1971.8901
6 | -5033.0533 | 4242.3953 | 3121.3777 | 1387.1958 | -3717.9154
6 | -5033.3214 | 4256.5791 | 3111.5469 | 1357.3296 | -3692.1341
6 | -5031.8531 | 3577.2377 | 3165.3877 | 1761.5636 | -3472.3359
6 | -4916.6667 | 1577.7897 | 2122.407 | 2422.0315 | -1205.5615
6 | -5029.7472 | 4332.8635 | 3242.604 | 1191.3344 | -3737.0547
6 | -135.6067 | 2649.6849 | -1741.1779 | 3402.4504 | -4175.3507
6 | 4778.897 | 2703.7451 | -9890.0974 | 1980.6938 | 426.7615
6 | 4794.2964 | 3335.3961 | -11054.024 | 657.6708 | 2266.6607
6 | 4767.1415 | 1055.0224 | -10246.183 | 2059.9129 | 2364.1062
6 | 4857.4857 | 2245.634 | -5527.2576 | 2839.4207 | -4415.2828
6 | 5098.3188 | 3474.1895 | -4475.7922 | 133.1893 | -4229.9054
6 | 4854.9012 | 2454.1008 | -7564.0409 | 2439.7533 | -2184.7144
6 | -5035.3729 | 4452.4015 | 3036.3257 | 943.2309 | -3396.5851
6 | -5015.6192 | 4572.5646 | 2787.3411 | 687.0626 | -3031.3491
6 | 1250.9742 | 3983.0759 | -6416.5694 | 248.9703 | 933.549
6 | 4291.9342 | 3502.4764 | -10532.2019 | 442.5916 | 2295.1996
6 | 3362.2763 | 3803.3516 | -9581.0111 | 62.5613 | 2352.8219
6 | 4956.2767 | 4095.4964 | -9193.814 | -1045.9396 | 1187.9805
6 | 4826.2498 | 3548.263 | -10837.8845 | 190.9997 | 2272.3719
6 | 4876.5759 | 3882.0253 | -10503.6416 | -540.682 | 2285.7224
6 | -4990.7374 | 4640.571 | 2514.1656 | 540.7386 | -2704.7379
6 | 2806.9414 | 3947.5398 | -9074.6701 | -87.5983 | 2407.7873
6 | -4987.8128 | 3520.7067 | 2468.0227 | 693.7063 | -1694.6229
6 | -4980.0257 | 3357.8371 | 2380.2368 | 675.6963 | -1433.7446
6 | 852.2517 | 2800.211 | -6389.9379 | 154.2278 | 2583.2474
6 | -4927.6252 | 2384.286 | 1791.0407 | 536.0357 | 216.2628
6 | -634.7589 | 2245.5729 | -4521.0788 | 190.0753 | 2720.1896
6 | -5019.6337 | 4714.8223 | 3613.4299 | 368.5173 | -3677.1357
6 | -2641.9699 | 4837.2166 | 2121.8116 | -575.3468 | -3741.7116
6 | 5337.6108 | 5128.7443 | -3002.0485 | -3487.0586 | -3977.2479
6 | 5044.2841 | 4350.0831 | -7803.4776 | -1642.7906 | 51.9009
6 | 4894.1238 | 3993.5907 | -10406.9104 | -785.1619 | 2304.3579
6 | -5017.8363 | 4790.1631 | 3679.3346 | 206.4293 | -3658.0906
6 | -5038.8351 | 4687.2034 | 2909.3787 | 447.7758 | -3005.5228
6 | -5037.3975 | 4599.3091 | 2962.0911 | 633.0899 | -3157.0926
6 | -4985.1348 | 3636.7072 | 4878.3893 | -274.9742 | -3254.9874
6 | -4841.6966 | 3648.8509 | 4782.7327 | -329.1389 | -3260.748
6 | 5415.249 | 4122.6891 | -1915.1423 | -4022.076 | -3600.7197
6 | 5044.5149 | 4108.6874 | -7836.4246 | -1653.6 | 336.8223
6 | 4951.2658 | 3366.5199 | -9532.6806 | -1141.4452 | 2356.3402
6 | -4984.3855 | 3618.2324 | 4905.8645 | -293.7824 | -3245.9291
6 | -5042.9431 | 2712.4242 | 2758.7518 | 325.6358 | -753.8686
6 | -5039.719 | 3504.549 | 2876.9682 | 560.1794 | -1901.9776
6 | -5028.8543 | 3500.5213 | 2790.6696 | 587.6751 | -1850.0117
6 | 4996.0741 | 4055.4929 | -8588.5475 | -1321.7631 | 858.7435
6 | 4928.0097 | 3512.8892 | -9827.0216 | -948.105 | 2334.2277
6 | -5039.5691 | 3442.4285 | 2882.4654 | 594.6143 | -1879.9391
6 | -5006.9036 | 1256.7167 | 4080.2008 | 2911.4787 | -3241.4924
6 | -2326.1631 | 297.7535 | 1360.7436 | 4143.2306 | -3475.5646
6 | 4296.783 | 634.0795 | -9560.9836 | 2215.1078 | 2415.0133
6 | 4878.7662 | -328.7542 | -4077.7257 | 3339.2769 | -3811.5632
6 | 5215.6597 | 1423.4703 | -2623.8735 | -455.648 | -3559.6086
6 | 5369.345 | -3605.9824 | 136.4377 | 105.6146 | -2005.4148
6 | 4873.8764 | 119.0121 | -6978.3579 | 2756.7031 | -771.2337
6 | 4777.6594 | 592.1712 | -9923.3553 | 2161.5716 | 2391.9531
6 | -4994.9742 | -3489.705 | 4517.6124 | 6417.1599 | -2450.093
6 | -3433.118 | -3031.5991 | 2836.8139 | 6384.2878 | -2756.3845
6 | 1936.7278 | -4932.6261 | -6250.4844 | 6095.2623 | 3151.1204
6 | 4826.0817 | -2450.059 | -3640.4652 | 4659.2715 | -3394.829
6 | 5189.9577 | -5085.347 | -441.1353 | 2341.1931 | -2004.6685
6 | 4747.4036 | -4520.2401 | -7995.8891 | 5429.8781 | 2338.8474
6 | 5246.0926 | -6330.8136 | -1111.7961 | 2069.1892 | 127.3279
6 | 4726.1454 | -4749.1334 | -8465.7132 | 5517.3817 | 2971.3196
6 | 4847.4834 | -5621.0888 | -7039.3088 | 4621.0888 | 3191.8254
6 | -5008.7962 | -4041.8571 | 4010.8057 | 6389.6982 | -1349.8506
6 | -4916.6667 | -4943.8464 | 3027.4237 | 6340.7193 | 492.37
6 | -4818.9631 | -5819.7154 | 2061.3484 | 6292.8629 | 2284.4672
6 | -839.3127 | -5631.215 | -3152.9622 | 6159.5448 | 3463.9451
6 | 3799.7481 | -5764.4503 | -6078.4243 | 4764.4503 | 3278.6762
6 | 4872.1526 | -5796.0059 | -6747.9475 | 4439.2938 | 3232.507
6 | 5575.5708 | -539.1623 | -2171.0557 | -6103.7762 | 3238.4234
6 | -4750.5585 | -3879.6963 | 838.7032 | 4145.5161 | 3646.0355
6 | -4915.2571 | -5882.1766 | 2704.6997 | 6092.734 | 2000
6 | 5031.9063 | -6077.9883 | -4370.9153 | 3416.9973 | 2000
6 | 5246.603 | -6453.668 | -1174.4747 | 2043.7074 | 337.8322
6 | 5553.085 | -3343.9697 | 75.1694 | -3313.161 | 1028.8763
6 | 5562.9405 | -2114.7618 | -910.8228 | -4537.356 | 2000
6 | -4916.6667 | -5883.0825 | 2714.1202 | 6089.8067 | 1995.8223
6 | -5023.2939 | -5957.4286 | 3479.2234 | 5847.7511 | 1653.748
6 | -4954.8882 | -6242.3557 | 5987.431 | 4825.0225 | 384.7905
6 | -4945.5643 | -5501.3544 | 6329.3099 | 3568.1514 | 549.4575
6 | -4946.4945 | -5181.737 | 6295.2022 | 3129.6151 | 703.4142
6 | -4186.0871 | -4950.0731 | 6062.6674 | 2401.5284 | 671.9644
6 | 1326.1139 | -1691.0345 | 3778.5549 | -4809.8294 | 1396.1952
6 | 4790.2641 | -1750.7449 | 1352.2281 | -5774.6734 | 1382.9262
6 | -157.0764 | 1009.5156 | 6134.7112 | -5871.6344 | -1115.5161
6 | -368.8201 | -2223.0464 | 5897.564 | -3610.4516 | 304.7541
6 | -5027.7323 | -5479.8249 | 3316.4821 | 5256.2181 | 1934.8571
6 | -4916.6667 | -5876.283 | 2711.3677 | 6081.5819 | 2000
6 | -5018.8231 | -5414.1076 | 3228.4659 | 5204.4648 | 2000
6 | -5028.5845 | -5362.3244 | 3285.2366 | 5105.6723 | 2000
6 | -4968.5199 | -3038.9406 | 5487.6053 | 519.8551 | 2000
6 | 167.6832 | -1121.7404 | 3783.4274 | -4829.3701 | 2000
6 | 4942.1658 | -1187.2754 | 414.7218 | -6169.6123 | 2000
6 | -5050.6284 | -2316.6591 | 2476.9595 | 1208.9762 | 3681.3517
6 | -4916.6667 | -4657.5568 | 2219.1408 | 4609.6376 | 2745.4451
6 | -4830.1088 | -3533.003 | 1209.3224 | 3499.1376 | 3654.6518
6 | -5018.6903 | -2490.9593 | 2292.7706 | 1538.3242 | 3678.5548
6 | -5017.7232 | -2441.2678 | 2338.4217 | 1441.2678 | 3679.3014
6 | -5050.0473 | -2293.3721 | 2498.266 | 1163.4524 | 3681.701
6 | -5007.7991 | -637.0078 | 4047.3658 | -2093.8109 | 3691.2521
6 | -3962.6982 | -4.4895 | 4025.2955 | -3708.9157 | 3650.8079
6 | -4992.9528 | -647.3106 | 4591.7322 | -2390.5925 | 3439.1237
6 | -4011.5525 | -39.3261 | 4175.1133 | -3708.2181 | 3583.9834
6 | -2281.2459 | 84.8636 | 3797.438 | -4872.3162 | 3271.2605
6 | -5014.5536 | -506.1714 | 3799.7004 | -1979.8449 | 3700.8695
6 | -4602.1375 | -97.7101 | 3499.2256 | -2495.3032 | 3695.9252
6 | -4939.1383 | -5082.5381 | 6564.9299 | 5060.0657 | -1603.3193
6 | -4910.1436 | -2798.6636 | 7628.0664 | 1675.3881 | -1594.6472
6 | -4902.6003 | -4421.8328 | 7904.6558 | 2621.655 | -1201.8778
6 | -4921.3238 | -5534.7041 | 7218.1274 | 4509.1254 | -1271.2248
6 | -5034.0595 | 1925.0949 | 3084.4845 | 1688.736 | -1664.2558
6 | -5026.7997 | 1976.7823 | 2992.7865 | 1592.3266 | -1535.0957
6 | 3897.5059 | 771.7307 | -9147.8935 | 2041.1642 | 2437.4926
6 | -4974.5135 | 2185.1557 | 2356.3078 | 1025.2742 | -592.2242
6 | -121.236 | 1794.5088 | -4940.7358 | 569.4245 | 2698.0384
6 | -4925.0059 | 2325.7244 | 1761.9406 | 532.423 | 304.9178
6 | -1185.0118 | 2013.2194 | -3820.0017 | 219.8697 | 2771.9244
6 | -4773.8233 | 1392.7826 | 145.9224 | 85.507 | 3149.6112
6 | -5032.7526 | 1493.4252 | 3132.403 | 2013.9162 | -1606.9917
6 | -4916.6667 | -521.6381 | 2081.2768 | 2679.5422 | 677.4857
6 | -4771.5798 | -981.4949 | 466.7965 | 1912.3877 | 3373.8905
6 | -4974.3712 | 2523.5925 | 5273.057 | 229.9636 | -3052.242
6 | 5410.5484 | 2799.8913 | -1434.9981 | -3416.0919 | -3359.3497
6 | -4959.4405 | 2872.679 | 5820.5135 | -800.5575 | -2933.1945
6 | 5498.9779 | 3214.755 | -833.0497 | -4660.0779 | -3220.6052
6 | 5599.2369 | 2834.5195 | 102.9786 | -5667.6604 | -2869.0746
6 | 4253.7387 | 1832.0718 | 3457.5972 | -7596.7023 | -1946.7055
6 | 4253.7209 | 1789.519 | 3466.9012 | -7572.1309 | -1938.0102
6 | 4445.617 | -2126.9219 | 3568.1873 | -4720.0325 | -1166.8499
6 | 5567.5006 | -1323.3691 | 1081.9934 | -3322.6743 | -2003.4507
6 | 5086.9268 | 2235.4673 | -7684.1867 | -2136.6891 | 2498.4816
6 | 5174.2941 | 1971.7056 | -6788.6482 | -2971.7056 | 2614.3542
6 | 5585.4693 | 751.0152 | -2549.5886 | -6888.392 | 3101.4961
6 | 5263.5313 | 556.5697 | -1688.076 | -7323.6492 | 3191.6243
6 | -4890.1145 | 1882.9687 | 8362.4672 | -3336.5978 | -2018.7236
6 | -367.5428 | 1611.5989 | 6578.333 | -6066.7186 | -1755.6706
6 | 2930.9306 | 1762.1357 | 4368.6839 | -7176.034 | -1885.7161
6 | -295.255 | 1616.8588 | 6572.7108 | -6151.7312 | -1742.5833
6 | -885.6897 | -1640.5823 | 7167.3587 | -3566.4717 | -1074.615
6 | -257.9274 | 1568.0148 | 6479.529 | -6150.5264 | -1639.0899
6 | -4869.1728 | 2207.0579 | 9130.332 | -4751.8303 | -1716.3868
6 | -4862.6449 | -856.5981 | 9369.6867 | -2544.6171 | -1105.8266
6 | -4894.8147 | 1767.2287 | 8190.1286 | -3389.0547 | -1673.4879
6 | -589.0253 | 1467.4007 | 6429.2581 | -6008.0734 | -1299.5601
6 | -4874.9736 | 2076.3256 | 8917.6362 | -4712.3394 | -1406.6489
6 | -5043.7843 | 2442.7343 | 2727.9085 | 279.4264 | -406.2849
6 | -5061.1127 | 885.1825 | 2092.5325 | -1301.824 | 3385.2217
6 | -5047.3293 | 741.2227 | 2597.9257 | -1741.2227 | 3449.4036
6 | -5030.9669 | 573.9919 | 3197.879 | -2258.3371 | 3517.4332
6 | -5015.2084 | 561.5922 | 3235.3707 | -2303.7615 | 3522.007
6 | -3943.7053 | 247.2577 | 3862.7102 | -3782.4804 | 3616.2179
6 | -2366.136 | 201.8512 | 3269.2986 | -4688.824 | 3583.8102
6 | -162.5863 | 257.3996 | 2008.0024 | -5592.5843 | 3489.7686
6 | 5251.6258 | -32.8193 | -1496.6156 | -6977.9686 | 3255.7777
6 | -1834.5877 | 208.6704 | 3292.4385 | -5078.6054 | 3412.0842
6 | -669.7587 | 417.3386 | 2171.9602 | -5438.6512 | 3519.111
6 | -4217.5719 | 609.9873 | 3349.191 | -3323.3749 | 3581.7685
6 | -5029.7188 | 565.6423 | 3243.6435 | -2292.3744 | 3512.8074
6 | -4976.1003 | 526.0643 | 5209.6556 | -3362.9486 | 2603.329
6 | -4180.9542 | 307.414 | 4489.8078 | -3849.6564 | 3233.3888
6 | -2372.1746 | 270.9062 | 3966.2967 | -4948.1819 | 3083.1535
6 | -5029.985 | 555.3129 | 3233.8846 | -2281.416 | 3522.2034
6 | -5027.9301 | -93.6286 | 3309.2282 | -1867.2152 | 3679.5457
6 | -4690.67 | -2.8003 | 3349.2179 | -2343.5211 | 3687.7734
6 | -5052.2841 | -1813.3319 | 2416.2496 | 813.3319 | 3636.0345
6 | -5050.6432 | -2312.628 | 2476.4167 | 1205.6148 | 3681.2396
6 | -5028.7137 | -2429.3606 | 2349.4791 | 1429.3606 | 3679.2346
6 | -5053.2053 | -1739.0047 | 2382.4712 | 739.0047 | 3670.7342
6 | -4999.6007 | 2353.7063 | 4347.9759 | 679.9367 | -2382.0182
6 | 5114.2262 | 1968.743 | -5823.5807 | -1165.9429 | -93.4456
6 | 4815.2157 | 846.0876 | -9671.076 | 1611.2885 | 2398.4843
6 | 4975.6258 | 1732.1696 | -8521.8578 | -635.7003 | 2449.7626
6 | -5034.8973 | 1991.5342 | 3053.764 | 1559.1273 | -1569.5282
6 | -5039.0481 | 2228.5522 | 2901.57 | 951.5753 | -1042.6495
6 | -5026.9417 | 2442.4306 | 3345.472 | 2658.6575 | -3419.6185
6 | -5004.3729 | 222.6751 | 3532.2248 | 4301.4775 | -3052.0044
6 | -4916.6667 | -2947.2789 | 3090.5612 | 6168.3673 | -1394.983
6 | -5016.3944 | -737.2787 | 3732.206 | 4882.2583 | -2860.7912
6 | -5017.2265 | -211.4073 | 3701.6933 | 4507.5631 | -2980.6226
6 | -4949.2645 | -2621.5231 | 3615.3879 | 6536.8152 | -2581.4155
6 | -4833.3333 | -3756.5408 | 2377.9498 | 6475.1826 | -263.2583
6 | -4721.0836 | -4762.8092 | 1268.0454 | 6420.2014 | 1795.6461
6 | -4451.9006 | -4788.7127 | 878.5594 | 6409.2265 | 1952.8274
6 | -4293.3424 | -4781.2921 | 670.7242 | 6403.9103 | 2000
6 | 633.5832 | -4547.923 | -5784.7476 | 6238.8586 | 3460.2287
6 | 4784.6893 | -4667.144 | -8402.498 | 4990.5056 | 3294.4472
6 | 4960.9249 | -3335.016 | -7269.4524 | 2335.016 | 3308.5275
6 | 5566.5242 | 1190.7985 | -3329.034 | -6741.9098 | 3313.6212
6 | 5575.1074 | 1158.8011 | -3186.0529 | -6781.1723 | 3233.3168
6 | 5574.2968 | 1192.9322 | -3244.2481 | -6834.3243 | 3311.3435
6 | 5579.9337 | 1086.8462 | -3116.9471 | -6855.0172 | 3305.1845
6 | 4853.3849 | -5557.6051 | -7101.5904 | 4557.6051 | 3248.2055
6 | -4748.0634 | -5113.091 | 1481.395 | 6379.7594 | 2000
6 | -3031.62 | -4806.1293 | -226.764 | 6064.5134 | 2000
6 | 4918.4954 | -4903.3263 | -6411.5482 | 4134.2526 | 2262.1265
6 | 5009.7082 | -4536.1267 | -5533.0657 | 3059.4841 | 2000
6 | 5567.0942 | -376.2309 | -1901.2712 | -5289.5921 | 2000
6 | 5578.677 | 1068.6912 | -3056.9827 | -6726.0963 | 3135.7108
6 | 4957.9844 | -5040.6595 | -5799.4683 | 3882.1435 | 2000
6 | 5320.2385 | -6293.6876 | -182.5112 | 1570.2579 | -414.2976
6 | -4714.7929 | -4744.1894 | 1189.7944 | 6355.016 | 1914.1719
6 | -4710.4795 | -4622.5332 | 1112.8426 | 6220.1701 | 2000
6 | -4628.9928 | -2311.4921 | -343.6293 | 3662.1507 | 3621.9635
6 | -2284.6143 | -3241.1072 | -2806.5486 | 4736.183 | 3596.0872
6 | -2233.665 | -623.475 | -401.7514 | -376.525 | 3635.4165
6 | -2405.022 | 160.5508 | 445.6165 | -1849.2823 | 3648.137
6 | -4736.5838 | -3692.2506 | 699.0078 | 4077.2337 | 3652.5929
6 | -4718.4975 | -4817.9457 | 1239.5915 | 6416.0392 | 1880.8125
6 | -5009.629 | -2868.2486 | 3980.2717 | 6345.1136 | -2447.5079
6 | -5022.0163 | -4504.9813 | 3526.0688 | 5882.0547 | 118.8741
6 | -4833.3333 | -4671.3476 | 2072.7952 | 6230.7962 | 1201.0895
6 | -4833.3333 | -4518.9148 | 1859.9841 | 5744.2008 | 1748.0632
6 | -4961.2374 | -4255.7079 | 2635.1106 | 5027.5922 | 1554.2425
6 | -5033.0577 | -4088.2153 | 3121.2191 | 4568.917 | 1431.1368
6 | -4995.0533 | -5014.4413 | 3097.2727 | 5683.921 | 1228.3009
6 | -4833.3333 | -4108.871 | 1693.9964 | 5248.2079 | 2000
6 | -4900.2736 | -3806.0201 | 2032.8367 | 4673.457 | 2000
6 | -4833.3333 | -3310.273 | 1371.4535 | 4283.6829 | 2488.4698
6 | -4724.7846 | -1900.0155 | 105.0811 | 2891.0499 | 3628.6691
6 | -5002.8407 | -382.539 | 1708.6505 | 23.7098 | 3653.0194
6 | -4821.2236 | -3396.8592 | 1115.4082 | 3443.3023 | 3659.3723
6 | -5040.4991 | -3062.1373 | 2848.3668 | 3254.2696 | 2000
6 | -4984.6082 | -900.1969 | 4897.701 | -1012.8959 | 2000
6 | 1663.3269 | 74.5153 | 1236.6731 | -4974.5153 | 2000
6 | 5298.805 | 24.6144 | -1328.3912 | -5995.0282 | 2000
6 | -4941.7854 | -857.5412 | 6467.8687 | -2668.5421 | 2000
6 | -3493.9206 | -641.3947 | 5839.7444 | -3704.4292 | 2000
6 | -5060.2299 | -336.0594 | 2124.9037 | -233.5387 | 3504.9243
6 | -5056.492 | -308.3961 | 2261.9602 | -351.5674 | 3454.4952
6 | -4545.8788 | -150.8199 | 1613.4005 | -570.922 | 3654.2201
6 | -5022.8733 | -208.8661 | 3494.6469 | -1862.1988 | 3599.2913
6 | -5026.2881 | -245.1449 | 3369.4372 | -1787.4845 | 3689.4803
6 | -4970.9562 | -472.724 | 5398.2716 | -2861.9991 | 2907.4077
6 | -4823.1498 | -138.014 | 3372.8198 | -2102.6785 | 3691.0225
6 | -5060.6034 | -376.6234 | 2111.2086 | -335.4627 | 3661.4809
6 | -4892.6179 | -4111.87 | 2048.3274 | 4956.1605 | 2000
6 | -4916.6667 | -4436.2369 | 2322.8746 | 5228.5772 | 1801.4518
6 | -4916.6667 | -4483.3452 | 2301.1123 | 5098.8996 | 2000
6 | -4900.2985 | -5046.7352 | 2472.5137 | 6048.6761 | 1425.844
6 | -4948.346 | -5110.5578 | 2814.2162 | 5945.6083 | 1299.0793
6 | -5019.4148 | -5207.5255 | 3331.7614 | 5788.5873 | 1106.5916
6 | -5025.9253 | -5217.1636 | 3382.7398 | 5772.8581 | 1087.4909
6 | -4921.2172 | -6048.3405 | 7222.0374 | 4269.2509 | -521.7307
6 | -5025.8053 | -5271.454 | 3387.1381 | 5779.4902 | 1130.6311
6 | -4916.6667 | -5088.4693 | 2586.9014 | 6017.5238 | 1400.7108
6 | -5028.5887 | -4290.3118 | 3285.0814 | 5203.1387 | 830.6803
6 | -5025.6562 | -5030.1645 | 3392.6049 | 5763.6854 | 899.5304
6 | -5025.2715 | -5042.7307 | 3406.7117 | 5803.4274 | 857.8632
6 | -5025.6639 | -5135.5259 | 3392.3227 | 5787.7271 | 981.14
6 | -4962.1037 | -4224.0029 | 5722.8647 | 5190.0106 | -1726.7687
6 | 5186.0556 | -4236.5357 | -1283.6589 | 2457.8321 | -2123.6932
6 | 5303.7212 | -3823.2638 | -704.3813 | 1210.5492 | -1986.6253
6 | 5392.8293 | -5468.3222 | 714.4925 | 813.2828 | -1452.2824
6 | 5094.49 | -4508.3949 | -3386.2913 | 3136.561 | -336.3648
6 | 5325.1469 | -6214.754 | -78.0841 | 1550.9252 | -583.2339
6 | 5335.8637 | -5789.8768 | 494.8568 | 1451.0867 | -1491.9304
6 | -4916.8356 | -3165.6085 | 7382.6964 | 2065.5764 | -1365.8288
6 | 5502.9944 | -2888.3809 | 652.0912 | -1592.7359 | -1673.9689
6 | 5548.8152 | -2564.767 | 931.6108 | -2288.7735 | -1626.8855
6 | 4548.1061 | -1153.1261 | 2957.0421 | -4970.8232 | -1381.1989
6 | 4475.2241 | -2027.3956 | 3431.088 | -4687.2797 | -1191.6367
6 | 5332.6574 | -3890.2478 | 1913.9819 | -2069.0301 | -1287.3614
6 | 4464.2357 | -2317.5767 | 3516.746 | -4601.1382 | -1062.2668
6 | 5539.7838 | -4267.7523 | 1523.2733 | -1472.0823 | -1323.2225
6 | 5496.7031 | -4658.8227 | 1294.7196 | -781.6824 | -1350.9175
6 | -4900.8362 | -2542.562 | 7969.3402 | 746.8138 | -1272.7559
6 | -1422.6796 | -1123.9344 | 6994.1273 | -3271.1388 | -1176.3745
6 | -4866.9968 | -1095.7315 | 9210.1178 | -2301.2443 | -946.1452
6 | -4876.9831 | -1058.1319 | 8843.9548 | -2333.3909 | -575.4489
6 | -4865.27 | -1333.7035 | 9273.4319 | -2233.6502 | -840.8081
6 | -4886.0466 | -1659.1515 | 8511.6237 | -2192.3444 | 225.9188
6 | -4991.0017 | -3665.0167 | 4663.2699 | 3388.3456 | 604.403
6 | 5334.7956 | -3360.1585 | -1838.9624 | -315.503 | 179.8283
6 | 5556.2961 | -1708.8831 | -665.5272 | -3835.2538 | 653.368
6 | 5032.6954 | -921.4503 | 305.0989 | -5326.8498 | 910.5057
6 | -4960.9645 | -2260.7149 | 5764.6358 | 442.0437 | 1014.9998
6 | 4136.7555 | -915.4866 | 895.1547 | -5073.2808 | 956.8572
6 | 5045.9541 | -913.3194 | 232.1524 | -5337.6253 | 972.8383
6 | 5039.5783 | -936.3787 | 269.0639 | -5326.9147 | 954.6512
6 | 4573.248 | -2618.8422 | 2951.8259 | -4584.4047 | -321.827
6 | -4929.5149 | -1349.4032 | 6917.7853 | -1521.7302 | 882.8631
6 | -1925.8833 | -916.2199 | 5295.9898 | -3319.1467 | 865.2601
6 | -4890.7162 | -1556.93 | 8340.4069 | -2230.0601 | 337.2993
6 | -4894.572 | -1474.1231 | 8199.028 | -2359.6582 | 529.3252
6 | -5018.702 | -3880.2131 | 3647.5916 | 3970.5474 | 1280.7761
6 | 5201.5949 | -3764.1265 | -3682.9142 | 800.1375 | 1445.3084
6 | 5557.803 | -1535.0704 | -971.7241 | -4135.4787 | 1084.4702
6 | -5004.1178 | -4001.9922 | 4182.3491 | 3768.4369 | 1055.324
6 | 5263.8317 | -3991.333 | -2708.5476 | 411.5448 | 1024.5041
6 | 5556.5099 | -1739.8706 | -821.8594 | -3966.4397 | 971.6598
6 | 5540.1937 | -4389.1716 | 1099.8528 | -1820.7998 | -430.0751
6 | 5426.6926 | -5420.267 | 495.0639 | -3.9824 | -497.507
6 | -4909.262 | -5529.6922 | 7660.3923 | 3350.123 | -571.561
6 | -4909.1815 | -5525.1589 | 7663.3444 | 3342.2632 | -571.2672
6 | -4886.9393 | -1727.3296 | 8478.8912 | -2105.6708 | 241.0485
6 | -4886.7523 | -1663.3018 | 8485.748 | -2192.7917 | 257.0978
6 | -4768.781 | -1693.0858 | 8441.634 | -2216.1636 | 236.3964
6 | -786.5044 | -2552.512 | 6749.1123 | -3057.8289 | -352.2671
6 | -4914.4053 | -3416.9357 | 7471.8074 | 2179.585 | -1320.0514
6 | 4941.6692 | -4684.6624 | 1657.2333 | -581.7557 | -1332.4844
6 | -4908.5508 | -5505.8501 | 7686.471 | 3326.2383 | -598.3084
6 | -4908.5517 | -5505.8858 | 7686.4359 | 3326.2726 | -598.2709
6 | -4908.542 | -5505.8526 | 7686.466 | 3326.2366 | -598.3079
6 | -892.0847 | -2438.3393 | 7007.443 | -3045.7391 | -631.2799
6 | -4933.6509 | -5101.2518 | 6766.1331 | 4636.5258 | -1367.7561
6 | 2241.0361 | -5787.9033 | 2633.8372 | 2283.1537 | -1370.1236
6 | -4917.8314 | -5955.7409 | 7346.1819 | 4247.2092 | -719.8188
6 | -4908.5509 | -5505.8581 | 7686.4677 | 3326.2498 | -598.3086
6 | -1049.665 | -1477.7369 | -581.1835 | 6454.7411 | -3346.1557
6 | 4629.3979 | -3488.2325 | -10191.7646 | 6149.0724 | 2901.5269
6 | 4628.2126 | -3542.6769 | -10241.9785 | 6146.3582 | 3010.0846
6 | 4629.1224 | -3565.4184 | -10211.1372 | 6142.6812 | 3004.7519
6 | 4748.7517 | -1069.4634 | -5128.593 | 5243.6839 | -3794.3792
6 | 4675.8234 | -2988.3562 | -9165.7237 | 5957.9748 | 1520.2818
6 | -4954.4833 | -2653.1925 | 3651.0814 | 6532.6722 | -2576.0778
6 | -4908.548 | -3373.258 | 3095.4075 | 6485.6563 | -1299.2578
6 | -4916.6667 | -3432.971 | 3139.1304 | 6459.7826 | -1249.2754
6 | -4916.6667 | -3513.0563 | 3156.5049 | 6470.3702 | -1197.152
6 | -5009.3139 | -2900.5042 | 3991.8237 | 6386.4441 | -2468.4496
6 | -5011.0423 | -3162.6423 | 3928.4472 | 6335.3357 | -2090.0982
6 | -5006.1937 | -3068.6778 | 4106.2326 | 6477.2716 | -2508.6327
6 | -5008.2357 | -3753.2297 | 4031.3571 | 6416.0514 | -1685.9431
7 | -4113.2761 | 3809.0274 | -4498.2378 | 2134.3094 | 2668.177
7 | 5227.7731 | 4238.2185 | -9944.9338 | -1618.1705 | 2097.1128
7 | 5251.1195 | 4297.0101 | -9548.1296 | -1755.5014 | 1755.5014
7 | 5532.6086 | 5279.6911 | -2816.7582 | -4018.331 | -3977.2105
7 | 5605.5846 | 4974.4725 | -2066.4363 | -4822.3727 | -3691.248
7 | 5072.0129 | 1304.0151 | -6376.0281 | 4595.7421 | -4595.7421
7 | 5049.5254 | 1147.3076 | -6513.4955 | 4936.5939 | -4619.9314
7 | 4849.1185 | 1673.3947 | -12440.3481 | 3967.2567 | 1950.5781
7 | 5287.9282 | 4048.9412 | -9336.8695 | -2197.5958 | 2197.5958
7 | 5630.967 | 2834.7901 | -5417.9508 | -5891.519 | 2843.7126
7 | 5629.8929 | -215.2861 | -4648.0002 | -3961.903 | 3195.2964
7 | 5592.74 | -670.609 | -4922.131 | -3193.2663 | 3193.2663
7 | -4631.7746 | 4298.0617 | -549.1696 | 1205.6902 | -322.8077
7 | -5098.694 | 4779.6817 | 3300.2513 | 278.0404 | -3259.2794
7 | -5142.8588 | 4832.25 | 3714.2261 | 174.7496 | -3578.3669
7 | -5125.8765 | 4731.6216 | 3605.4505 | 384.0899 | -3595.2855
7 | -4487.1648 | 2005.8972 | 542.4376 | 6000.2701 | -4061.44
7 | -4511.5759 | -1080.7464 | 1138.0781 | 7905.1642 | -3450.9201
7 | -5286.8028 | 4441.4368 | 4794.535 | -736.5106 | -3212.6584
7 | -4774.329 | 2774.2535 | 8835.6374 | -5185.1202 | -1650.4417
7 | -2112.2167 | 2688.6627 | 7715.4685 | -6726.6539 | -1565.2605
7 | -929.0294 | 2766.5719 | 6918.5986 | -7120.157 | -1635.9842
7 | -4670.4515 | 1828.7391 | 9923.8763 | -5825.9269 | -1256.237
7 | -4716.4268 | 258.1172 | 8288.8316 | -5437.6419 | 1607.12
7 | -5169.8497 | 2417.0413 | 2796.3861 | -2389.9695 | 2346.3917
7 | -5080.5039 | 2239.6226 | 3702.0908 | -3121.5852 | 2260.3757
7 | -3844.5668 | 2064.0676 | 1869.3444 | -3366.7545 | 3277.9094
7 | 222.7217 | 2003.402 | 835.4586 | -5964.8376 | 2903.2554
7 | -1156.396 | 2564.5464 | 6410.7026 | -6956.6181 | -862.2349
7 | -816.0296 | 2655.6198 | 6424.1085 | -7102.0899 | -1161.6088
7 | 140.9043 | 2858.8044 | 6141.8376 | -7421.2114 | -1720.335
7 | 3544.6291 | 3283.2743 | 3332.8107 | -8049.3103 | -2111.4037
7 | 3365.5781 | 2986.7831 | 3831.7047 | -8239.9808 | -1944.0851
7 | 3309.013 | 2763.8655 | 4106.9172 | -8295.3256 | -1884.4701
7 | 3796.9602 | 789.9338 | 984.7637 | -7964.3963 | 2392.7386
7 | 350.6951 | 1081.7025 | 3468.5608 | -7058.3246 | 2157.3662
7 | -658.5262 | 2411.0587 | 5699.0414 | -7026.4745 | -425.0995
7 | -297.8781 | 1164.8517 | 3851.5078 | -6854.9473 | 2136.4659
7 | 1697.9018 | 1638.4639 | 1107.9989 | -6954.9627 | 2510.5981
7 | 2037.8632 | 1564.5085 | 1439.7183 | -7271.5829 | 2229.4929
7 | -685.7275 | 497.6538 | 5044.9844 | -5942.5875 | 1085.6768
7 | 4297.1518 | 1647.25 | -1229.8547 | -7487.2347 | 2772.6876
7 | 4035.6926 | 1554.0026 | -210.7008 | -7737.4581 | 2358.4637
7 | 3878.4475 | 1006.9354 | 568.3031 | -7888.5812 | 2434.8951
7 | 210.8521 | 1217.7366 | 3370.4426 | -6967.3708 | 2168.3396
7 | 216.8859 | 1218.6744 | 3365.1013 | -6968.765 | 2168.1034
7 | 218.9285 | 1216.5128 | 3365.9621 | -6969.9785 | 2168.5752
7 | -5093.0927 | 1418.2297 | 3441.3369 | -2661.8751 | 2895.4013
7 | -4941.3252 | 99.9787 | 5887.5836 | -2942.3129 | 1896.0758
7 | -4832.8066 | -366.846 | 7666.296 | -3365.9347 | 899.2914
7 | -1616.3129 | 166.1523 | 6152.2018 | -5464.4734 | 762.4323
7 | -860.4546 | 164.2705 | 5608.3862 | -5687.2939 | 775.0917
7 | 3732.2198 | -32.2385 | 2030.4058 | -6647.647 | 917.2598
7 | -4696.9393 | -14.1428 | 9951.5185 | -4335.7837 | -904.6527
7 | -4437.8958 | 27.6946 | 9821.8375 | -4501.8876 | -909.7488
7 | -1438.9924 | 3.7653 | 7849.7694 | -5371.1353 | -1043.407
7 | 3352.7673 | -241.6277 | 4506.8518 | -6330.5904 | -1287.401
7 | 3171.4361 | -2289.6384 | 5646.231 | -5701.6041 | -826.4246
7 | -4688.3905 | -79.8396 | 10039.3039 | -4396.2346 | -874.8392
7 | -4667.3237 | -1087.3861 | 10510.5198 | -4098.4179 | -657.3921
7 | -4705.8515 | -656.7187 | 9406.9162 | -4268.1302 | 223.7842
7 | -5028.1068 | -665.9578 | 5363.6648 | -1584.6663 | 1915.0661
7 | -4889.6347 | -710.5389 | 7198.701 | -2618.085 | 1019.5577
7 | 4245.6279 | -716.8786 | 650.4323 | -5345.958 | 1166.7764
7 | 5620.5384 | -2690.3576 | -2760.0945 | -1609.6941 | 1439.6078
7 | 5611.4401 | -2765.4916 | -2845.9485 | -1449.0102 | 1449.0102
7 | 5619.3916 | -3326.8926 | -2292.4989 | -1097.2446 | 1097.2446
7 | 3561.0497 | -810.1579 | 3132.0678 | -6337.0957 | 454.1361
7 | 3182.279 | -2330.0746 | 5574.4167 | -5699.2859 | -727.3352
7 | -5247.8135 | -3022.1467 | 4613.3078 | 2349.0696 | 1307.5828
7 | -5194.7138 | -3292.8069 | 4242.5475 | 2902.1431 | 1342.8301
7 | 5524.8427 | -3334.7357 | -3483.7632 | -226.3073 | 1519.9634
7 | -4697.9726 | -831.0604 | 9617.8255 | -4210.5152 | 121.7228
7 | -945.0182 | -832.7477 | 6908.1848 | -5319.4858 | 189.067
7 | -4677.2346 | -1239.8827 | 10181.5379 | -4072.1608 | -192.2598
7 | -4841.0025 | -3368.1498 | 9816.8139 | -960.1389 | -647.5227
7 | -1986.6134 | -1854.0443 | 9106.5531 | -4650.5906 | -615.3047
7 | -1101.5644 | -1912.0361 | 8549.0715 | -4891.7614 | -643.7097
7 | 1319.4538 | -2200.5319 | 6941.0699 | -5329.1288 | -730.863
7 | -4977.5784 | -4894.2757 | 9238.0711 | 1333.338 | -699.555
7 | -1159.4389 | -1975.2465 | 8664.6961 | -4904.5927 | -625.4179
7 | -1029.4144 | -1980.244 | 8578.6334 | -4938.5201 | -630.4549
7 | -5093.7241 | -1050.9472 | 4855.7531 | -711.0818 | 2000
7 | -5220.8985 | -1994.0648 | 4046.7517 | 1168.2116 | 2000
7 | -5244.8215 | -3647.1844 | 4662.226 | 2229.7799 | 2000
7 | -4185.7445 | -663.0064 | 4606.0974 | -1757.3465 | 2000
7 | 4842.2679 | -676.481 | -1551.8156 | -4613.9713 | 2000
7 | 5623.4479 | -1992.2205 | -3332.9428 | -2298.2847 | 2000
7 | 5607.6067 | -2142.6252 | -3464.9814 | -2000 | 2000
7 | 5625.4979 | -2674.8888 | -2950.6091 | -2000 | 2000
7 | 5526.3126 | -595.1727 | -4101.7345 | -3807.4304 | 2978.025
7 | 5628.7378 | -717.4978 | -4375.5632 | -3553.4981 | 3017.8213
7 | 5599.9402 | -932.4903 | -4667.4499 | -3066.3878 | 3066.3878
7 | 5631.3282 | -2058.7839 | -3572.5443 | -2857.3574 | 2857.3574
7 | -5214.7716 | -1759.3332 | 3917.732 | 899.0278 | 2157.345
7 | -4761.7796 | -952.4459 | 8480.7839 | -4125.3742 | 1358.8159
7 | -4743.7397 | -942.8095 | 8751.5657 | -4217.4523 | 1152.4358
7 | -4688.0139 | -895.8973 | 9623.2313 | -4454.6465 | 415.3264
7 | -4716.4389 | -22.0018 | 8451.0372 | -5161.622 | 1449.0256
7 | -4707.3541 | -198.2733 | 8652.6564 | -5145.6396 | 1398.6106
7 | -4698.9789 | -472.7038 | 9026.489 | -4902.8024 | 1047.996
7 | -5040.589 | 1563.7294 | 3938.9936 | -3351.3665 | 2889.2325
7 | -5161.4135 | 1355.9031 | 2717.6188 | -2018.9996 | 3106.8912
7 | -5157.902 | 1504.5063 | 2667.6508 | -2343.2054 | 3328.9503
7 | -5327.5426 | -3699.5694 | 6122.4469 | 4578.4908 | -1673.8256
7 | -5128.5252 | 4749.1323 | 3639.3348 | 347.3585 | -3607.3004
7 | -4136.665 | 2248.1129 | -2990.6079 | 5426.7826 | -547.6227
7 | -4202.6786 | -2328.561 | -1809.2061 | 8287.5057 | 52.94
7 | -4750 | 4091.2659 | 156.6884 | 689.2535 | -187.2077
7 | -4750 | 3631.654 | -124.2871 | 249.2871 | 993.346
7 | -4875.6549 | 4183.7234 | 1162.2424 | 407.789 | -878.0999
7 | -5039.1435 | 4533.4342 | 2658.1629 | 238.0608 | -2390.5144
7 | -5026.3295 | 2553.0474 | 1597.9058 | -1740.6725 | 2616.0488
7 | -4979.9493 | 1406.8535 | 1201.3416 | -1160.3715 | 3532.1257
7 | -4924.1443 | 2401 | 1605.9204 | 691.5069 | 225.7169
7 | -4998.1499 | 3477.3358 | 2283.0712 | 695.6522 | -1457.9093
7 | -5233.1411 | -3414.235 | 5410.2627 | 5155.9672 | -1918.8537
7 | -4888.2859 | -152.4007 | 821.0354 | 894.2524 | 3325.3988
7 | -5008.9105 | -2641.4396 | 2426.2703 | 2834.2969 | 2389.783
7 | -5041.6508 | -3113.2698 | 2861.9683 | 3292.9524 | 2000
7 | -5089.7004 | -3803.7389 | 3501.3982 | 3965.4119 | 1426.6292
7 | -4975.8663 | -4244.9341 | 2844.8371 | 4876.6045 | 1499.3588
7 | 5386.6857 | -4212.5013 | -4529.0468 | 1695.9985 | 1658.8641
7 | -5122.1907 | -4013.185 | 3933.769 | 4334.3046 | 867.3022
7 | -5117.9178 | -4044.1678 | 3919.6587 | 4395.5547 | 846.8722
7 | -5125.6707 | -4034.5146 | 3980.0793 | 4373.448 | 806.658
7 | -5292.4601 | -3790.4942 | 5486.1787 | 3805.8924 | -209.1168
7 | -5194.8977 | -3503.5566 | 7043.3295 | 3050.7354 | -1395.6105
7 | 5278.7242 | -3331.7192 | 392.4794 | -514.5924 | -1824.892
7 | -5327.0735 | -4084.8171 | 6141.3691 | 4773.8904 | -1503.3689
7 | -5325.2118 | -4086.5753 | 6216.457 | 4785.7845 | -1590.4543
7 | -5326.4206 | -4118.22 | 6167.7021 | 4878.2419 | -1601.3034
7 | 5447.6122 | -4026.819 | -3674.7338 | 1193.6353 | 1060.3053
7 | 5566.8332 | -3693.9742 | -1872.859 | 315.8523 | -315.8523
7 | 5609.7645 | -3532.4288 | -987.4518 | -105.714 | -984.1699
7 | 5499.3704 | -4272.6419 | -1226.7285 | 2159.447 | -2159.447
7 | 5605.6211 | -3664.199 | -344.1447 | 357.4418 | -1954.7191
7 | 5612.6363 | -5031.7928 | -580.8435 | 604.0244 | -604.0244
7 | -5099.2594 | -4098.0618 | 3672.2687 | 4243.6888 | 1281.3637
7 | -5056.6391 | -4378.7318 | 3466.7828 | 4708.4911 | 1260.097
7 | -5113.3012 | -4565.1183 | 3932.9271 | 4684.4187 | 1061.0738
7 | -5133.4711 | -5538.8183 | 4391.5763 | 5596.2584 | 684.4546
7 | -5298.5161 | -5294.5507 | 5731.3979 | 4579.0152 | 282.6537
7 | -5180.9624 | -6286.0855 | 7915.232 | 4322.57 | -770.7541
7 | -5167.6783 | -6333.6342 | 8112.8051 | 4242.9641 | -854.4568
7 | -5171.986 | -6291.0672 | 8065.7186 | 4268.4253 | -871.0907
7 | 5417.9506 | -4335.6005 | -4030.5643 | 1508.4444 | 1439.7699
7 | 5606.301 | -6037.7073 | -272.2126 | 1072.3412 | -368.7223
7 | -5023.2256 | -3954.6019 | 2924.4644 | 4053.3632 | 2000
7 | -4993.1695 | -3521.4534 | 2524.4859 | 3632.3093 | 2357.8277
7 | -4924.1443 | 1904.1011 | 1605.9204 | 1188.4058 | 225.7169
7 | -4750 | -4327.7751 | 1642.4015 | 6632.1059 | 803.2677
7 | -4750 | -4831.6915 | 1496.639 | 6492.3572 | 1592.6953
7 | -5240.9155 | -4362.2478 | 5513.7222 | 5543.5359 | -1454.0948
7 | -5271.744 | -4328.0744 | 5802.9582 | 5473.0345 | -1676.1743
7 | -5324.3206 | -4677.3804 | 6252.4031 | 5278.84 | -1529.5421
7 | -5317.5377 | -4911.7544 | 6525.9803 | 5136.4841 | -1433.1723
7 | -5325.3987 | -5174.5885 | 6208.9182 | 5185.9378 | -894.8688
7 | -5133.5555 | -5539.0584 | 4392.7 | 5597.1158 | 682.7982
7 | -5226.4407 | -4096.4541 | 5476.1637 | 5649.0624 | -1802.3313
7 | -5249.4633 | -4202.6328 | 5627.4726 | 5569.0137 | -1744.3902
7 | -5244.8392 | -4192.6864 | 5601.7218 | 5598.6791 | -1762.8754
7 | -5160.6756 | -5032.6335 | 4753.6059 | 5677.9514 | -238.2483
7 | -4916.6667 | -5151.1045 | 2790.1459 | 6181.4169 | 1096.2084
7 | -4814.6683 | 3759.3924 | 604.2154 | 523.144 | -72.0834
7 | -4916.6667 | 2426.0549 | 1537.5 | 692.0007 | 261.1111
7 | -4916.6667 | 2204.8848 | 1506.4103 | 654.0896 | 551.2821
7 | -4916.6667 | 1947.2222 | 1537.5 | 1170.8333 | 261.1111
7 | -4916.6667 | 1657.0513 | 1506.4103 | 1201.9231 | 551.2821
7 | -4862.2322 | -426.1135 | 681.5189 | 1183.0804 | 3423.7465
7 | -4916.6667 | -1942.8496 | 1506.4103 | 2401.8901 | 2951.216
7 | -3832.5048 | 2663.5651 | -5897.0632 | 4492.1492 | 2573.8537
7 | -3124.3011 | 2398.463 | -6627.3735 | 4842.4797 | 2510.7319
7 | -3876.9045 | 2402.1295 | -5304.1573 | 5051.5244 | 1727.4078
7 | -3813.7401 | 480.9123 | -5610.5586 | 6153.9677 | 2789.4187
7 | -3876.7215 | -3466.1605 | -4538.2724 | 8627.7014 | 3253.453
7 | -4114.1043 | -4297.452 | -3030.8941 | 7919.6547 | 3522.7957
7 | -125.5029 | -4660.7292 | -4989.4587 | 6402.1207 | 3373.57
7 | 5080.9803 | -4825.5427 | -8050.5588 | 4710.8218 | 3084.2995
7 | 5506.5355 | -1489.6461 | -5406.8505 | -1800.3652 | 3190.3263
7 | 4806.0042 | -2749.9089 | -11259.3585 | 6734.8832 | 2468.3801
7 | 5031.9605 | -285.4688 | -6232.2905 | 5821.8598 | -4336.061
7 | -4065.3884 | 3616.237 | -4682.7496 | 2530.2478 | 2601.6532
7 | 2592.2092 | 3767.9319 | -8688.577 | 184.0868 | 2144.3491
7 | 5172.0515 | 3893.743 | -10187.0211 | -867.7769 | 1989.0036
7 | 5226.9199 | 4033.6975 | -9260.6173 | -1194.2214 | 1194.2214
7 | 5366.122 | 2173.7914 | -7539.9134 | -2281.0988 | 2281.0988
7 | -4567.4804 | 4073.1299 | -838.292 | 1666.0318 | -333.3893
7 | -5088.9373 | 4591.9653 | 3489.6722 | 669.9542 | -3662.6545
7 | -2092.1728 | 4649.1034 | 1602.2514 | -361.3421 | -3797.8399
7 | 247.1238 | 4359.8212 | -2396.5009 | -424.1183 | -1786.3258
7 | 5449.178 | 4818.357 | -3988.0624 | -2998.8596 | -3280.6131
7 | 5490.2049 | 4967.5631 | -3035.9371 | -3340.9313 | -4080.8997
7 | 5075.3086 | 1380.1193 | -6254.5994 | 4431.8328 | -4632.6613
7 | 5500.5311 | 4826.3945 | -2886.3682 | -3412.6268 | -4027.9306
7 | 5610.6746 | 3550.8444 | -1392.9637 | -4276.2359 | -3492.3195
7 | -2702.745 | 4112.4742 | 2538.2696 | -365.4873 | -3582.5115
7 | -5146.155 | 4238.8467 | 3895.493 | 545.9704 | -3534.155
7 | -3993.2747 | 3324.0785 | -4999.1422 | 3130.9146 | 2537.4238
7 | -3876.1846 | 2846.6668 | -5576.6012 | 4113.5288 | 2492.5903
7 | -3644.299 | 2761.8562 | -5812.4363 | 4223.9735 | 2470.9055
7 | -1332.3562 | 2564.9025 | -7479.6286 | 3941.8058 | 2305.2765
7 | 5045.6056 | 3041.8906 | -11002.7417 | 987.3375 | 1927.908
7 | 4890.5196 | 1990.5538 | -12028.0539 | 3276.8321 | 1870.1484
7 | -3891.3363 | 2764.5615 | -5378.5121 | 4289.4161 | 2215.8709
7 | -3950.5518 | 2735.0728 | -4854.1857 | 4363.0971 | 1706.5676
7 | -4474.8014 | 3716.1593 | -1277.2019 | 2399.2491 | -363.4052
7 | -4194.8722 | 2555.0943 | -2658.9479 | 4790.1624 | -491.4366
7 | -4548.3854 | 3862.6076 | -746.9661 | 2104.6941 | -671.9502
7 | -1352.0292 | 4061.6208 | -2641.5817 | 710.626 | -778.6358
7 | 5206.1467 | 3718.526 | -8949.9824 | -524.4935 | 549.8032
7 | 5207.4628 | 3722.9242 | -8930.387 | -534.4925 | 534.4925
7 | 5070.9765 | 1402.854 | -6473.8306 | 4388.0781 | -4388.0781
7 | 5066.9548 | 1289.492 | -6356.4468 | 4627.8117 | -4627.8117
7 | 5086.3875 | 912.4211 | -5998.8086 | 4521.9886 | -4521.9886
7 | 5210.2833 | 3640.5429 | -8850.8262 | -516.7472 | 516.7472
7 | -5057.7725 | 4464.0189 | 3357.4523 | 933.0493 | -3696.748
7 | -4541.1482 | 2257.6422 | 874.2437 | 5479.3215 | -4070.0593
7 | -5155.5407 | 3921.0921 | 4034.1164 | 684.2876 | -3483.9554
7 | -4833.8745 | 3673.0862 | 1464.5097 | 1428.9347 | -1732.6561
7 | -5141.7653 | 3755.0712 | 3897.8461 | 710.5395 | -3221.6916
7 | -5177.2133 | 3767.0371 | 4222.9638 | 610.8471 | -3423.6348
7 | -3883.2452 | 2501.744 | -5449.2947 | 4319.1844 | 2511.6116
7 | 2312.853 | 3746.273 | -8534.7015 | 315.1232 | 2160.4522
7 | 5134.5125 | 3641.6001 | -10426.3302 | -318.6697 | 1968.8873
7 | -4497.4005 | 3808.9411 | -1166.2959 | 2208.2541 | -353.4988
7 | -4332.1082 | 2090.7961 | -2680.9951 | 2140.9711 | 2781.3361
7 | -4447.6966 | 1710.5517 | -1903.1056 | 1774.8082 | 2865.4423
7 | -4383.3622 | 1540.1735 | -2240.2399 | 2249.3001 | 2834.1285
7 | -4055.2625 | 450.8266 | -3919.8214 | 4826.6041 | 2697.6532
7 | -4138.2184 | -4748.0612 | -2507.4595 | 8084.883 | 3308.8561
7 | -4277.1699 | -5234.6559 | -1625.1187 | 7670.4293 | 3466.5153
7 | 2614.2628 | -5862.3197 | -5009.0908 | 5048.4617 | 3208.6859
7 | 5160.2684 | -5942.9146 | -6505.9895 | 4221.4051 | 3067.2306
7 | 5368.3678 | -4311.6385 | -5213.1982 | 1037.3904 | 3119.0785
7 | 4903.1692 | -4002.223 | -9506.1771 | 6113.8771 | 2491.3537
7 | 5116.3757 | -1676.8416 | -4762.7669 | 5252.3721 | -3929.1393
7 | 5579.4666 | -5838.7503 | 259.2838 | 1723.7524 | -1723.7524
7 | 5612.2109 | -6192.505 | 580.2941 | 1463.5502 | -1463.5502
7 | 5611.8389 | -6141.509 | 625.489 | 1467.439 | -1563.2578
7 | 5505.3132 | -6317.9052 | 922.3039 | 1354.0003 | -1463.7123
7 | 1103.6598 | 126.7706 | -7718.5728 | 4169.7854 | 2318.3569
7 | 5034.923 | 418.1412 | -9889.0441 | 2350.0681 | 2085.9118
7 | 4939.773 | -246.8649 | -10508.8301 | 3764.179 | 2051.743
7 | 5284.0306 | 1374.3771 | -6658.4076 | 50.0499 | -50.0499
7 | 5184.8709 | -689.6073 | -4495.2636 | 3973.2778 | -3973.2778
7 | 5123.0015 | -1136.3759 | -4868.8418 | 4918.436 | -4036.2197
7 | -4237.4007 | 416.5241 | -2307.2505 | 5044.8168 | 1083.3104
7 | -4495.6651 | 851.1071 | -535.0326 | 4107.3301 | 72.2604
7 | -4361.5468 | 273.9451 | -1192.5267 | 5266.1955 | 13.9329
7 | -4419.8086 | -3765.3033 | -149.8535 | 7790.9923 | 543.9732
7 | -4916.6667 | -5580.1886 | 2983.5137 | 6288.2214 | 1225.1202
7 | -5123.5939 | 1974.9725 | 4015.3579 | 1671.3195 | -2538.0559
7 | 5313.3562 | 1522.9574 | -6148.7536 | -304.6053 | -382.9546
7 | 5516.8146 | 2288.5458 | -1952.6708 | -2302.4739 | -3550.2157
7 | 5611.8009 | 2832.4836 | -1163.6556 | -3913.4366 | -3367.1923
7 | -5170.4082 | 2032.9876 | 4378.6424 | 1538.525 | -2779.7469
7 | -5224.6284 | 2112.3143 | 4868.2482 | 1354.023 | -3109.957
7 | -5199.7295 | 1958.4725 | 4709.5675 | 1665.3253 | -3133.6357
7 | -4715.4056 | -195.1311 | 2399.9469 | 5981.5913 | -3471.0015
7 | -4733.6154 | -2497.6565 | 2844.2734 | 7402.574 | -3015.5755
7 | -5289.2748 | -4841.7453 | 6216.2373 | 5648.9216 | -1734.1388
7 | -5319.3453 | -5011.0428 | 6453.0749 | 5519.3869 | -1642.0738
7 | -5304.1031 | -5498.9767 | 7067.8403 | 5116.8782 | -1381.6386
7 | -5323.585 | -5949.4692 | 6282.0726 | 5226.8568 | -235.8752
7 | -5197.4304 | -5443.8725 | 5242.7277 | 5708.9194 | -310.3443
7 | 5195.5155 | 1329.1174 | -8768.004 | 72.4381 | 2170.9329
7 | 5368.5217 | 2126.5443 | -7495.066 | -2286.3269 | 2286.3269
7 | 5626.1494 | -1862.4316 | -3763.7179 | -3127.8702 | 3127.8702
7 | 5634.0736 | -2150.6463 | -3483.4272 | -2988.2333 | 2988.2333
7 | 5292.8176 | 1477.1855 | -6770.0031 | -217.5156 | 217.5156
7 | -4763.2098 | 1752.4386 | 820.6842 | 1972.0588 | 218.0282
7 | -4664.4437 | 3089.6651 | -41.8736 | 1693.8251 | -77.1729
7 | -4461.1052 | 1706.8756 | -1825.77 | 1703.9028 | 2876.0968
7 | -4829.3944 | 1092.1268 | 391.0826 | 123.3194 | 3222.8657
7 | -4894.1409 | 962.2238 | 853.9144 | -217.6654 | 3295.6681
7 | -5093.4712 | 526.0665 | 2400.1487 | -1372.1966 | 3539.4526
7 | -4864.1933 | 420.5502 | 711.2373 | 412.1459 | 3320.2599
7 | -4895.8737 | -1236.2413 | 1191.3165 | 1421.744 | 3519.0545
7 | -4859.7165 | -319.5796 | 643.3955 | 979.3997 | 3556.5008
7 | -3960.3626 | 1742.7187 | -2160.7351 | 1539.857 | 2838.5221
7 | 5370.1056 | 2135.4183 | -7480.6807 | -2312.4767 | 2287.6335
7 | 5636.0239 | 1194.2275 | -4442.7969 | -5175.9475 | 2788.493
7 | 4702.8552 | 535.3304 | -1835.6365 | -6582.213 | 3179.6639
7 | 3654.1044 | 252.0112 | 1789.5938 | -7928.0049 | 2232.2954
7 | 5634.9856 | -1754.1415 | -3698.5209 | -3310.6761 | 3128.353
7 | 5615.2779 | 2943.0601 | -1703.4943 | -4302.0993 | -2552.7444
7 | -4656.6424 | 1907.034 | -326.8715 | 1368.7603 | 1707.7195
7 | -4903.9323 | 2130.6301 | 1550.6818 | 916.6405 | 305.9798
7 | -4916.6667 | 2108.3556 | 1626.7118 | 861.0137 | 320.5856
7 | -4916.6667 | 1911.5697 | 1506.4103 | 672.6391 | 826.0475
7 | -4898.7444 | 1673.6912 | 1234.819 | 493.208 | 1497.0262
7 | -4916.6667 | -1823.0786 | 1506.4103 | 1917.5219 | 3315.8131
7 | -4916.6667 | -5346.8139 | 2583.4497 | 5365.8503 | 2314.1807
7 | -4916.6667 | -5856.6486 | 2793.6866 | 5979.6287 | 2000
7 | -4886.8512 | -5992.0023 | 2644.8629 | 6233.9905 | 2000
7 | -4916.6667 | -6013.029 | 2858.3105 | 6168.1838 | 1903.2014
7 | -5157.1104 | -6196.7839 | 4706.1621 | 5588.7395 | 1058.9927
7 | -5311.1746 | -6336.068 | 6082.3101 | 5143.4265 | 421.5059
7 | 5296.2034 | -6186.5635 | -4471.2114 | 3361.5715 | 2000
7 | -4744.0641 | -5890.3596 | 1622.9303 | 6549.4027 | 2462.0907
7 | -4939.3429 | 2125.0409 | 1808.1782 | 810.2195 | 195.9044
7 | -4952.2222 | 2178.2984 | 1947.0469 | 818.8661 | 8.0108
7 | -5295.2359 | 2569.6725 | 5154.166 | -0.64237 | -2427.9603
7 | -5263.1584 | 2652.3425 | 5739.3557 | -206.4862 | -2922.0537
7 | 5392.053 | 3055.9845 | -668.4792 | -4499.6389 | -3279.9194
7 | 3060.5719 | 1142.7958 | 5439.4851 | -8150.1515 | -1492.7012
7 | 3057.2859 | 314.6995 | 5612.6622 | -7660.3876 | -1324.2599
7 | -4748.8127 | 979.0697 | 9795.2185 | -4671.3446 | -1354.1309
7 | -1279.435 | 794.914 | 8522.6093 | -6862.9655 | -1175.1228
7 | 9.7557 | 879.8032 | 7654.3468 | -7291.7231 | -1252.1827
7 | -824.3563 | 424.9683 | 8302.2336 | -6782.8842 | -1119.9614
7 | -69.9224 | 448.134 | 7799.8357 | -7018.4507 | -1159.5966
7 | -4648.7347 | 1236.0645 | 10326.3445 | -5790.2654 | -1123.4089
7 | -4980.9307 | -4002.8505 | 9108.422 | 783.8993 | -908.5401
7 | -5173.8497 | 468.5438 | 3080.2788 | -1716.7743 | 3341.8014
7 | -4749.9011 | 9.5461 | 8058.0158 | -5039.6746 | 1722.0137
7 | -4736.6527 | 350.2792 | 8844.3528 | -5005.6615 | 547.6823
7 | -3173.2686 | 216.3116 | 8194.071 | -6019.769 | 782.655
7 | -4686.443 | 496.4498 | 9137.3367 | -5561.8506 | 614.5071
7 | -3570.266 | -8.2387 | 7760.2925 | -5794.4773 | 1612.6894
7 | 769.216 | 134.105 | 4330.9272 | -7170.2956 | 1936.0474
7 | -4711.4157 | 169.5112 | 8395.0452 | -5437.3174 | 1584.1767
7 | -4808.8525 | -1446.2645 | 8240.6575 | -3380.3915 | 1394.8508
7 | -4816.4087 | -1632.1435 | 8308.2154 | -3145.9962 | 1286.333
7 | -5008.5073 | -4880.2917 | 8710.1059 | 1416.4278 | -237.7346
7 | -5081.2904 | -5620.9107 | 8425.9788 | 2681.8324 | -405.6102
7 | -5220.338 | -6492.6019 | 7399.4314 | 4585.8327 | -272.3243
7 | 5562.318 | -6659.401 | -485.4299 | 1679.0546 | -96.5417
7 | 5607.1709 | -6553.038 | 293.0129 | 1428.9435 | -776.0894
7 | 5487.9491 | -6489.3833 | 848.5735 | 1323.66 | -1170.7994
7 | 5604.3723 | -6542.6412 | 74.4324 | 1410.8331 | -546.9966
7 | -5181.7784 | -6392.8961 | 8131.2917 | 4352.4359 | -909.053
7 | -4228.4877 | -6398.4416 | 7503.9178 | 4074.9916 | -951.9801
7 | 5401.0589 | -6439.6475 | 1166.4836 | 1241.0547 | -1368.9497
7 | -5167.1947 | -6342.1824 | 8121.3676 | 4240.6019 | -852.5923
7 | -4961.4214 | -6342.375 | 7985.9388 | 4178.5865 | -860.7289
7 | -3384.3632 | -6367.0499 | 6831.3045 | 3754.0553 | -833.9467
7 | 5432.1884 | -6352.7993 | 571.1423 | 1055.6461 | -706.1774
7 | 5556.0791 | -6514.8024 | 246.0282 | 1364.5772 | -651.8821
7 | 1441.6653 | -5101.9346 | 5014.0916 | -408.4242 | -945.3982
7 | 4463.6557 | -4995.8749 | 2997.8522 | -1549.433 | -916.1999
7 | 4601.5009 | -5252.1458 | 2806.0076 | -1047.0492 | -1108.3135
7 | -3890.2436 | -6348.4937 | 7280.981 | 3866.5944 | -908.8381
7 | 5207.5189 | -6188.467 | 1499.8118 | 764.8922 | -1283.7559
7 | 5351.1033 | -6405.2831 | 1199.1412 | 1183.4266 | -1328.3879
7 | 4813.2969 | -5267.4595 | 1844.485 | -1067.4458 | -322.8767
7 | 5606.8826 | -6374.7621 | -149.6276 | 1057.5831 | -140.076
7 | -5175.1068 | -6347.9159 | 8170.6079 | 4254.5343 | -902.1195
7 | -5039.3883 | -5459.1945 | 8917.4428 | 2319.3883 | -738.2483
7 | -530.0501 | -1399.2167 | 7227.6436 | -5850.7928 | 552.416
7 | -24.488 | -1410.026 | 6878.3556 | -5993.9419 | 550.1003
7 | -5251.0888 | -4040.9534 | 4817.5168 | 2507.2508 | 1967.2747
7 | -5221.9982 | -4166.0599 | 4606.8663 | 2781.1918 | 2000
7 | -5078.2521 | -5063.5966 | 3656.7395 | 4485.1092 | 2000
7 | 2278.0522 | -961.609 | 2544.6718 | -5861.115 | 2000
7 | 3988.5358 | -964.162 | 1377.9688 | -6402.3427 | 2000
7 | 5623.4936 | -3717.9173 | -2349.8121 | -1555.7642 | 2000
7 | 3437.3455 | -1001.4823 | 3412.4582 | -7078.5695 | 1230.2481
7 | 3286.9543 | -1675.9691 | 4502.5839 | -6604.2741 | 490.705
7 | 4118.1377 | -948.757 | 894.8509 | -6249.5322 | 2185.3006
7 | 5629.533 | -2753.7967 | -3145.7891 | -2502.486 | 2772.5388
7 | -5063.1908 | -4846.5433 | 3456.3079 | 4274.1166 | 2179.3096
7 | -3675.9855 | -982.4704 | 7899.3572 | -4640.5661 | 1399.6647
7 | -3070.7362 | -990.778 | 7808.477 | -4997.203 | 1250.2403
7 | -1669.7923 | -1006.9547 | 7465.3825 | -5754.6155 | 965.9801
7 | 208.7569 | -1008.0353 | 6109.1119 | -6310.5908 | 1000.7572
7 | -2443.3545 | -715.1085 | 7641.8014 | -5703.5634 | 1220.225
7 | -2935.3225 | -450.0456 | 7649.8207 | -5719.6005 | 1455.1478
7 | 662.4487 | -142.3809 | 4646.1975 | -6973.4795 | 1807.2142
7 | 3620.9609 | -41.7312 | 2056.4825 | -7737.9569 | 2102.2447
7 | -5310.3364 | 2441.2706 | 5440.0008 | 421.6585 | -2992.5935
7 | -5329.2102 | -1330.262 | 6055.1905 | 2883.9709 | -2279.6892
7 | -4865.8016 | 2311.5227 | 1290.9578 | 1022.4535 | 240.8675
7 | -4998.2209 | 2601.3648 | 2416.6359 | 775.171 | -794.9509
7 | -5267.7345 | 3280.6324 | 4976.1775 | 197.6763 | -3186.7517
7 | -5305.4439 | 3033.8658 | 5297.8573 | 55.8137 | -3082.093
7 | -4661.9408 | 2893.1955 | -1195.6463 | -220.39 | 3184.7816
7 | -4689.4691 | 2837.9644 | -998.8634 | -365.3669 | 3215.7351
7 | -3639.7576 | 2145.3096 | 870.2624 | -2929.2221 | 3553.4077
7 | 2426.2161 | 2151.0459 | -1752.574 | -6155.3112 | 3330.6232
7 | 5131.6401 | 2482.2224 | -4022.8916 | -6643.9941 | 3053.0233
7 | 4752.7413 | 1939.1487 | -2894.992 | -7040.4789 | 3243.5809
7 | 4677.1961 | 1649.829 | -2445.4479 | -7108.5766 | 3226.9994
7 | -4950.3639 | 1415.7806 | 972.7455 | -1034.2743 | 3596.1121
7 | -4985.496 | 1810.9572 | 1232.4427 | -1562.0983 | 3504.1945
7 | -5056.3683 | 1542.3426 | 1817.9532 | -1884.3196 | 3580.392
7 | -4978.1844 | 1446.0302 | 1181.1896 | -1241.3283 | 3592.2929
7 | -4750 | 1193.761 | -385.4899 | 510.4899 | 3431.239
7 | -4750 | -187.933 | -136.1984 | 1497.3366 | 3576.7948
7 | -4750 | -3525.426 | 883.9155 | 4763.4081 | 2628.1023
7 | -4750 | -4544.6751 | 1304.2161 | 5990.459 | 2000
7 | -4750 | -4752.7779 | 1390.2142 | 6241.3781 | 1871.1855
7 | -4786.6624 | -5032.9174 | 1743.2952 | 6387.6388 | 1688.6458
7 | -4916.6667 | -5373.8776 | 2725.7067 | 6119.6363 | 1445.2013
7 | -5133.2227 | -5539.3766 | 4389.977 | 5597.7589 | 684.8634
7 | -5133.5346 | -5539.8458 | 4392.4214 | 5597.025 | 683.934
7 | -5310.3592 | -5852.626 | 5996.6903 | 5100.325 | 65.97
7 | -4675.2445 | -4884.0436 | 931.0746 | 6628.2135 | 2000
7 | -4683.9127 | -4890.1567 | 993.1297 | 6609.0817 | 1971.8579
7 | -3646.0901 | -4903.707 | 211.8857 | 6337.9114 | 2000
7 | 5270.3672 | -4686.3156 | -5650.8689 | 3066.8173 | 2000
7 | 5188.7973 | -5018.7932 | -6436.6717 | 4028.8436 | 2237.824
7 | 5483.821 | -4346.4472 | -1332.0295 | 2378.8125 | -2184.1568
7 | 5561.0988 | -5251.4142 | -309.6846 | 1814.5018 | -1814.5018
7 | 5609.6502 | -5914.6975 | 305.0473 | 1448.3876 | -1448.3876
7 | 5609.021 | -5832.6135 | 348.0353 | 1452.5728 | -1577.0155
7 | 5223.9391 | -5143.1164 | -5888.144 | 3807.3212 | 2000
7 | 5604.2891 | -6481.4017 | 50.8492 | 1410.6148 | -584.3515
7 | -4916.6667 | -4477.5872 | 2355.3163 | 5038.9376 | 2000
7 | -4384.3318 | -4676.958 | -1150.9987 | 7270.8305 | 2941.4581
7 | -4916.6667 | -3782.6534 | 2068.7514 | 4202.3225 | 2428.2462
7 | -4820.4231 | 302.5191 | 206.9025 | 727.9629 | 3583.0385
7 | -4823.0355 | -6.7675 | 293.1848 | 963.8649 | 3572.7533
8 | -4754.9723 | 4204.0143 | 1012.6376 | 1886.9447 | -2348.6244
8 | -4741.6465 | 4696.83 | 281.7446 | 822.9079 | -1059.836
8 | -4165.2378 | 4143.8088 | -3891.3807 | 1811.0247 | 2101.785
8 | -5037.2418 | 5048.4373 | 2870.5075 | 173.7499 | -3055.4528
8 | -5021.2938 | 4680.3276 | 2447.9787 | -70.3517 | -2036.6607
8 | -5008.8546 | 4592.6878 | 2280.0239 | -101.2698 | -1762.5873
8 | -4789.1016 | 4203.3008 | 251.7767 | 279.0047 | 55.0194
8 | -4684.0824 | 3366.1832 | -1125.8886 | -119.2733 | 2563.0611
8 | -5020.7668 | 4044.7284 | 2412.1406 | 129.393 | -1565.4952
8 | -5015.4109 | 4549.0037 | 2305.8473 | -161.8837 | -1677.5564
8 | -4961.55 | 3391.5281 | 1142.542 | -1014.8587 | 1442.3386
8 | -4876.4454 | 2985.0051 | 196.6463 | -1095.4148 | 2790.2089
8 | -4803.7434 | 2758.6317 | 882.3337 | -1765.4621 | 2928.2401
8 | -4613.8297 | 2193.8559 | 3001.6503 | -3647.8537 | 3066.1772
8 | -4592.6895 | 2150.3513 | 3476.7849 | -3953.6795 | 2919.2328
8 | -4667.1782 | 2721.1377 | 6960.5831 | -4952.1738 | -62.3688
8 | -4538.4527 | 3075.4386 | 8840.331 | -5561.8204 | -1815.4964
8 | -4406.9883 | 2053.5023 | 9996.2096 | -6411.3933 | -1231.3303
8 | -4359.6083 | 1268.2992 | 10778.3637 | -6669.5402 | -1017.5144
8 | -4356.605 | 1216.3118 | 10829.8851 | -6685.6484 | -1003.9435
8 | -4317.0936 | 1212.3993 | 10807.6392 | -6697.8987 | -1005.0462
8 | -4550.9552 | 1735.6492 | 7937.1717 | -5716.7049 | 594.8392
8 | -4437.7739 | 1789.983 | 9447.9632 | -6294.9153 | -505.2571
8 | -4464.2187 | 1207.5528 | 8958.5931 | -6218.4481 | 516.5209
8 | -3840.5317 | 2203.7714 | 2576.1263 | -4003.1215 | 3063.7555
8 | 5085.9725 | 3218.875 | -5866.9655 | -5253.7154 | 2815.8333
8 | -4537.7495 | 1660.7186 | 5545.1512 | -4897.0199 | 2228.8996
8 | -4533.3291 | 1618.7576 | 5884.9693 | -5035.7233 | 2065.3255
8 | -2993.2182 | 1300.9729 | 7152.1742 | -6401.4525 | 941.5237
8 | -4515.195 | 1110.2679 | 8260.7117 | -5965.5184 | 1109.7338
8 | -4475.3961 | 1001.9932 | 8761.4743 | -6181.9483 | 893.8769
8 | -4355.7585 | 1021.712 | 8652.2214 | -6207.6567 | 889.4818
8 | -4474.0177 | 901.4655 | 8894.3614 | -6040.1979 | 718.3887
8 | 3549.2934 | 1709.3574 | -1865.1967 | -6429.6293 | 3036.1752
8 | -4548.9686 | 787.9689 | 7540.7005 | -5595.3468 | 1815.646
8 | -4546.2183 | 659.4172 | 8051.1271 | -5791.5317 | 1627.2056
8 | -4429.3755 | 251.8413 | 9551.5713 | -6426.0474 | 1052.0103
8 | -4561.8832 | 525.2649 | 7950.9643 | -5637.9529 | 1723.6068
8 | -4894.4557 | 2350.3806 | 414.2918 | -781.3699 | 2911.1532
8 | -4973.6128 | 316.4572 | 1352.5574 | 287.608 | 3016.9902
8 | -4966.8772 | -95.2713 | 1742.1417 | 269.9329 | 3050.074
8 | -4984.0416 | -390.7662 | 1563.6918 | 763.2125 | 3047.9035
8 | -4970.0246 | 1688.7814 | 1251.9516 | -748.1199 | 2777.4115
8 | -4971.9152 | 1083.6909 | 1295.1285 | -369.544 | 2962.6398
8 | -4741.6473 | 4694.0813 | 279.524 | 820.7078 | -1052.6657
8 | -4756.5891 | 2826.3566 | 3.1008 | 917.8295 | 1009.3023
8 | -4809.1326 | -1773.741 | 670.9116 | 2899.2274 | 3012.7347
8 | -4830.8011 | -3189.8389 | 1347.0972 | 4117.1254 | 2556.4175
8 | -4951.7378 | -2802.5127 | 2058.283 | 3249.3464 | 2446.6212
8 | -4965.2954 | -2808.7983 | 2163.3492 | 3208.2153 | 2402.5291
8 | -5053.2463 | -3142.3356 | 2994.1732 | 3272.1095 | 1929.2991
8 | -5043.8362 | -2846.7734 | 2798.4745 | 2957.1581 | 2134.9771
8 | -5042.7592 | -2881.6627 | 2764.8473 | 2831.9539 | 2327.6207
8 | -4957.5626 | -2777.6108 | 2090.229 | 3201.7753 | 2443.1691
8 | -5031.1689 | -2424.239 | 2535.408 | 2524.9649 | 2395.035
8 | -5027.5782 | -2373.7589 | 2586.2976 | 2425.5511 | 2389.4883
8 | -4919.4769 | -703.9045 | 3938.811 | -617.3968 | 2301.9671
8 | -4885.451 | -496.0013 | 4088.35 | -1000 | 2293.1024
8 | -4902.2266 | -746.3627 | 4695.6099 | -1000 | 1952.9794
8 | -4871.3018 | -819.3684 | 6051.5939 | -1686.9349 | 1326.0113
8 | -4556.0332 | 997.6658 | 8013.9564 | -5398.4512 | 942.8622
8 | 2048.0959 | -1193.2981 | -2873.9548 | -1000 | 3019.157
8 | -1809.4047 | -2627.3137 | -584.2921 | 2298.6493 | 2722.3612
8 | 1145.3763 | -2581.6451 | -3253.3077 | 1677.9632 | 3011.6134
8 | -4957.0407 | -2806.6375 | 2095.3095 | 3227.9514 | 2440.4173
8 | -4925.1412 | -3495.026 | 2069.9504 | 3919.4231 | 2430.7937
8 | -5079.9076 | -4081.9485 | 3531.9438 | 4031.8571 | 1598.0552
8 | -5077.4628 | -4222.9813 | 3445.5065 | 3667.4183 | 2187.5193
8 | -4683.8228 | 2535.2911 | -997.4368 | 444.848 | 2701.1205
8 | -4705.7768 | 1602.3367 | -707.1692 | 935.5388 | 2875.0704
8 | -4805.793 | -1708.086 | 625.89 | 2850.5837 | 3037.4053
8 | -4631.2979 | 3454.6829 | -1437.2808 | 103.4365 | 2510.4594
8 | -4802.5962 | 4375.4752 | 901.9703 | 966.8753 | -1441.7246
8 | -4811.1111 | 3311.1111 | 744.4444 | 1022.2222 | -266.6667
8 | -4885.8145 | -3229.0493 | 1693.9003 | 3839.2626 | 2581.7009
8 | -4804.5458 | 3518.4829 | 646.871 | 760.5172 | -121.3253
8 | -4691.1542 | 2892.7139 | -906.8828 | 184.9113 | 2520.4118
8 | -3785.8603 | 2904.6523 | -5539.8793 | 4342.7191 | 2078.3682
8 | -3604.4655 | 2396.1609 | -6234.3275 | 5374.0552 | 2068.5768
8 | 4858.7031 | 1664.3529 | -12969.1349 | 4449.7236 | 1996.3553
8 | 4752.0906 | 1352.5609 | -8736.3448 | 5177.8128 | -2546.1195
8 | 5212.4989 | 5494.6125 | -3510.1108 | -3785.8082 | -3411.1924
8 | 5215.5808 | 5654.5017 | -2363.8787 | -4120.924 | -4385.2798
8 | 5224.6966 | 5630.7193 | -2259.6797 | -4256.2253 | -4339.5109
8 | 4695.5818 | 1213.5368 | -6272.1879 | 5509.111 | -5146.0416
8 | 4684.3888 | 820.6284 | -6251.9223 | 5814.4451 | -5067.54
8 | 4665.9583 | -147.3254 | -6077.2322 | 6417.3439 | -4858.7445
8 | 4816.6936 | -2235.4823 | -3637.0147 | 4714.5626 | -3658.7593
8 | 4762.4672 | -2988.3206 | -11812.2713 | 7388.2284 | 2649.8963
8 | 4926.8118 | -5033.3425 | -8027.7317 | 5214.2434 | 2920.0191
8 | 4939.0595 | -5110.7498 | -7381.8143 | 4949.4538 | 2604.0508
8 | 5041.8858 | -4401.8753 | -5733.2924 | 2937.7614 | 2155.5205
8 | 5243.4279 | -2619.8035 | -3592.8753 | -944.123 | 1913.3739
8 | 5246.2578 | -2594.507 | -3556.5156 | -1000 | 1904.7648
8 | 5247.6884 | -2626.4048 | -3464.0771 | -1025.1849 | 1867.9784
8 | 5308.7096 | -2760.1441 | -2471.9668 | -2000 | 1923.4013
8 | 5080.5115 | -4003.171 | -4008.1961 | 1907.9508 | 1022.9047
8 | 5299.2616 | -2120.2661 | -2865.4669 | -2048.7583 | 1735.2298
8 | 5534.3549 | 29.7496 | 81.7049 | -6695.4674 | 1049.658
8 | 5118.9749 | -3487.9061 | -1302.976 | 637.6986 | -965.7913
8 | 5398.2883 | -936.3049 | 2160.1496 | -4874.2291 | -1747.9038
8 | 5419.4999 | -750.2683 | 2317.9604 | -5268.6828 | -1718.5092
8 | 5188.9568 | -4554.5085 | 1416.5295 | -431.3151 | -1619.6627
8 | 5402.8615 | -2678.4485 | 3007.9505 | -4409.1266 | -1323.2368
8 | 5063.8182 | -4672.6324 | -4623.4295 | 2525.8113 | 1706.4324
8 | 5254.9251 | -2641.7417 | -3237.523 | -1162.7801 | 1787.1198
8 | 4955.4733 | -4524.6608 | -3169.253 | 3649.2785 | -910.8379
8 | 5022.1889 | -6019.8534 | -3385.6354 | 3383.3 | 1000
8 | 5023.8017 | -6059.5839 | -3330.4352 | 3366.2175 | 1000
8 | 5070.8399 | -5431.0865 | -3060.9567 | 2421.2033 | 1000
8 | 5330.3518 | -2801.9282 | -945.5137 | -2582.9098 | 1000
8 | 5357.5454 | -2861.3801 | -472.6251 | -3023.5402 | 1000
8 | 5393.3831 | -2909.3719 | 927.9882 | -3771.8593 | 359.8599
8 | 5464.1348 | -2262.3215 | 1814.944 | -5170.2934 | 153.5361
8 | 5437.3535 | -2992.6337 | 2383.4972 | -4691.9043 | -136.3127
8 | 5074.083 | -5775.9005 | -2346.1839 | 2372.0682 | 675.9332
8 | 5114.4469 | -5235.1761 | 492.7029 | 1039.0519 | -1411.0257
8 | 5028.5918 | -6089.6935 | -3077.0172 | 3262.4322 | 875.6867
8 | 5039.1521 | -5712.6162 | -366.7439 | 2425.9268 | -1385.7188
8 | 5182.6179 | -2548.5232 | -5930.2822 | 321.8621 | 2974.3253
8 | 5250.3718 | -1792.5228 | -5440.2364 | -1000 | 2982.3873
8 | 5312.8919 | -1944.8618 | -4386.9226 | -2000 | 3018.8925
8 | 5337.5508 | -1666.9688 | -4210.41 | -2481.8211 | 3021.6492
8 | 5314.5525 | -1950.0837 | -4349.7218 | -2034.9203 | 3020.1733
8 | 5246.3736 | -2687.0751 | -4868.0314 | -702.2446 | 3010.9775
8 | 5253.8459 | -2708.4281 | -4702.915 | -859.1457 | 3016.6427
8 | 4948.304 | -5582.4281 | -7312.0147 | 4998.4399 | 2947.699
8 | 4696.7885 | -853.647 | -5345.5934 | 6134.2539 | -4631.8019
8 | 4995.1841 | -4987.3617 | -514.9395 | 2763.4287 | -2256.3116
8 | 4790.8826 | -3623.5539 | -10937.1285 | 7080.8446 | 2688.9552
8 | 5184.1707 | 4502.7797 | -10028.3076 | -1700.1714 | 2041.5286
8 | 5429.2104 | 3259.7338 | -6180.8523 | -5304.984 | 2796.8922
8 | 5443.3029 | 4410.9201 | 579.88 | -7309.2635 | -3124.8395
8 | 5480.5883 | 3894.3997 | 1183.485 | -7730.4584 | -2828.0147
8 | 4778.0976 | 2557.9417 | 3276.4076 | -8595.4039 | -2017.0431
8 | 5482.8276 | 3716.9845 | 1341.6512 | -7721.5797 | -2819.8837
8 | 5432.197 | 3220.4616 | -6122.3015 | -5341.6039 | 2811.2467
8 | 5557.1882 | 1665.1339 | -3243.9953 | -6995.0136 | 3016.6868
8 | 5597.6428 | 1403.7337 | -1138.2648 | -7861.7832 | 1998.6714
8 | 5303.3711 | 1288.3741 | 61.6577 | -8178.9851 | 1525.5822
8 | 5572.5432 | 1295.793 | -2750.646 | -7154.7759 | 3037.0857
8 | 5586.4954 | 1048.9991 | -2201.8071 | -7355.575 | 2921.8877
8 | 5609.741 | 898.796 | -991.8334 | -7853.6295 | 2336.9259
8 | 5607.7302 | 425.2754 | -802.0626 | -7860.3299 | 2629.3869
8 | 5435.9172 | 3149.3918 | -6017.2087 | -5384.7891 | 2816.6888
8 | 5505.679 | 2024.4408 | -4209.3593 | -6245.1395 | 2924.379
8 | 5516.2512 | 2888.0563 | 862.5159 | -7748.7422 | -1518.0812
8 | 5577.2253 | 1134.155 | -2561.7868 | -7191.5685 | 3041.975
8 | 4894.6766 | 1998.11 | -12475.6769 | 3728.2897 | 1854.6006
8 | 4718.6094 | 1416.364 | -6047.2872 | 5069.8245 | -5157.5107
8 | 4724.6112 | 607.5722 | -5609.3049 | 5224.1203 | -4946.9988
8 | 5027.655 | 3158.1532 | -11271.3615 | 1214.9029 | 1870.6504
8 | 5058.2457 | 3525.4501 | -10149.8234 | 427.6428 | 1138.4848
8 | 5169.4401 | 5268.0826 | -2646.4531 | -3282.3283 | -4508.7414
8 | 5160.6335 | 4431.7252 | -2365.3589 | -2884.2344 | -4342.7654
8 | 5058.4247 | 3062.5116 | -9553.9425 | 491.2079 | 941.7983
8 | 5063.8391 | 3473.0011 | -10950.4316 | 532.6748 | 1880.9166
8 | 5144.9427 | 4177.2555 | -10243.3055 | -993.4621 | 1914.5694
8 | 5181.3069 | 5369.215 | -2559.0588 | -3501.6478 | -4489.8153
8 | 5217.1014 | 4770.1708 | -1884.6056 | -3883.7266 | -4218.94
8 | 5481.4299 | 3295.2473 | 1548.8557 | -7575.316 | -2750.2168
8 | 5177.8552 | 3667.2976 | -9464.3537 | -1392.8788 | 2012.0798
8 | 5455.0529 | 2261.1195 | -5111.9745 | -5470.7721 | 2866.5742
8 | 5065.9832 | 2973.482 | -10611.3834 | 635.5119 | 1936.4063
8 | 5018.3965 | 2621.6998 | -11071.9156 | 1515.511 | 1916.3082
8 | 4896.3088 | 1537.294 | -12165.5579 | 3828.3941 | 1903.561
8 | 4835.1493 | -1526.3863 | -11495.4545 | 5751.6154 | 2435.0761
8 | 4800.5722 | -3197.79 | -11079.6306 | 6807.26 | 2669.5884
8 | 4944.595 | -1718.5607 | -9952.4343 | 4031.4198 | 2694.9803
8 | 4824.45 | -51.4968 | -12593.8357 | 5526.846 | 2294.0365
8 | 4775.9564 | -2395.6076 | -12010.6509 | 7007.3667 | 2622.9354
8 | 4977.9454 | -321.0176 | -10429.7803 | 3114.3055 | 2658.547
8 | -3558.2344 | -1403.1946 | -5502.5971 | 7739.1706 | 2724.8554
8 | 3946.3621 | -1749.0954 | -11535.9517 | 6730.2996 | 2608.3855
8 | -4129.5943 | -18.4646 | -3261.4985 | 4614.9201 | 2794.6374
8 | -4586.6499 | -2841.3217 | -217.6086 | 4617.4184 | 3028.1617
8 | -4790.5259 | -3292.4313 | 1151.0809 | 4345.5378 | 2586.3385
8 | -4151.2751 | -4727.3049 | -1660.8604 | 7526.8904 | 3012.55
8 | -4114.6476 | -4846.9711 | -1794.6932 | 7746.8385 | 3009.4734
8 | -4336.714 | -4995.0579 | -346.8373 | 7291.8972 | 2386.7121
8 | -4127.1519 | -4917.3416 | -1692.0293 | 7723.3351 | 3013.1878
8 | -4861.6306 | 4104.6191 | 2219.9319 | 2139.0324 | -3601.9527
8 | -5055.4626 | 4821.2865 | 3330.524 | 668.5451 | -3764.8929
8 | -5026.1122 | 5191.9293 | 3807.1215 | -130.0618 | -3842.8767
8 | -5024.8988 | 5208.1883 | 3922.8468 | -164.4053 | -3941.731
8 | -5024.2267 | 5205.7633 | 3933.5785 | -178.0407 | -3937.0745
8 | -4918.2525 | 4337.6736 | 5979.3963 | -2326.0837 | -3072.7337
8 | -4861.4772 | 3354.8587 | 5482.9951 | -3304.3098 | -672.0668
8 | -4939.9754 | 2157.1906 | 6453.3826 | -1099.6303 | -2570.9676
8 | -4962.0735 | 2944.7999 | 6409.1863 | -1431.1029 | -2960.8098
8 | -4077.3989 | 2069.6129 | -1110.0585 | 6245.7815 | -3127.937
8 | -4909.751 | 4067.212 | 2755.64 | 2236.7815 | -4149.8825
8 | -4952.205 | 4230.6962 | 2991.0194 | 1900.7027 | -4170.2133
8 | -5068.9521 | 4744.8949 | 3560.2752 | 837.6003 | -4073.8184
8 | -5093.6537 | 2244.9749 | 4106.9992 | 2239.0433 | -3497.3637
8 | -5085.868 | 797.1888 | 4300.0099 | 3191.1687 | -3202.4993
8 | -5062.1893 | 4739.0411 | 3498.403 | 847.7442 | -4022.999
8 | -4213.1806 | 2002.3884 | 323.2861 | 6438.9972 | -4551.4911
8 | -4910.661 | 3997.9089 | 2771.1578 | 2272.8871 | -4131.2928
8 | -5083.8965 | -452.1309 | 4467.6912 | 3945.4114 | -2877.0752
8 | -5096.3273 | -4025.7776 | 4388.8198 | 5023.8923 | -290.6071
8 | -5103.5323 | -3922.1368 | 4258.3678 | 4688.6211 | 78.6802
8 | -5070.449 | -3563.0073 | 6192.4354 | 3807.995 | -1366.9742
8 | -5062.4182 | 4703.525 | 3505.0405 | 867.7771 | -4013.9244
8 | -5094.2808 | 1478.8765 | 4210.2601 | 2675.4993 | -3270.3551
8 | -5068.7287 | -2670.2019 | 6195.8759 | 3470.8277 | -1927.773
8 | -4203.841 | 1786.6241 | 322.9082 | 6603.9951 | -4509.6864
8 | -4160.9469 | -928.6032 | 741.2545 | 8280.4232 | -3932.1276
8 | -5063.8344 | -4085.8614 | 5182.5594 | 6024.1047 | -2056.9684
8 | -5068.3226 | -4308.8389 | 5087.3771 | 5979.9042 | -1690.1198
8 | -5062.4345 | -4264.9752 | 5399.5362 | 5881.2919 | -1953.4185
8 | -3438.473 | -4264.2503 | 4319.0691 | 5424.8108 | -2041.1566
8 | 5070.846 | -6261.8494 | 935.7199 | 1861.5872 | -1606.3036
8 | -5063.5344 | -3581.709 | 6446.756 | 3895.6849 | -1697.1975
8 | -3557.0466 | -3457.1953 | -4854.3626 | 9051.1619 | 2817.4426
8 | -4808.0338 | 4365.0498 | 1359.1073 | 1559.9533 | -2476.0765
8 | -4802.5388 | 4568.2675 | 1057.7159 | 1121.1866 | -1944.6311
8 | -5038.1833 | 4848.5639 | 3121.4413 | 603.6869 | -3535.5088
8 | -5051.8326 | 4929.001 | 3163.46 | 435.7205 | -3476.3488
8 | -5065.9472 | 4782.3556 | 3484.4114 | 756.001 | -3956.8208
8 | -4965.5099 | 4336.5467 | 2140.2002 | 423.0545 | -1934.2915
8 | -4829.639 | 4095.7931 | 886.1579 | 658.1738 | -810.4858
8 | -5061.901 | -97.4441 | 3209.2652 | 2289.5367 | -339.4569
8 | -4806.6333 | 4387.1282 | 1346.36 | 1512.1926 | -2439.0475
8 | -4358.3822 | 3795.9861 | -1685.7772 | 2626.9585 | -378.7852
8 | -3851.7609 | 3120.1904 | -5111.7018 | 3903.3282 | 1939.9441
8 | -3718.1296 | 2746.9709 | -5615.4154 | 4660.2024 | 1926.3717
8 | -3730.0025 | 2740.294 | -5488.9429 | 4678.8153 | 1799.836
8 | -3217.8481 | 2706.2627 | -6009.5751 | 4600.1291 | 1921.0314
8 | -4488.3982 | 3784.7665 | -811.8994 | 2327.7761 | -812.2451
8 | -4807.8166 | 4139.8567 | 1346.7387 | 1542.1546 | -2220.9333
8 | -4318.3243 | 1434.8637 | -2023.2612 | 3082.5199 | 1824.2019
8 | -4819.4181 | 1999.8668 | 1363.3715 | 1848.8236 | -392.6438
8 | -4873.9281 | -3247.7712 | 1660.0318 | 3508.2345 | 2953.433
8 | -4809.025 | 2271.445 | 699.347 | 924.9723 | 913.2607
8 | -4550.499 | 2034.8884 | -1163.0522 | 1377.3341 | 2301.3288
8 | 5245.8305 | 2376.967 | -7484.359 | -2397.2104 | 2258.7718
8 | 5460.8014 | 1286.4555 | -4109.0253 | -5559.6761 | 2921.4446
8 | -4809.0359 | 2234.7245 | 669.6826 | 895.5811 | 1009.0478
8 | -4753.8526 | 1734.2056 | -92.2675 | 632.2709 | 2479.6435
8 | -4814.9083 | -860.4084 | 714.988 | 1996.9178 | 2963.4109
8 | -4862.3103 | -2429.3621 | 1346.7828 | 2904.541 | 3040.3485
8 | -4868.7773 | -2911.1482 | 1499.2946 | 3218.7259 | 3061.905
8 | -4868.0442 | -2746.0925 | 1426.7846 | 3127.8906 | 3059.4616
8 | -4885.6119 | -2802.2593 | 1577.9859 | 3047.1058 | 3062.7795
8 | -4866.5735 | 2336.677 | 1200.735 | 796.0145 | 533.147
8 | -4997.6341 | 2487.6738 | 2359.4251 | 496.8474 | -346.3122
8 | -5039.4063 | 2539.5007 | 2754.2771 | 393.1784 | -647.5498
8 | -5001.1343 | 2993.2094 | 5852.8818 | -638.3152 | -3206.6417
8 | 5282.769 | 3414.988 | -350.3232 | -4741.5887 | -3605.845
8 | 5465.326 | 2396.3398 | 2020.9787 | -7291.1655 | -2591.4791
8 | 5401.1957 | -2479.6045 | 3211.9441 | -4706.8084 | -1426.727
8 | -4973.5014 | 2766.8543 | 6386.3305 | -1198.4193 | -2981.2641
8 | -4958.6355 | 2694.8847 | 6552.876 | -1379.5321 | -2909.5932
8 | -4339.9472 | 638.7221 | 11213.2973 | -6650.5003 | -861.5719
8 | -4090.2717 | 656.9192 | 11043.4523 | -6730.9152 | -879.1846
8 | -4340.7835 | 566.387 | 11228.2583 | -6608.6503 | -845.2116
8 | -4122.9184 | 376.7446 | 11120.9787 | -6560.5797 | -814.2251
8 | -4363.9643 | -442.2955 | 11306.6059 | -5877.481 | -622.8651
8 | -4961.4004 | 2599.646 | 6410.5325 | -1421.006 | -2627.772
8 | -4872.7507 | 1065.0641 | 5635.4443 | -2948.4229 | 1120.6651
8 | -4623.7082 | 252.7932 | 7529.3403 | -5060.5699 | 1902.1445
8 | -4531.7027 | 164.3496 | 8475.2869 | -5709.0817 | 1601.148
8 | -4423.4167 | 137.2861 | 9678.255 | -6424.3794 | 1032.255
8 | -3730.0298 | 165.3824 | 9134.4587 | -6638.6783 | 1068.867
8 | -444.189 | 340.1172 | 4854.3768 | -6752.5418 | 2002.2369
8 | 5046.9273 | 730.1102 | -1720.8676 | -7113.4926 | 3057.3227
8 | 5567.1508 | 789.2689 | -2212.9186 | -7186.3754 | 3042.8742
8 | 5571.6096 | 1153.4907 | -73.9026 | -7820.5057 | 1169.3081
8 | 5607.1637 | 396.9764 | -779.1104 | -7860.3943 | 2635.3647
8 | 5574.7429 | 694.7968 | -2038.0875 | -7286.805 | 3055.3528
8 | 5577.1312 | 376.3319 | -663.1008 | -7893.6675 | 2603.3052
8 | 5003.9759 | 151.645 | 1673.9975 | -8511.4841 | 1681.8657
8 | 4709.6482 | -1706.9342 | 4116.9779 | -7233.6677 | 113.9758
8 | -3706.3226 | 171.5896 | 9132.7262 | -6648.1155 | 1050.1223
8 | 1114.3323 | 1164.3958 | 7193.059 | -8097.8928 | -1373.8943
8 | 4659.1818 | 1638.6692 | 4259.5013 | -8718.4673 | -1838.885
8 | 4507.8493 | 1350.7657 | 4710.3645 | -8904.7962 | -1664.1833
8 | 4520.9777 | -32.2151 | 4967.3887 | -8099.8465 | -1356.3048
8 | -3702.9256 | 164.8669 | 9115.1792 | -6646.0427 | 1068.9222
8 | -4395.5062 | -649.5481 | 10621.8097 | -5938.6621 | 361.9067
8 | -4063.1288 | -780.1763 | 10537.6911 | -5950.9857 | 256.5997
8 | -4386.6665 | -1040.0966 | 11118.422 | -5514.918 | -176.7408
8 | -4877.801 | -1080.6917 | 5927.7318 | -2117.0135 | 2147.7745
8 | -4923.6111 | -1708.3333 | 6486.1111 | -854.1667 | 1000
8 | -4898.1303 | -1861.2179 | 6231.3035 | -1389.2627 | 1917.3075
8 | -4828.8233 | -4340.9366 | 9400.0903 | 567.6509 | -797.9814
8 | -4369.9943 | 101.883 | 11167.1772 | -6100.1739 | -798.892
8 | -4116.003 | 369.5108 | 11117.3864 | -6557.7778 | -813.1165
8 | -4383.158 | -1230.4631 | 11362.1612 | -5296.1439 | -452.3962
8 | -5028.0162 | 2285.2401 | 2479.0915 | 215.9602 | 47.7244
8 | -4981.3938 | 1283.3198 | 1472.1251 | -522.3819 | 2748.3308
8 | -4955.1863 | 1095.2707 | 2059.9668 | -1062.4721 | 2862.4209
8 | -4862.2981 | 806.0435 | 2936.0392 | -1918.5618 | 3038.7773
8 | -4794.3319 | 603.9219 | 3694.4988 | -2592.2309 | 3088.1421
8 | -4949.0222 | 415.7412 | 2488.5748 | -977.7354 | 3022.4416
8 | -4936.9708 | -320.9351 | 3185.6301 | -1009.3602 | 3081.636
8 | -4997.9571 | -134.6859 | 1802.985 | 331.2408 | 2998.4171
8 | -5022.3878 | -1791.4373 | 2297.5914 | 1445.3985 | 3070.8351
8 | -4229.8486 | 1322.7796 | -2621.389 | 3304.5112 | 2223.9467
8 | -4568.1855 | -1554.4398 | -378.7824 | 3572.4383 | 2928.9693
8 | -4824.7318 | -3138.9163 | 1329.7605 | 3573.8406 | 3060.0471
8 | -4257.8717 | 1397.4883 | -2496.3576 | 3128.1744 | 2228.5665
8 | 5058.401 | 1214.5528 | -9406.0855 | 1001.143 | 2131.9888
8 | -4812.0502 | 1763.5889 | 2118.3889 | 2671.0845 | -1741.012
8 | -4993.8666 | 1968.8994 | 3346.1131 | 2222.3742 | -2543.5201
8 | -5078.1677 | 1838.4726 | 4297.1427 | 2436.8961 | -3494.3438
8 | -5076.6716 | 1808.1983 | 4335.4096 | 2494.1258 | -3561.0621
8 | -4432.722 | -165.1764 | 2095.8737 | 6417.4135 | -3915.3888
8 | -4397.9278 | -2367.6795 | 2435.2225 | 7777.2768 | -3446.8921
8 | -5041.197 | -4617.0928 | 5599.465 | 6169.7451 | -2110.9202
8 | -3829.8593 | -4746.2401 | -2828.3843 | 8502.2845 | 2902.1992
8 | -4225.8462 | -5733.2058 | -655.5239 | 7576.0038 | 3038.5721
8 | -4495.8994 | -6064.9429 | 1019.4132 | 6998.6218 | 2542.8072
8 | -5034.6319 | -4855.6945 | 3389.1937 | 4317.5177 | 2183.6149
8 | -5103.0626 | -5318.3737 | 4139.1891 | 4596.7408 | 1685.5064
8 | -5081.0478 | -6321.4362 | 4737.1161 | 5665.3679 | 1000
8 | -5046.0392 | -6431.8079 | 4606.281 | 5871.5662 | 1000
8 | -5078.1517 | -6453.0461 | 4815.7518 | 5805.8062 | 909.6399
8 | -5059.253 | -6597.1699 | 6032.2626 | 5309.8683 | 314.2921
8 | 5052.6862 | -6750.2888 | -1410.1673 | 2665.6161 | 442.1537
8 | 5432.9915 | -3367.9236 | 2578.5316 | -4657.2208 | 13.6213
8 | 5421.4625 | -3429.3563 | 2803.2228 | -4520.7917 | -274.5372
8 | -5057.2043 | -6057.9184 | 6710.1821 | 4159.597 | 245.3437
8 | -4844.6464 | -4291.0818 | 8783.7831 | 330.3039 | 21.6413
8 | -4683.7583 | -3423.4938 | 9761.4886 | -1566.636 | -87.6005
8 | 4482.4101 | -3079.5523 | 3623.3399 | -4992.7576 | -33.4401
8 | 5241.2766 | -3081.0076 | 3077.4547 | -5212.5956 | -25.1281
8 | 5224.8185 | -3057.5792 | 3123.261 | -5257.6775 | -32.8228
8 | -4680.791 | -3413.1355 | 9788.5045 | -1589.4781 | -105.1
8 | -4657.6962 | -3384.8083 | 10082.036 | -1654.7233 | -384.8083
8 | 915.1001 | -3154.766 | 6178.1788 | -3783.7469 | -154.766
8 | 2902.2276 | -3069.2846 | 4878.3976 | -4549.6509 | -161.6897
8 | -4649.4793 | -3310.4006 | 10086.6391 | -1816.3586 | -310.4006
8 | -4828.9313 | -4401.3639 | 9375.6287 | 566.0312 | -711.3648
8 | -4827.3434 | -4412.5465 | 9423.3131 | 589.8488 | -773.272
8 | -5027.6403 | -6351.6025 | 7700.6343 | 4786.7679 | -1108.1595
8 | 5061.2988 | -6392.6086 | 1043.5461 | 1914.6712 | -1626.9074
8 | 5196.076 | -5241.3683 | 2058.1924 | -581.725 | -1431.1751
8 | -5027.9253 | -6253.4855 | 7794.8315 | 4577.4602 | -1090.8809
8 | -4841.2777 | -4537.636 | 9316.43 | 860.9167 | -798.433
8 | -5031.3374 | -6315.4588 | 7698.7115 | 4710.4439 | -1062.3592
8 | -5051.6573 | -6455.5444 | 6679.2162 | 5009.0328 | -181.0473
8 | 3375.5752 | -6581.9969 | 482.0588 | 2802.8912 | -78.5282
8 | 5073.4919 | -6562.5103 | -710.1831 | 2262.5337 | -63.3321
8 | 5414.9803 | -3525.4856 | 2851.8323 | -4312.7797 | -428.5472
8 | 5068.1991 | -6609.6244 | -772.9135 | 2364.484 | -50.1452
8 | -5050.7431 | -6208.6864 | 6987.9816 | 4482.4587 | -211.0107
8 | -4831.6704 | -4382.6436 | 9119.8285 | 524.9434 | -430.4579
8 | -4645.7568 | -3377.8615 | 10246.0387 | -1671.8876 | -550.5328
8 | 3111.1684 | -3046.7811 | 5102.6878 | -4656.5759 | -510.4992
8 | 5098.4798 | -3050.5429 | 3673.9353 | -5232.3851 | -489.4871
8 | -4643.116 | -3364.0878 | 10263.286 | -1702.016 | -554.0663
8 | -2955.4794 | -3104.6566 | 9404.8898 | -2750.7383 | -594.0155
8 | 1873.702 | -2919.4957 | 6173.6792 | -4564.2352 | -563.6503
8 | 4942.2615 | -2828.1009 | 4108.6492 | -5660.4324 | -562.3774
8 | 5341.028 | -3598.0845 | 3487.3734 | -4131.5287 | -1098.7882
8 | -4616.1025 | -3202.2587 | 10407.1553 | -2055.2536 | -533.5406
8 | -4825.1726 | -4428.2529 | 9361.4226 | 622.411 | -730.4082
8 | -5034.7726 | -6320.6292 | 7581.4956 | 4721.6793 | -947.773
8 | -5028.8761 | -6303.2141 | 7695.6078 | 4683.4973 | -1047.0149
8 | -2079.3919 | -6314.5618 | 5749.342 | 3842.4731 | -1197.8615
8 | 5102.8624 | -6111.4695 | 1231.4495 | 1302.1185 | -1524.9608
8 | 5387.5205 | -3674.7536 | 3383.2837 | -3981.549 | -1114.5016
8 | 5387.4622 | -3672.1375 | 3388.1129 | -3987.0989 | -1116.3388
8 | 5074.7539 | -6346.1232 | 1029.0484 | 1811.166 | -1568.8452
8 | 5031.191 | -6615.1746 | -2547.3607 | 3131.3442 | 1000
8 | -5081.257 | -5490.7721 | 5539.5263 | 4032.5028 | 1000
8 | -5022.439 | -4673.1707 | 6288.4553 | 2407.1545 | 1000
8 | -4886.1442 | -3341.6064 | 7480.1381 | -252.3875 | 1000
8 | 2850.2793 | -2997.7654 | 2456.2384 | -3308.7523 | 1000
8 | 5407.9497 | -3004.7663 | 678.7819 | -4081.9653 | 1000
8 | 5448.7667 | -3059.4261 | 2273.9982 | -4934.2569 | 270.918
8 | 2866.3772 | -3074.8054 | 4736.7767 | -4499.2317 | -29.1169
8 | -4884.4829 | -3342.465 | 7506.5309 | -267.2428 | 987.6597
8 | -4682.7058 | -3414.5965 | 9765.0181 | -1582.0007 | -85.7151
8 | -5070.5399 | -5610.2338 | 6192.2534 | 3825.8301 | 662.6902
8 | -5088.5377 | -4683.0492 | 3706.195 | 3930.7171 | 2134.6748
8 | -5104.8057 | -5225.5933 | 4104.9899 | 4485.7299 | 1739.6793
8 | -4964.8591 | -3243.9212 | 5817.3345 | 606.4 | 1785.0458
8 | -4955.7115 | -3267.8194 | 6223.0856 | 403.9711 | 1596.4742
8 | 942.3246 | -2914.5694 | 849.6317 | -1180.7887 | 2303.4017
8 | 2745.9443 | -2969.697 | 1970.0031 | -3000 | 1253.7496
8 | 5356.3263 | -2897.7516 | -1434.6851 | -3000 | 1976.1103
8 | 5313.0435 | -2847.0164 | -3098.3824 | -2098.9091 | 2731.2643
8 | -4937.0146 | -2852.4713 | 6211.9595 | -164.5078 | 1742.0342
8 | -4895.8624 | -2454.5879 | 6601.4957 | -950.5723 | 1699.5269
8 | -4890.2517 | -2452.0254 | 6696.0523 | -1011.1791 | 1657.4039
8 | -4674.3462 | -2393.5243 | 8998.7547 | -2537.3599 | 606.4757
8 | -3023.0769 | -2503.8462 | 8030.7692 | -3000 | 496.1538
8 | 2288.7197 | -3022.0702 | 5158.9442 | -4403.5235 | -22.0702
8 | -4639.0556 | -3030.1127 | 9917.668 | -2218.387 | -30.1127
8 | -4613.8103 | -2336.7942 | 9611.5294 | -3000 | 339.0752
8 | -4559.9647 | -2331.9707 | 10194.8599 | -3371.3922 | 68.4676
8 | -4435.0163 | -1205.325 | 10642.3732 | -5191.6437 | 189.6119
8 | -3989.2085 | -818.1502 | 10519.1482 | -5942.0828 | 230.2933
8 | -4383.7225 | -1247.6663 | 11359.2561 | -5284.8561 | -443.0112
8 | -4885.0214 | -3329.1004 | 7489.4431 | -275.3213 | 1000
8 | -4890.6319 | -2396.8136 | 6646.9242 | -1056.1248 | 1696.6461
8 | -4739.5973 | -1338.333 | 7428.6095 | -3000 | 1649.3208
8 | 5359.1159 | -2353.9459 | -2711.9895 | -3000 | 2706.8195
8 | 5604.6507 | 324.8218 | -730.8982 | -7806.9988 | 2608.4245
8 | 283.7796 | -6034.921 | -3365.8323 | 6095.2324 | 3021.7413
8 | 4954.6145 | -6131.2008 | -6585.8318 | 4786.889 | 2975.5291
8 | 5168.2263 | -4056.2443 | -4834.3496 | 701.49 | 3020.8777
8 | 4712.5469 | -1561.3026 | -4602.3122 | 5854.345 | -4403.2771
8 | 4804.2097 | -4259.6375 | -10049.3668 | 6776.4766 | 2728.3181
8 | 4722.0103 | -1064.2981 | -4692.0084 | 5544.7812 | -4510.4851
8 | -5087.9426 | 2100.3948 | 4115.4339 | 1928.4711 | -3056.3572
8 | -5077.883 | 2213.9696 | 4710.5173 | 1648.0211 | -3494.625
8 | 5124.7278 | 2467.7536 | -1695.8457 | -1944.2307 | -3952.405
8 | -5078.0442 | 2314.1209 | 4864.0158 | 1356.9764 | -3457.0689
8 | -5060.6984 | -502.4506 | 6211.9366 | 1896.8792 | -2545.6668
8 | -5092.1532 | 2160.9634 | 4039.1966 | 1732.5358 | -2840.5425
8 | -5063.3221 | 2366.4937 | 3305.9051 | 1000.9112 | -1609.9879
8 | -4990.3655 | 2443.188 | 2347.6898 | 631.6224 | -432.1348
8 | -5060.7029 | -792.3323 | 3127.7955 | 1993.6102 | 731.6294
8 | -5075.5927 | -4087.148 | 3394.6208 | 3434.3476 | 2333.7722
8 | -3968.481 | 495.2679 | -3043.5682 | 5344.3243 | 1172.4571
8 | -3877.5571 | 511.2907 | -4013.6927 | 5206.6346 | 2173.3244
8 | -3830.6714 | -3341.8554 | -3271.6026 | 7605.235 | 2838.8944
8 | 4471.7436 | -3724.5292 | -9946.3671 | 6489.1102 | 2710.0425
8 | 7.2746 | 271.6458 | -7124.6529 | 4722.2174 | 2123.5151
8 | 4967.2038 | 540.3835 | -10288.6675 | 2687.608 | 2093.4722
8 | 4887.3182 | -169.1758 | -11004.2705 | 4200.9969 | 2085.1312
8 | 4830.1768 | -3031.5738 | -10378.1926 | 5997.8636 | 2581.7261
8 | 4810.3818 | -3988.4337 | -10140.1381 | 6602.2083 | 2715.9818
8 | 4892.8332 | -3141.5915 | -9494.8308 | 5013.0708 | 2730.5183
8 | 5043.9155 | 1385.1725 | -7379.5639 | 724.5931 | 225.8828
8 | -4805.0904 | 4443.1003 | 1264.0796 | 1391.3402 | -2293.4296
8 | -4455.8007 | 3965.5646 | -1077.7131 | 2296.3272 | -728.378
8 | -4095.4003 | 3786.1997 | -3900.4918 | 2556.3818 | 1653.3107
8 | -4036.9177 | 3724.9452 | -4317.4109 | 2667.6964 | 1961.687
8 | -3577.6418 | 3747.8938 | -4612.9362 | 2483.8779 | 1958.8063
8 | -4057.5112 | 3661.3941 | -4191.6067 | 2613.282 | 1974.4418
8 | -4803.0194 | 4523.5588 | 1142.1496 | 1217.6343 | -2080.3233
8 | -4523.7835 | 4251.9811 | -872.9017 | 1704.2251 | -559.521
8 | -4081.5834 | 3870.7789 | -4151.5402 | 2369.5535 | 1992.7912
8 | 750.501 | 3997.7142 | -7366.8423 | 679.9823 | 1938.6447
8 | -4237.5964 | 3162.2268 | -3112.8145 | 2101.5191 | 2086.665
8 | -4975.7344 | 4731.8711 | 2649.668 | 832.1547 | -3237.9594
8 | -32.4245 | 5120.9898 | 625.7042 | -1442.4351 | -4271.8344
8 | -5053.7481 | 4829.9603 | 3323.5178 | 649.4314 | -3749.1614
8 | -5062.5914 | 4842.1542 | 3406.5225 | 626.4641 | -3812.5494
8 | -5058.708 | 4890.8499 | 3702.9459 | 523.1803 | -4058.2681
8 | -5065.9231 | 4799.8408 | 3482.7697 | 718.5494 | -3935.2368
8 | -5052.0732 | 4729.7508 | 3295.3343 | 650.1332 | -3623.145
8 | -5061.9733 | 4729.5228 | 3386.4912 | 623.9041 | -3677.9447
8 | -5055.0837 | 4733.1189 | 3866.1576 | 450.2112 | -3994.4039
8 | -5082.9409 | 2689.0442 | 4557.0825 | 1425.3164 | -3588.5022
8 | -5065.5704 | 4478.6392 | 3458.7853 | 748.0587 | -3619.9129
8 | -5091.6591 | 2609.9973 | 4046.6626 | 1655.1215 | -3220.1223
8 | -4985.3064 | 2765.8342 | 2299.755 | 566.3607 | -646.6435
8 | -4953.8161 | 4241.7283 | 3011.1291 | 1877.6913 | -4176.7327
8 | -4282.3644 | 2246.7998 | 655.9225 | 5938.0684 | -4558.4264
8 | -5069.6615 | 4752.3472 | 3577.2064 | 821.9703 | -4081.8624
8 | -5090.9882 | 3265.3071 | 4059.6533 | 1558.5811 | -3792.5532
8 | -5077.9975 | 1936.4255 | 4300.3855 | 2425.7361 | -3584.5497
8 | -4889.2501 | -3453.5747 | 1801.111 | 4032.3629 | 2509.3508
8 | -4833.2662 | -3333.2768 | 1438.737 | 4270.391 | 2457.415
8 | -4905.8422 | -3823.9838 | 2234.1649 | 4566.5286 | 1929.1324
8 | -5028.4876 | -4013.7349 | 3617.7691 | 4878.6255 | 545.828
8 | -5101.9729 | -3911.0203 | 4218.7063 | 4649.0498 | 145.2371
8 | -5066.8181 | -3532.6991 | 6199.6971 | 3714.3825 | -1314.5625
8 | -5041.6186 | -3446.1691 | 6639.7521 | 3495.6059 | -1647.5703
8 | -1243.2308 | -3351.6864 | 4254.6909 | 2158.2261 | -1817.9998
8 | 5107.3012 | -5868.6741 | 1148.6811 | 1185.9108 | -1573.219
8 | -5039.7745 | -5698.8082 | 7381.0067 | 4559.1288 | -1201.5528
8 | -4908.6586 | -1412.918 | 6516.0161 | -629.8792 | 435.4397
8 | -4867.1037 | -1792.4528 | 8051.7008 | -6.5556 | -1385.5887
8 | -4421.4232 | 885.2113 | 10231.7383 | -5726.1509 | -969.3756
8 | 4799.4833 | 305.122 | 3695.0896 | -7284.1734 | -1515.5216
8 | 4630.5331 | -2066.8196 | 4958.0357 | -6591.4405 | -930.3086
8 | -5103.805 | -4032.7027 | 4247.6166 | 4711.4674 | 177.4238
8 | -5070.5918 | -3731.5596 | 6192.1498 | 3835.985 | -1225.9835
8 | -5101.2378 | -4460.9828 | 4274.2301 | 4952.4106 | 335.5799
8 | -5055.9993 | -3234.1483 | 3061.6598 | 3366.0323 | 1862.4555
8 | -5028.7625 | -2886.1539 | 3467.0868 | 2623.588 | 1824.2415
8 | -304.5363 | -2673.3099 | 350.5011 | 780.7719 | 1846.5733
8 | -4984.7366 | -2327.4231 | 4200.0414 | 1424.749 | 1687.3693
8 | -4895.6507 | -1200.1016 | 5750.3255 | -1000 | 1345.4268
8 | -4875.3224 | -943.0617 | 6108.2233 | -1553.2314 | 1263.3921
8 | -4523.6446 | 864.2447 | 8475.5712 | -5504.7131 | 688.5418
8 | -3670.2624 | 1009.1852 | 8075.9709 | -6065.06 | 650.1663
8 | 5183.3451 | 530.4509 | 1057.898 | -7657.8953 | 886.2013
8 | 4663.5342 | -2204.2619 | 4738.3661 | -6587.1226 | -610.5158
8 | -4463.8182 | 994.1559 | 9254.2704 | -5850.5629 | 65.9547
8 | -4474.4082 | 758.815 | 9061.0287 | -5816.4474 | 471.0118
8 | -4888.4959 | -1377.5212 | 6279.444 | -1158.131 | 1144.7041
8 | -4906.9689 | -1983.0942 | 6519.3956 | -604.5334 | 975.2008
8 | -4907.2763 | -2002.3608 | 6518.7808 | -609.1438 | 1000
8 | -4897.3468 | -1913.5877 | 6271.1364 | -1262.712 | 1802.5101
8 | -4874.2461 | -1059.1797 | 6019.7656 | -1808.9184 | 1722.5786
8 | -4845.4158 | -1008.9721 | 6192.192 | -2229.8346 | 1892.0305
8 | -4875.6471 | -1172.0979 | 6004.3822 | -1867.6775 | 1911.0404
8 | -4921.1359 | -2306.8756 | 6491.0615 | -199.1913 | 936.1413
8 | -4897.424 | -2304.5809 | 6847.1827 | -461.3607 | 816.183
8 | -4863.836 | -2303.0298 | 7193.9066 | -724.011 | 696.9702
8 | -1880.6721 | -2513.0591 | 5709.1078 | -1802.3175 | 486.9409
8 | -4720.3411 | -2223.4624 | 8623.2349 | -1895.455 | 216.0236
8 | -4520.0222 | -2256.4782 | 10724.6067 | -3430.4794 | -517.6269
8 | -1915.3967 | -2527.6965 | 9076.581 | -4029.9279 | -603.5599
8 | 59.1652 | -1805.9358 | 8211.4644 | -5811.5897 | -653.1041
8 | -4397.5452 | -1060.8135 | 11147.8104 | -5188.1135 | -501.3382
8 | -4503.695 | -2276.0209 | 10873.1429 | -3606.3042 | -487.1227
8 | -4383.6945 | -1251.0931 | 11363.2419 | -5280.4975 | -447.9569
8 | -4901.6394 | -2333.5668 | 6759.798 | -524.5917 | 1000
8 | -4920.3647 | -2318.7182 | 6492.6039 | -253.5209 | 1000
8 | -4919.6931 | -2446.1635 | 6239.7993 | -636.3859 | 1762.4433
8 | -4782.1481 | -4161.4916 | 1733.6697 | 5242.3179 | 1967.6522
8 | -4692.7962 | -4397.0998 | 1366.1611 | 5722.2409 | 2001.494
8 | -4724.9224 | -4356.5265 | 1567.9298 | 5627.8034 | 1885.7157
8 | 1981.965 | -2651.7802 | -1257.4026 | 60.826 | 1866.3918
8 | 3632.1509 | -2381.8536 | -2053.5985 | -1000 | 1803.3012
8 | 4974.9536 | -2639.3102 | -3065.7088 | -1063.9736 | 1794.039
8 | -4711.8012 | -4424.9984 | 1496.0726 | 5685.8607 | 1954.8664
8 | -5067.3808 | -4696.3812 | 3751.0412 | 4770.5173 | 1242.2035
8 | -5105.1806 | -4754.8634 | 4177.4745 | 4866.707 | 815.8625
8 | -5095.0698 | -4587.6151 | 3903.6319 | 4549.1448 | 1229.9082
8 | -5105.6235 | -4742.997 | 4169.2422 | 4843.6727 | 835.7056
8 | -5105.8646 | -4978.5543 | 4164.5726 | 4878.3751 | 1041.4712
8 | -5105.5954 | -4993.5593 | 4169.5724 | 4893.9021 | 1035.6802
8 | -5103.9557 | -5072.6839 | 4212.0123 | 4964.6274 | 1000
8 | -4991.8014 | -5450.7469 | 3805.5691 | 5636.9792 | 1000
8 | -4916.4749 | -5764.2234 | 3563.5036 | 6117.1947 | 1000
8 | -5085.0303 | -5986.7305 | 4700.7034 | 5775.7849 | 595.2725
8 | -5088.7844 | -5803.4314 | 4604.692 | 5618.8034 | 668.7204
8 | -5076.308 | -6104.2652 | 5221.7536 | 5572.8497 | 385.9699
8 | -5034.9738 | -6149.7211 | 7526.638 | 4770.5069 | -1112.4501
8 | -5033.6799 | -6233.0743 | 7619.7357 | 4723.8279 | -1076.8095
8 | -5104.0565 | -5003.841 | 4272.1213 | 4835.7762 | 1000
8 | -4971.9877 | -3086.1547 | 5854.249 | 1203.8934 | 1000
8 | 1721.4915 | -2792.3618 | 1531.5859 | -1460.7156 | 1000
8 | 2034.0922 | -2789.8515 | 1319.9308 | -1564.1715 | 1000
8 | 1995.7746 | -2828.169 | 1664.7887 | -1832.3944 | 1000
8 | 1824.7415 | -2798.0756 | 1624.5634 | -1597.5451 | 946.3159
8 | -4956.4978 | -3174.2942 | 6420.3377 | 710.4543 | 1000
8 | -4958.1269 | -3122.2396 | 6417.0795 | 855.5473 | 807.7397
8 | -4869.6709 | -3210.9814 | 7803.2968 | -45.0636 | 322.4192
8 | -4701.7743 | -3327.6859 | 9628.2803 | -1271.1342 | -327.6859
8 | 2265.0689 | -2949.768 | 4005.1511 | -3370.6839 | 50.232
8 | 2840.8039 | -3072.8693 | 4809.4125 | -4504.4779 | -72.8693
8 | -5071.8154 | -5451.707 | 6189.7024 | 4075.8274 | 257.9926
8 | -4865.4768 | -3425.5554 | 1646.978 | 4141.9423 | 2502.1118
8 | -4901.0912 | -3572.0514 | 1928.5209 | 4091.9934 | 2452.6283
9 | 5104.8108 | 4519.9249 | -9960.1496 | -1661.7654 | 1997.1793
9 | 4792.2595 | 1769.3365 | -12868.6198 | 4339.2546 | 1967.7692
9 | 4693.741 | -2625.0541 | -11919.2903 | 7112.6662 | 2737.9372
9 | 4673.7437 | -3481.5314 | -11637.1415 | 7666.7398 | 2778.1894
9 | 4690.6271 | -325.9399 | -5745.5001 | 6590.8242 | -5210.0114
9 | 4730.5357 | -971.8631 | -5001.0417 | 6073.8586 | -4831.4895
9 | -4191.4709 | -1142.9537 | 1107.7893 | 8476.9832 | -4250.3479
9 | -4841.7069 | -3467.296 | 4312.0812 | 6842.4297 | -2845.5079
9 | -5118.2352 | -4561.2675 | 5767.4481 | 6162.9988 | -2250.9442
9 | 4717.5281 | -1034.2025 | -5013.3227 | 6310.5725 | -4980.5755
9 | 4892.1219 | -3860.0128 | -1756.4372 | 4048.931 | -3324.6029
9 | -3565.8945 | -3956.0816 | -4749.0727 | 9320.128 | 2950.9207
9 | -3988.867 | -5018.4936 | -2417.728 | 8321.8079 | 3103.2808
9 | 4701.0444 | -4115.0986 | -10765.5043 | 7361.0202 | 2818.5383
9 | 5203.885 | 5448.9324 | -3950.5562 | -3578.2789 | -3123.9823
9 | 5190.8643 | 5338.5993 | -3692.6334 | -3329.3425 | -3507.4877
9 | 4753.0148 | 1473.4591 | -8824.8085 | 5080.3837 | -2482.0492
9 | 5142.5113 | 4928.9933 | -2724.2867 | -2404.9408 | -4942.2771
9 | 4731.4453 | 1317.9962 | -5964.7676 | 5485.9315 | -5570.6053
9 | 5139.0227 | 4720.8893 | -2681.3385 | -2293.6081 | -4884.9654
9 | 4715.8584 | 817.4824 | -5943.2984 | 5876.0373 | -5466.0797
9 | 5057.9264 | -322.6287 | -1456.1173 | 345.9085 | -3625.089
9 | 5137.5626 | 5525.4576 | -3389.4654 | -3713.8239 | -3559.7308
9 | -4985.1899 | 5235.3758 | 3684.8818 | -90.6937 | -3844.3739
9 | -5021.1647 | 4777.2184 | 3064.7613 | 901.437 | -3722.252
9 | 4956.8031 | 5719.3279 | -1834.7963 | -4050.7679 | -4790.5668
9 | -4979.3945 | 5317.898 | 4271.8027 | -258.9454 | -4351.3609
9 | -5041.9385 | 4527.6484 | 3544.7131 | 1459.8556 | -4490.2786
9 | 4927.0714 | 5684.3946 | -1673.3875 | -4211.2426 | -4726.836
9 | -4975.8486 | 5304.0532 | 4328.9796 | -331.5495 | -4325.6346
9 | -4878.521 | 4463.9109 | 6231.3656 | -2322.4793 | -3494.2762
9 | -5042.8655 | 4410.0663 | 3562.7396 | 1530.1733 | -4460.1137
9 | -4222.923 | 4190.8595 | -3846.8022 | 1802.2591 | 2076.6066
9 | -4186.6803 | 4057.546 | -4023.5097 | 2077.9217 | 2074.7223
9 | -3630.1272 | 2504.9043 | -6175.0497 | 5248.6958 | 2051.5768
9 | -3569.1122 | -2178.3714 | -5298.114 | 8177.407 | 2868.1906
9 | -4493.8427 | -76.8935 | -1605.3296 | 3182.6062 | 2993.4595
9 | -4681.2289 | -2037.3937 | -99.649 | 3687.3271 | 3130.9445
9 | -4750 | 4757.5906 | 340.3776 | 809.1999 | -1157.168
9 | -4913.9676 | 4946.782 | 1727.5499 | 474.0951 | -2234.4594
9 | -4998.2363 | 5058.3652 | 2534.6588 | 272.7259 | -2867.5135
9 | -4975.2916 | 4583.725 | 2757.7193 | 1302.3351 | -3668.4878
9 | -4896.8431 | 4308.7104 | 2311.5221 | 1868.2079 | -3591.5973
9 | -4073.7049 | 2203.9232 | -1268.0641 | 6132.9891 | -2995.1433
9 | -5008.8877 | 4355.8984 | 3356.1924 | 1819.6682 | -4522.8712
9 | -4996.3648 | 4302.5228 | 3296.1325 | 1930.8255 | -4533.1161
9 | -4255.96 | 2119.2688 | 690.285 | 6410.3174 | -4963.9111
9 | -5013.7756 | 4248.5382 | 3397.8896 | 1853.6722 | -4486.3244
9 | -4998.3704 | 4178.5081 | 3324.629 | 1993.0509 | -4497.8177
9 | -4241.7176 | 1799.1652 | 686.045 | 6655.6486 | -4899.1412
9 | -5026.2376 | 3567.8362 | 3571.5353 | 2200.4907 | -4313.6246
9 | -5062.2109 | 2508.5598 | 3948.3634 | 2615.4015 | -4010.1138
9 | -5106.8978 | -3414.6641 | 5404.3689 | 5632.5027 | -2515.3097
9 | -4883.7265 | 4753.9863 | 1657.839 | 882.9856 | -2411.0844
9 | -4913.746 | 4492.7907 | 2260.5237 | 1471.9057 | -3311.4739
9 | -5002.976 | 4327.1748 | 3331.9968 | 1879.894 | -4536.0896
9 | -4915.2218 | 664.7177 | 2065.7258 | 2622.9839 | -438.2056
9 | -4992.3054 | -3664.1018 | 2758.8044 | 4227.5821 | 1670.0207
9 | -4902.9738 | 162.5504 | 1784.0222 | 2561.744 | 394.6573
9 | -4795.8286 | -1675.4019 | 512.0163 | 2877.6849 | 3081.5293
9 | -4750 | 4335.8707 | 837.487 | 1736.1835 | -2159.5412
9 | -4750 | -1246.8354 | 534.8101 | 3417.7215 | 2044.3038
9 | -4750 | -1822.8652 | 265.9962 | 3225.7116 | 3081.1574
9 | -4686.6539 | -2066.3251 | -54.5489 | 3693.5576 | 3113.9704
9 | -4750 | 3899.1656 | -321.1742 | 121.5914 | 1050.4172
9 | -4873.2208 | 4398.6185 | 996.616 | 155.9447 | -677.9584
9 | -4947.155 | 3890.8167 | 1287.2218 | -529.9884 | 299.1049
9 | -4849.4313 | 4237.7259 | 921.3938 | 449.7917 | -759.48
9 | -4750 | -144.8346 | -137.356 | 1959.7733 | 3072.4173
9 | -4794.9734 | -1353.6335 | 406.845 | 2604.6254 | 3137.1365
9 | -4916.1959 | -2941.4868 | 1797.775 | 3583.5157 | 2476.392
9 | -4941.1052 | -3147.5284 | 2078.1234 | 3730.0089 | 2280.5013
9 | -4883.6665 | -3357.1219 | 1763.5038 | 4166.0808 | 2311.2038
9 | -4892.9588 | -3396.809 | 1844.02 | 4169.405 | 2276.3428
9 | -4955.9611 | -3540.0808 | 2339.2912 | 4065.6635 | 2091.0873
9 | -4992.4343 | -3689.7614 | 2759.8885 | 4237.2354 | 1685.0718
9 | -5000.7787 | -3269.0286 | 2732.8207 | 3911.8162 | 1625.1703
9 | -5030.8292 | -3507.7272 | 3234.0571 | 4335.5569 | 968.9423
9 | -4992.9939 | -3689.7545 | 2765.717 | 4238.0215 | 1679.0099
9 | -4856.9896 | -3130.4493 | 1460.349 | 4002.3996 | 2524.6904
9 | -4874.8908 | -3311.4854 | 1677.7978 | 4144.9336 | 2363.6448
9 | -4843.2717 | -3171.3736 | 1386.4508 | 4092.9588 | 2535.2357
9 | -4908.2542 | -3117.9481 | 1792.7724 | 3759.7614 | 2473.6685
9 | -4750 | -1635.0512 | 199.4147 | 3051.0422 | 3134.5943
9 | -4787.2461 | -1504.8216 | 395.6809 | 2758.5362 | 3137.8505
9 | -4681.6234 | 3416.2991 | -1179.834 | -77.4718 | 2522.6301
9 | -4904.8844 | 2960.238 | 364.9438 | -1206.1104 | 2785.8129
9 | -4826.7304 | 2371.7076 | 2158.6936 | -2833.5256 | 3129.8549
9 | -4823.6813 | 1573.4824 | 2983.8209 | -2910.4846 | 3176.8626
9 | -4923.5256 | 1337.6414 | 740.8633 | -230.2825 | 3075.3034
9 | -4946.4959 | -243.8477 | 1210.415 | 832.8544 | 3147.0742
9 | -4730.6716 | 626.8738 | -421.3606 | 1490.6832 | 3034.4751
9 | 5069.8625 | 4213.6599 | -10169.9221 | -991.0769 | 1877.4766
9 | 4932.1995 | 3002.5947 | -11412.6991 | 1651.9606 | 1825.9443
9 | 4831.555 | 2116.8621 | -12350.833 | 3584.3488 | 1818.067
9 | 5164.4393 | 5116.0135 | -3050.8032 | -2824.4721 | -4405.1776
9 | 5144.1556 | 4944.0904 | -2653.1228 | -2436.6672 | -4998.456
9 | 4753.3746 | 1511.1609 | -5744.9319 | 5064.8417 | -5584.4453
9 | 5061.9976 | 5294.1927 | -2257.9802 | -3165.7413 | -4932.4688
9 | 4387.593 | 2997.9888 | -11039.2216 | 1822.8315 | 1830.8083
9 | -2135.3492 | 2726.4267 | -6812.2484 | 4334.2519 | 1886.919
9 | -3776.4047 | 2841.4676 | -5202.7194 | 4579.485 | 1558.1715
9 | -3890.3941 | 3263.3299 | -4991.7562 | 3699.4566 | 1919.3637
9 | -3744.818 | 2858.765 | -5546.0121 | 4525.632 | 1906.4332
9 | -4104.672 | 3416.4224 | -3236.9258 | 3464.8336 | 460.3418
9 | -4831.8028 | 4474.4348 | 1556.342 | 1473.5973 | -2672.5713
9 | -4905.5022 | 4594.0497 | 2092.1262 | 1245.9566 | -3026.6302
9 | -5025.3043 | 4835.6382 | 3153.3472 | 777.5839 | -3741.265
9 | -4914.1621 | 4512.0767 | 2266.6338 | 1430.2523 | -3294.8007
9 | -4915.1917 | 4110.984 | 2256.8207 | 1476.7756 | -2929.3886
9 | -4916.6667 | 3471.406 | 2239.1522 | 1565.0869 | -2358.9784
9 | -4916.6667 | 500 | 2074.0741 | 2555.5556 | -212.963
9 | 4930.1357 | 2787.3588 | -11305.0299 | 1740.8536 | 1846.6818
9 | 4925.9744 | 2552.0023 | -11215.842 | 1870.434 | 1867.4312
9 | 4832.1894 | 1713.7512 | -12081.7403 | 3674.3426 | 1861.4572
9 | 4712.7842 | -3612.2885 | -10931.1448 | 7035.7415 | 2794.9076
9 | 4930.5877 | 2586.5544 | -11169.7142 | 1783.3707 | 1869.2014
9 | 4931.5514 | 2597.5983 | -11066.3471 | 1764.2262 | 1772.9711
9 | 5182.6211 | 5269.9947 | -3418.4748 | -3172.0579 | -3862.0831
9 | 5024.1178 | 5454.3938 | -2080.149 | -3499.338 | -4899.0247
9 | -2152.4155 | 5139.4895 | 2311.385 | -706.8164 | -4591.6426
9 | -5017.7793 | 4932.9798 | 3540.7695 | 572.3439 | -4028.3139
9 | -5011.1368 | 5019.9716 | 4065.2347 | 392.7958 | -4466.8653
9 | -5046.6891 | 4568.3287 | 3648.0937 | 1375.0352 | -4544.7685
9 | -5012.7196 | 4391.6479 | 3453.5849 | 1745.1738 | -4577.6869
9 | -4321.3679 | 2348.2672 | 1008.7268 | 5938.006 | -4973.632
9 | -5065.4432 | 3307.5287 | 4031.8967 | 2023.8995 | -4297.8817
9 | -5008.7568 | 4913.8571 | 4173.6758 | 344.4748 | -4423.2509
9 | 5197.6209 | 4515.3966 | -3703.5123 | -3238.4045 | -2771.1007
9 | 5153.0946 | 4308.1945 | -2806.6262 | -2429.6561 | -4225.0068
9 | 5131.5633 | 4088.7648 | -2383.3591 | -2008.7675 | -4828.2016
9 | 4755.9853 | 708.5887 | -5314.8046 | 5221.1024 | -5370.8719
9 | 5007.4291 | -3631.3519 | -507.9121 | 2031.5426 | -2899.7077
9 | 5046.9233 | 4460.5285 | -1978.8304 | -2766.4476 | -4762.1738
9 | 4913.8105 | 4833.3849 | -1309.7726 | -3826.0299 | -4611.3928
9 | -4109.4484 | 3870.052 | -4168.9373 | 2460.4747 | 1947.8591
9 | -4195.7836 | 4091.572 | -3941.0557 | 2008.3283 | 2036.9389
9 | -4570.5508 | 4341.2846 | -698.5905 | 1640.9191 | -713.0625
9 | -4894.4098 | 4692.363 | 1869.2544 | 1024.4326 | -2691.6402
9 | -5022.8953 | 4863.9771 | 3097.7295 | 714.1368 | -3652.9481
9 | -4335.7012 | 3063.022 | -2780.6396 | 1952.8249 | 2100.494
9 | 5102.4395 | 3668.7768 | -9342.9717 | -1408.6657 | 1980.4212
9 | 5165.0873 | 2368.9761 | -7361.3369 | -2398.7274 | 2226.0009
9 | -4586.467 | 2056.0151 | -1067.1227 | 1306.6424 | 2290.9321
9 | -4786.4141 | 1718.3848 | 95.4068 | 487.2691 | 2485.3534
9 | -4948.4535 | 1387.3827 | 1216.5825 | -331.8792 | 2676.3674
9 | -4845.961 | 615.573 | 3568.9394 | -2466.1019 | 3127.5504
9 | -4938.2184 | -856.4441 | 2439.3464 | 177.2437 | 3178.0724
9 | -4979.2701 | -1295.0013 | 1838.0312 | 1281.3037 | 3154.9366
9 | -4984.5462 | -1658.254 | 1945.8826 | 1525.4959 | 3171.4216
9 | -4846.8763 | -1720.1674 | 1030.3845 | 2420.3494 | 3116.3098
9 | -4848.817 | -1775.789 | 1051.8628 | 2445.4243 | 3127.3189
9 | -4878.3828 | -2435.8187 | 1382.8661 | 2766.8766 | 3164.4589
9 | -4760.3922 | -2023.7872 | 606.1804 | 3068.672 | 3109.327
9 | -4761.099 | -2036.938 | 612.6419 | 3073.2939 | 3112.1012
9 | -4815.5435 | -2800.3411 | 1111.6167 | 3343.1176 | 3161.1503
9 | -4759.8612 | -2025.6514 | 601.3792 | 3072.6526 | 3111.4808
9 | -4689.8156 | -2078.4317 | -26.6061 | 3662.1212 | 3132.7322
9 | -4845.3084 | -1725.6718 | 1013.808 | 2432.103 | 3125.0692
9 | -4804.1666 | -1722.0208 | 592.9419 | 2789.8825 | 3143.3631
9 | -4869.4423 | 2351.5491 | 1174.1478 | 766.4988 | 577.2466
9 | -4998.293 | 2517.2141 | 2404.8422 | 454.4331 | -378.1963
9 | -4865.5361 | 2277.1335 | 1089.0044 | 717.6149 | 781.7834
9 | -4959.5413 | 1631.4786 | 1458.5011 | -154.5287 | 2024.0904
9 | -5002.0955 | -2430.812 | 2311.222 | 2192.4998 | 2929.1857
9 | -4916.6667 | 2110.7888 | 2136.419 | 1692.9052 | -1023.4464
9 | -4922.0674 | 2094.1188 | 2228.0453 | 1761.3464 | -1161.443
9 | -4916.6667 | -119.7917 | 2005.2083 | 2348.9583 | 682.2917
9 | -4904.5226 | -638.191 | 1723.6181 | 2281.407 | 1537.6884
9 | -4972.0875 | -3636.3838 | 2449.9409 | 3497.5754 | 2660.9551
9 | -4923.501 | -115.093 | 2122.674 | 2427.9807 | 487.9394
9 | -4992.4858 | -4048.7937 | 2739.6175 | 3794.3498 | 2507.3122
9 | 5269.8233 | 1782.627 | -5588.889 | -4032.6529 | 2569.0915
9 | 4779.9802 | 898.1581 | -2561.9948 | -6194.9574 | 3078.814
9 | 3351.3723 | 733.8517 | -1270.2711 | -5972.3374 | 3157.3844
9 | 2564.6676 | 703.099 | -745.3108 | -5688.2877 | 3165.8318
9 | 3117.2652 | 708.036 | -1051.0683 | -5938.2298 | 3163.9969
9 | -2660.1865 | 288.6202 | 5835.5829 | -5562.2177 | 2098.2011
9 | -4559.1478 | 181.4884 | 8307.59 | -5504.3604 | 1574.4297
9 | -4432.6231 | 563.1301 | 10683.9795 | -6309.4465 | -505.0401
9 | -4428.4275 | 356.3537 | 10611.8891 | -6356.7313 | -183.084
9 | -4429.3385 | 218.0444 | 10501.5596 | -6363.6533 | 73.3878
9 | -4341.0143 | 265.3776 | 10520.7254 | -6400.8355 | -44.2533
9 | -4420.2085 | 414.7117 | 10744.2858 | -6408.7714 | -330.0175
9 | -4449.1529 | -49.4803 | 9986.5412 | -6257.0656 | 769.1576
9 | -4447.542 | -318.5803 | 10256.2023 | -6079.1239 | 589.0439
9 | -4466.6717 | -592.2796 | 10253.69 | -5725.0098 | 530.271
9 | -4450.9282 | -633.395 | 10565.5298 | -5736.7195 | 255.5129
9 | -4613.215 | 206.6178 | 7563.8458 | -5071.5059 | 1914.2573
9 | -4642.17 | 554.2035 | 6960.9089 | -4931.4721 | 2058.5298
9 | 4735.7123 | 732.7334 | -2273.4992 | -6334.4862 | 3139.5397
9 | 4695.1578 | 604.7341 | -2000.1756 | -6457.477 | 3157.7607
9 | 4504.9953 | 316.3146 | -599.0042 | -6970.1959 | 2747.8902
9 | 4068.2912 | -67.0801 | 2725.7115 | -8090.3882 | 1363.4656
9 | 3950.5684 | -1318.4811 | 4086.7231 | -7235.7798 | 516.9695
9 | -4277.6917 | -414.3195 | 10207.4858 | -6052.4842 | 537.0095
9 | 4716.0312 | -1475.1762 | -1405.4088 | -4437.4128 | 2601.9666
9 | 4504.9336 | -1497.3848 | 135.6836 | -5143.2324 | 2000
9 | 3971.8216 | -1477.1123 | 3996.6905 | -7002.6558 | 511.256
9 | 3943.8132 | -1461.0227 | 4229.6564 | -7059.7879 | 347.3411
9 | -1845.193 | -1576.9825 | 4460.4912 | -3038.3158 | 2000
9 | -4774.8337 | -1608.8611 | 7084.3376 | -2433.1103 | 1732.4675
9 | -4565.4929 | -1583.8171 | 9851.1745 | -4196.0648 | 494.2004
9 | -4855.5524 | -2237.5364 | 6632.1301 | -1291.2643 | 1752.223
9 | -4805.9701 | -1590.5887 | 6709.1531 | -2106.7682 | 1794.1738
9 | -4847.7426 | -1926.1898 | 6483.0293 | -1511.367 | 1802.27
9 | 4365.7391 | -1384.9234 | 1358.6169 | -5339.4325 | 1000
9 | 4979.0678 | -2783.3686 | -2738.3428 | -2140.5484 | 2683.1919
9 | 4742.6642 | -2826.3401 | -1004.549 | -2911.7751 | 2000
9 | 5110.5555 | -4488.5935 | -2864.6671 | 242.7051 | 2000
9 | 4894.2787 | -6592.6463 | -4747.0565 | 4445.4241 | 2000
9 | -4616.5581 | -6425.0221 | 1999.2624 | 7042.3178 | 2000
9 | 4303.6918 | -2908.2097 | 2218.085 | -4338.1391 | 724.5721
9 | 4161.0787 | -2825.4676 | 3216.8815 | -4917.6987 | 365.2062
9 | 4179.4489 | -2954.2513 | 3141.904 | -4715.0281 | 347.9264
9 | 4184.2262 | -2971.0888 | 3114.8383 | -4680.3705 | 352.3948
9 | 5039.3267 | -6141.221 | -1545.5206 | 1866.7513 | 780.6635
9 | 4987.6952 | -6578.7268 | -522.7744 | 2853.8637 | -740.0577
9 | 4819.3309 | -6377.1517 | 892.9761 | 2493.7038 | -1828.8591
9 | -1613.6027 | -6314.4865 | 5383.0732 | 4259.3859 | -1714.3699
9 | -5077.9989 | -6302.2843 | 7661.2716 | 5254.0692 | -1535.0576
9 | -5055.4089 | -6016.0613 | 7925.1394 | 4631.5603 | -1485.2295
9 | 4784.2061 | -6322.0635 | 1172.9702 | 2389.9141 | -2025.0269
9 | 4784.0756 | -6320.8505 | 1172.8224 | 2387.312 | -2023.3594
9 | 4997.7742 | -6552.5166 | -652.6473 | 2791.2868 | -583.8972
9 | 4876.3227 | -6406.7678 | 368.2192 | 2530.7334 | -1368.5075
9 | 1452.8446 | -6279.5554 | 3357.7535 | 3279.4105 | -1810.4532
9 | -5066.8885 | -6254.413 | 7644.7317 | 5146.5868 | -1470.0171
9 | 4956.1368 | -6874.4914 | -2423.2263 | 3464.2978 | 877.2832
9 | -5062.638 | -6724.6585 | 4908.926 | 6108.0326 | 770.3379
9 | -5105.7991 | -6679.2234 | 5231.3448 | 6028.3861 | 525.2916
9 | -5103.2395 | -6676.5213 | 5147.5163 | 6019.9879 | 612.2565
9 | 4978.0942 | -6736.2794 | -1830.4631 | 3170.6425 | 418.0058
9 | -4762.8209 | -3351.2553 | 9005.8859 | -1216.9296 | 325.12
9 | -4914.9725 | -4255.5433 | 7958.7993 | 767.8733 | 443.8431
9 | -5101.0888 | -6622.1124 | 5067.368 | 5899.4425 | 756.3907
9 | -4918.6773 | -4301.1627 | 8028.1493 | 869.5253 | 322.1655
9 | -4911.8936 | -4409.7025 | 8673.063 | 1117.3611 | -468.828
9 | -4986.6643 | -5149.6653 | 8334.5357 | 2738.7226 | -936.9287
9 | -4917.6005 | -4318.3913 | 8041.474 | 906.9426 | 287.5752
9 | 4135.8036 | -2965.2304 | 3583.4489 | -4669.3987 | -84.6234
9 | 5029.5299 | -6283.9278 | -1281.0968 | 2185.2607 | 350.234
9 | 5009.8502 | -6453.2884 | -888.2027 | 2567.2253 | -235.5845
9 | 4789.1122 | -6068.0574 | 825.3778 | 1829.1661 | -1375.5987
9 | 1785.1705 | -5952.9355 | 3452.528 | 2478.5789 | -1763.3419
9 | -5054.303 | -6099.5986 | 7784.4192 | 4809.7112 | -1440.2288
9 | 4985.9136 | -6668.5947 | -1739.8784 | 3023.3477 | 399.2118
9 | 1292.0885 | -6676.8834 | 885.8773 | 4134.4242 | 364.4935
9 | -5091.2632 | -6579.5504 | 5565.6887 | 5814.9681 | 290.1568
9 | -5081.3037 | -6448.8734 | 6394.2951 | 5546.1404 | -410.2583
9 | -5059.6245 | -6395.7875 | 4775.5266 | 6101.3085 | 578.5768
9 | -5099.8074 | -6453.642 | 5048.3701 | 6018.3789 | 486.7005
9 | -5100.1704 | -6402.8463 | 5063.3508 | 6021.8226 | 417.8433
9 | -4739.7436 | -3342.1683 | 9437.9296 | -1233.8229 | -122.1948
9 | -4913.8556 | -4378.3105 | 8242.5661 | 1040.4162 | 9.1838
9 | -4926.7597 | -4486.1505 | 8114.4311 | 1275.571 | 22.9081
9 | -4738.6773 | -3211.0697 | 9185.332 | -1524.4068 | 288.8218
9 | 4060.704 | -2700.5529 | 4008.9441 | -5214.199 | -154.8963
9 | 4484.2556 | -5025.8501 | 2590.5926 | -311.5645 | -1737.4336
9 | 4484.9357 | -5028.7442 | 2587.3255 | -305.5379 | -1737.9791
9 | -4862.0813 | -4282.2425 | 9430.7773 | 842.8111 | -1129.2646
9 | -4903.5345 | -4543.4482 | 9203.1946 | 1417.0416 | -1173.2535
9 | -4998.2543 | -5387.5777 | 8442.0474 | 3261.1981 | -1317.4135
9 | -4903.8243 | -4538.8111 | 9216.6034 | 1407.3374 | -1181.3054
9 | -5006.8303 | -5431.7522 | 8443.4382 | 3359.6105 | -1364.4662
9 | -4671.5117 | -2945.9453 | 9944.9647 | -2102.8826 | -224.6252
9 | 2077.9841 | -2849.8674 | 817.5066 | -2045.6233 | 2000
9 | -2892.9853 | -3070.7993 | 4045.5682 | -81.7836 | 2000
9 | -4984.65 | -3951.0323 | 4643.5043 | 2292.1781 | 2000
9 | -5060.2451 | -5017.2791 | 3666.0454 | 4411.4787 | 2000
9 | -5054.2828 | -4782.4039 | 3461.4948 | 4194.0674 | 2181.1246
9 | -4920.0916 | -3178.7219 | 5737.582 | 528.3779 | 1832.8536
9 | -4884.3615 | -3251.5021 | 7281.2756 | -281.064 | 1135.652
9 | 3221.1055 | -2894.4724 | 2085.4271 | -3517.5879 | 1105.5276
9 | -4818.4071 | -3294.4481 | 8205.0562 | -797.7528 | 705.5519
9 | -4852.8054 | -2340.1175 | 6770.6202 | -1237.5799 | 1659.8825
9 | -4621.5622 | -2117.3419 | 9633.2061 | -3330.6285 | 436.3265
9 | 5159.1693 | -3358.1796 | -3764.7693 | -866.3327 | 2830.1123
9 | 5001.1192 | -4672.5783 | -5589.5714 | 2149.1179 | 3111.9125
9 | 4834.8222 | -6319.8785 | -6977.6331 | 5387.9931 | 3074.6964
9 | 1252.0029 | -6247.485 | -4513.5856 | 6397.7943 | 3111.2735
9 | -4404.945 | -6281.7494 | 619.5858 | 7485.6908 | 2581.4178
9 | 1146.1863 | -2838.266 | 692.1771 | -1331.4384 | 2331.341
9 | -2297.116 | -2536.9998 | 4067.2926 | -1233.1768 | 2000
9 | -4862.2278 | -2343.4424 | 6549.6887 | -1100.205 | 1756.1864
9 | -4858.4041 | -2341.0831 | 6696.9159 | -1190.2094 | 1692.7808
9 | -4872.7474 | -2333.9249 | 6188.6578 | -795.8855 | 1813.9
9 | 3902.5879 | 1756.8321 | 4742.3335 | -8111.2142 | -2290.5394
9 | 525.4372 | 1323.9276 | 7494.0002 | -7489.7616 | -1853.6034
9 | 3824.3012 | 1395.0013 | 5225.9674 | -8372.1874 | -2073.0824
9 | 3821.801 | 1023.8445 | 5103.5365 | -8454.3306 | -1494.8514
9 | 3794.6392 | 1276.1255 | 5399.639 | -8492.7997 | -1977.6039
9 | 5223.321 | -820.4049 | -4861.0327 | -2591.3564 | 3049.473
9 | 5187.5741 | -2476.5271 | -4271.3443 | -1569.6283 | 3129.9256
9 | 4919.6459 | 823.33 | -9970.3177 | 2160.1865 | 2067.1552
9 | -4058.2109 | 1001.0187 | -3337.1942 | 4218.8393 | 2175.5471
9 | -4477.1052 | 1789.2869 | -1624.0372 | 2049.8534 | 2262.0021
9 | -4916.6667 | 2092.4116 | 2173.685 | 1757.3057 | -1106.7357
9 | -4916.6667 | -2.1097 | 2060.1266 | 2388.1857 | 470.4641
9 | -3899.4972 | 637.1777 | -3970.2167 | 5077.9159 | 2154.6203
9 | -3837.3073 | -4136.2827 | -3076.3941 | 8063.0247 | 2986.9594
9 | 4874.3915 | 484.3854 | -10422.8155 | 3014.2481 | 2049.7904
9 | 1142.5842 | 322.8243 | -8002.2635 | 4454.4174 | 2082.4376
9 | -3997.352 | 622.7066 | -2904.7738 | 5239.4695 | 1039.9498
9 | 4820.0713 | -1.129 | -10924.3432 | 4059.0706 | 2046.3303
9 | 4716.9972 | -4598.7211 | -9931.1157 | 6960.7278 | 2852.1117
9 | 4713.4762 | -4749.5222 | -9881.4373 | 7058.2843 | 2859.199
9 | 4729.5576 | -1743.833 | -4269.6707 | 6033.4788 | -4749.5327
9 | -4425.915 | -2585.993 | 2794.5503 | 7977.6902 | -3760.3326
9 | -5135.1838 | -5121.3546 | 6289.7492 | 6194.741 | -2227.9518
9 | -3835.3061 | -5241.8771 | -2734.9341 | 8773.7063 | 3038.411
9 | -4096.2634 | -5897.3432 | -1296.5869 | 8157.7824 | 3132.4111
9 | 4929.0999 | 931.6668 | -8956.3214 | 1972.3858 | 1123.1689
9 | -4436.4975 | 1307.639 | -243.4896 | 3793.9063 | -421.5582
9 | -5063.3306 | 2063.4982 | 3937.1982 | 2151.9431 | -3089.3089
9 | -5064.4147 | 2065.2997 | 3946.8619 | 2147.9104 | -3095.6573
9 | -5064.7187 | 2060.8708 | 3953.8637 | 2156.4792 | -3106.495
9 | -5053.7141 | -4750.9938 | 3442.1485 | 4170.3261 | 2192.2333
9 | 5215.4038 | 2816.5319 | -4380.1017 | -3365.9977 | -285.8363
9 | 4646.9614 | 3453.4291 | 414.3067 | -4542.9496 | -3971.7476
9 | -4953.8255 | 3088.2128 | 6225.3606 | -773.4758 | -3586.2721
9 | -4920.5529 | 2800.9999 | 6875.7146 | -1454.0996 | -3302.062
9 | -4466.7017 | 1001.062 | 10824.6231 | -5837.4281 | -1521.5553
9 | -4798.6388 | 447.208 | 5236.1122 | -3514.1637 | 2629.4823
9 | -4960.0537 | -3639.1403 | 8607.4189 | 1614.3005 | -1622.5255
9 | -4942.0882 | -3926.5887 | 8831.7525 | 1528.8465 | -1491.9221
9 | -4988.9297 | -4667.7136 | 8514.8192 | 2630.9301 | -1489.106
9 | 5109.2148 | 2322.3842 | -2241.1551 | -1437.2473 | -3753.1967
9 | 4989.3603 | 2494.3509 | -1306.6739 | -1817.4441 | -4359.5932
9 | 5084.9086 | 2074.6747 | -1763.3378 | -962.115 | -4434.1305
9 | 4962.8076 | -5518.9973 | 81.392 | 3012.0205 | -2537.2228
9 | 4820.6868 | -6175.8604 | 959.3746 | 2538.253 | -2142.4541
9 | 4971.0808 | -5414.8063 | -4.3699 | 2960.9223 | -2512.8269
9 | 4993.3582 | -6105.2693 | -480.0981 | 2820.1881 | -1228.179
9 | 4746.6394 | -969.7246 | -4403.5821 | 5549.5608 | -4922.8936
9 | -5044.0144 | 2291.2227 | 5044.2363 | 1596.5947 | -3888.0393
9 | -5083.0923 | 1783.3598 | 4592.4806 | 2677.7 | -3970.4481
9 | -4468.626 | -85.1151 | 2436.0566 | 6429.5082 | -4311.8238
9 | 5282.9794 | 3522.475 | -6945.0039 | -4441.2679 | 2580.8175
9 | 5310.6513 | 3124.2817 | -6348.0103 | -4812.1432 | 2725.2205
9 | 5287.0336 | 1802.2448 | -5978.3442 | -4080.1325 | 2969.1983
9 | 5231.6169 | -765.1591 | -5064.1796 | -2496.1983 | 3093.92
9 | 5200.7238 | -1159.7349 | -5261.6405 | -1872.3708 | 3093.0223
9 | 5216.7615 | -1166.2338 | -4793.9952 | -2143.3878 | 2886.8553
9 | 5173.6683 | -2253.1104 | -4003.53 | -1139.0829 | 2222.0551
9 | 5114.8608 | -2897.412 | -2851.4132 | 21.7193 | 612.2451
9 | 5014.0356 | -3810.9393 | -3497.5835 | 1964.1303 | 330.3569
9 | 5051.6742 | -3520.3212 | -2094.3157 | 1251.6195 | -688.6569
9 | 5052.9236 | -3972.1368 | -1620.2792 | 1343.3322 | -803.8398
9 | -4923.2158 | -3958.4878 | 3056.5451 | 5215.9916 | 609.167
9 | -5067.5604 | -3784.4316 | 4019.257 | 4837.8869 | -5.1519
9 | -5015.9884 | -3213.2985 | 6793.4179 | 3444.1617 | -2008.2928
9 | -5016.1135 | -3258.8752 | 6841.466 | 3453.4695 | -2019.9467
9 | -5104.2947 | -4012.0636 | 5302.1031 | 5770.8982 | -1956.643
9 | 5066.9704 | -3385.4733 | -1909.9714 | 957.8708 | -729.3966
9 | 4857.8448 | -1203.9937 | -2173.7672 | -3343.4511 | 1863.3672
9 | -4884.5122 | -1329.5779 | 4708.8823 | -251.5216 | 1756.7294
9 | 5078.1074 | -2552.2166 | -6163.7847 | 560.2286 | 3077.6654
9 | 5133.8933 | -2596.0409 | -4497.7905 | -377.1761 | 2337.1142
9 | 4896.4829 | -4673.2732 | -7031.879 | 4178.1083 | 2630.5611
9 | -4385.4768 | -4666.4253 | -302.7935 | 6849.8246 | 2504.871
9 | -2781.6959 | -2671.6484 | 1134.6257 | 2077.161 | 2241.5576
9 | -5000.5765 | -2772.7259 | 2609.4296 | 2937.6938 | 2226.179
9 | -5008.0193 | -2866.6254 | 2492.4969 | 3142.6596 | 2239.4883
9 | -5019.8576 | -3049.4802 | 2744.069 | 3479.8366 | 1845.4321
9 | -5022.1051 | -3353.3761 | 2782.7232 | 3578.2664 | 2014.4916
9 | -4978.6665 | -2499.3056 | 2992.8243 | 2335.3195 | 2149.8282
9 | 5162.2983 | -2625.2683 | -3774.0372 | -852.7544 | 2089.7615
9 | 5156.0154 | -2807.8731 | -3647.8489 | -700.2933 | 2000
9 | 4938.2607 | -5065.361 | -5438.8085 | 3565.9089 | 2000
9 | 4877.845 | -5810.6106 | -5846.5218 | 4779.2873 | 2000
9 | 4886.9492 | -6037.5505 | -5530.6503 | 4681.2516 | 2000
9 | 4924.3611 | -6208.0112 | -4125.1911 | 4087.8635 | 1320.9776
9 | 4972.591 | -5778.467 | -1257.3169 | 3160.5692 | -1097.3764
9 | -4453.502 | -5581.19 | 680.1502 | 7354.5418 | 2000
9 | -4596.8469 | -4978.118 | 1141.6882 | 6433.2768 | 2000
9 | 5139.359 | -3290.9169 | -3313.3449 | -296.3732 | 1761.276
9 | 4955.9056 | -5229.2652 | -4766.7875 | 3306.9204 | 1733.2266
9 | 4973.2933 | -5888.0526 | -3383.9372 | 3176.0276 | 1122.6689
9 | -4697.3905 | -5124.9586 | 1828.4934 | 6234.5904 | 1759.2652
9 | 5121.1447 | -2636.2921 | -3476.6432 | -1008.2094 | 2000
9 | -1798.6704 | -2692.4398 | 1196.3168 | 1294.7934 | 2000
9 | -4985.7146 | -2831.7888 | 3251.0272 | 2566.4762 | 2000
9 | -5022.9742 | -3384.1621 | 2801.8752 | 3605.2611 | 2000
9 | -5019.9436 | -3402.3543 | 2784.1777 | 3638.1202 | 2000
9 | -4971.0368 | -3683.2925 | 2509.4409 | 4144.8884 | 2000
9 | -4959.7526 | -3734.9305 | 2457.3771 | 4237.306 | 2000
9 | -4995.5386 | -3915.4988 | 2786.0011 | 4273.5925 | 1851.4439
9 | -4994.458 | -3952.3711 | 2761.656 | 4185.1731 | 2000
9 | -4996.4677 | -3995.1073 | 2790.8247 | 4200.7502 | 2000
9 | -5053.1729 | -4657.0016 | 3440.8162 | 4269.3583 | 2000
9 | -4996.3242 | -3931.7048 | 2792.6094 | 4262.3327 | 1873.087
9 | -4996.8677 | -3924.332 | 2799.6017 | 4276.7138 | 1844.8842
9 | -4945.9213 | -3061.581 | 4727.1147 | 1280.3876 | 2000
9 | 5014.9299 | -2655.8036 | -2712.657 | -1417.4042 | 1770.935
9 | -1029.3151 | -2703.655 | 1324.7891 | 622.6072 | 1785.5739
9 | -4971.4625 | -2874.4522 | 3844.4942 | 2208.3524 | 1793.0681
9 | -5036.1914 | -3851.4957 | 3093.162 | 4015.6659 | 1778.8591
9 | -5008.3579 | -4025.0627 | 2933.1649 | 4324.0206 | 1776.2351
9 | -5051.917 | -4411.0959 | 3439.2671 | 4499.191 | 1524.5547
9 | 939.2015 | -2734.975 | 1626.8233 | -1096.0748 | 1265.025
9 | -4909.905 | -3065.4725 | 6396.7512 | 644.0987 | 934.5275
9 | -4885.471 | -3159.8374 | 7440.2354 | 25.7603 | 579.3128
9 | -4918.563 | -4302.9924 | 8112.0699 | 1038.51 | 70.9754
9 | -4884.7248 | -3187.5038 | 7368.9936 | -109.2612 | 812.4962
9 | 2950.0881 | -2752.7999 | 1446.8936 | -2533.2646 | 889.0827
9 | -4810.9876 | -2082.8649 | 7420.5694 | -1296.6738 | 769.9569
9 | -4552.3332 | -1944.1549 | 10555.1284 | -3800.4649 | -258.1754
9 | -4928.1322 | -2393.6655 | 4692.467 | 1022.9962 | 1606.3345
9 | -4858.1515 | -2144.3459 | 6881.189 | -819.1371 | 940.4455
9 | -4942.9668 | -2424.3476 | 4195.6806 | 1410.4715 | 1761.1624
9 | 4593.2005 | -2738.8262 | 316.0437 | -3066.1371 | 895.7191
9 | 4808.3885 | -5223.99 | -8415.0965 | 5813.3938 | 3017.3042
9 | 4810.6544 | -5234.3855 | -8330.087 | 5777.4716 | 2976.3464
9 | 4882.4906 | -4594.5994 | -4058.5219 | 4396.3099 | -625.6793
9 | -4114.8323 | -5123.8803 | -1607.5029 | 8054.9808 | 2791.2347
9 | -4956.4561 | -4279.5638 | 4656.6477 | 6495.8904 | -1916.5182
9 | -5116.092 | -4641.023 | 5692.3017 | 6152.3567 | -2087.5433
9 | -5109.9501 | -4772.4989 | 6007.1176 | 6015.8172 | -2140.4858
9 | -3375.9682 | -5058.619 | -2786.3886 | 8120.1173 | 3100.8584
9 | -4024.2412 | -5062.5457 | -2198.139 | 8244.7877 | 3040.1382
9 | 4829.0845 | -5772.0854 | -7701.5085 | 5598.5855 | 3045.9239
9 | 2540.7196 | -2573.1717 | -4484.4611 | 1415.0463 | 3101.8669
9 | -3612.562 | -2661.3037 | 1022.8718 | 2713.9859 | 2537.008
9 | -4971.298 | -2739.5255 | 2150.9183 | 3134.357 | 2425.5482
9 | -5004.6886 | -2759.1521 | 2422.565 | 3029.1181 | 2312.1576
9 | -5004.2624 | -2770.2073 | 2409.3712 | 2980.3018 | 2384.7968
9 | -5019.3403 | -3362.8209 | 2707.796 | 3347.6756 | 2326.6897
9 | -4989.7493 | -4002.8797 | 2683.7263 | 3991.1715 | 2317.7312
9 | -4996.7869 | -4143.6323 | 2786.44 | 4055.0346 | 2298.9447
9 | -5053.6634 | -4752.2744 | 3441.4637 | 4179.598 | 2184.8761
9 | -4996.0019 | -2540.2618 | 2378.9159 | 2753.4651 | 2403.8827
9 | -4999.9584 | -2597.3743 | 2323.3878 | 2864.8201 | 2409.1249
9 | 5125.9732 | -2625.1807 | -5371.347 | -235.2497 | 3105.8042
9 | 5151.238 | -2658.3422 | -4856.6881 | -656.4597 | 3020.252
9 | 5102.5192 | -3063.5044 | -5419.1816 | 273.0501 | 3107.1167
9 | 3295.1111 | -1183.0336 | -4005.7889 | -1217.3969 | 3111.1082
9 | -4918.452 | -1310.4782 | 3337.3439 | 534.0402 | 2357.5461
9 | -4838.477 | -1555.9701 | 6305.5119 | -1773.7459 | 1862.681
9 | 5223.7404 | -1213.454 | -4867.2853 | -2250.2234 | 3107.2223
9 | 5220.1684 | -1423.8909 | -4772.2628 | -2136.8908 | 3112.8761
9 | 5194.8341 | -1237.8123 | -4666.1902 | -2404.7378 | 3113.9061
9 | 5108.796 | 2369.9697 | -5032.5127 | -5448.3737 | 3002.1207
9 | 4880.7978 | 1650.3542 | -3495.8806 | -6139.8312 | 3104.5598
9 | 4249.9149 | 1096.4846 | 1307.1566 | -7758.1125 | 1104.5564
9 | 4223.7717 | 818.5809 | 1609.4019 | -7568.3261 | 916.5716
9 | 4575.5757 | -326.3488 | -480.4147 | -5201.321 | 1432.5088
9 | -4850.8398 | -916.0529 | 5385.3595 | -1175.0533 | 1556.5866
9 | -5051.3834 | -3540.6472 | 3469.0702 | 4379.162 | 743.7983
9 | -5049.6995 | -3550.5265 | 3460.2202 | 4399.3466 | 740.6591
9 | -5052.4141 | -3555.6648 | 3492.8118 | 4408.2175 | 707.0496
9 | 4744.4371 | -1234.1307 | -1354.3298 | -3772.0568 | 1616.0802
9 | -4875.9222 | -1342.7414 | 5045.0581 | -469.3188 | 1642.9243
9 | -4838.9476 | -1403.5966 | 6486.5621 | -1416.3518 | 1172.3338
9 | 4322.0543 | -1354.5483 | 1693.825 | -5390.5686 | 729.2376
9 | -4730.8201 | -1464.2949 | 7896.2026 | -2397.669 | 696.5814
9 | -4500.5443 | -1504.4665 | 10827.8531 | -4534.3491 | -288.4931
9 | -1508.2906 | 1108.383 | 6215.8297 | -6518.6975 | 702.7753
9 | -2322.7271 | 1121.1682 | 6824.813 | -6308.3175 | 685.0634
9 | -4597.864 | 727.7746 | 7838.0424 | -4794.9625 | 827.0095
9 | -4817.3889 | -493.4533 | 6038.724 | -2096.4411 | 1368.5592
9 | -4466.9155 | 1088.3255 | 10047.6845 | -5744.5067 | -924.5879
9 | -4486.702 | 392.7366 | 9502.7202 | -5660.6102 | 251.8554
9 | -4459.1812 | -1143.1966 | 11063.2172 | -5111.7054 | -349.134
9 | -2350.8203 | 1139.3921 | 6992.2414 | -6348.5414 | 567.7282
9 | -2351.8411 | 1091.9869 | 6954.6219 | -6342.9164 | 648.1487
9 | 3945.628 | 523.0753 | 4486.6845 | -7093.2589 | -1862.1289
9 | 4049.6568 | 66.1504 | 3989.4889 | -6162.0142 | -1943.2819
9 | -4456.9295 | 1039.8607 | 10450.7942 | -5680.626 | -1353.0994
9 | -4917.7885 | -1938.1772 | 7952.838 | 727.791 | -1824.6633
9 | -5012.0812 | -3163.6216 | 6862.7773 | 3336.4364 | -2023.5108
9 | -4945.2037 | -3876.7401 | 8570.2819 | 1688.5263 | -1436.8643
9 | -4449.6075 | -918.533 | 11362.7682 | -5122.5482 | -872.0795
9 | 675.1533 | 1753.7975 | -638.6723 | -4935.2214 | 3144.9429
9 | -4773.415 | 1732.7381 | 4254.3351 | -3864.5626 | 2650.9044
9 | -4763.0356 | 1664.0207 | 4773.2572 | -4083.8419 | 2409.5996
9 | -4735.069 | 1605.2959 | 5200.1379 | -4275.2205 | 2204.8557
9 | -4445.1547 | 1873.5358 | 10228.4341 | -6176.8471 | -1479.9682
9 | -4480.1817 | 642.2534 | 9262.0244 | -6029.7014 | 605.6053
9 | -4765.9276 | 1504.0044 | 4795.62 | -4068.0362 | 2534.3394
9 | 5298.09 | 3659.152 | -6043.0734 | -4732.3178 | 1818.1492
9 | 4416.8832 | 4521.5592 | 1293.0111 | -6656.9056 | -3574.5479
9 | -4601.5631 | 3365.5177 | 8641.1457 | -4997.3597 | -2407.7405
9 | -4443.0552 | 1901.882 | 10283.0042 | -6188.1408 | -1553.6902
9 | -4413.8349 | 1003.1866 | 11167.6895 | -6401.5503 | -1355.4909
9 | -4400.4803 | 914.1748 | 11274.2731 | -6502.2088 | -1285.7588
9 | 3956.6503 | 2394.4249 | 4136.2017 | -8191.1173 | -2296.1597
9 | -4669.1235 | 2377.8685 | 2053.524 | -2890.4316 | 3128.1625
9 | -4825.1079 | 2360.6677 | 2199.5777 | -2867.7059 | 3132.5684
9 | -4791.8945 | 2791.4134 | 5066.3387 | -3786.2672 | 720.4096
9 | -4774.2829 | 1289.8839 | 4866.5988 | -4009.631 | 2627.4311
9 | -4810.324 | 2112.9223 | 2660.8593 | -3130.0804 | 3166.6228
9 | -4811.4594 | 1978.6104 | 2821.8174 | -3159.9503 | 3170.9819
9 | 5309.5195 | 3060.923 | -6257.8825 | -4777.0615 | 2664.5016
9 | 5300.5636 | 2559.6083 | -5990.1172 | -4499.484 | 2629.4292
9 | 5263.7551 | 499.1956 | -5413.9874 | -3358.6353 | 3009.672
9 | 5215.604 | -1731.6001 | -4619.6774 | -1982.3681 | 3118.0416
9 | 5204.4163 | -2078.8536 | -4420.1544 | -1705.3634 | 2999.9552
9 | 5180.528 | -2681.3519 | -3981.9686 | -1148.638 | 2631.4304
9 | 5143.5496 | -3541.2087 | -3297.3 | -305.041 | 2000
9 | 5085.3051 | -4892.5784 | -2218.6209 | 1022.9575 | 1002.9366
9 | 5032.4295 | -5431.4449 | -1179.1786 | 2056.559 | -478.365
9 | 5013.0113 | -5521.8071 | -788.0409 | 2409.2592 | -1112.4226
9 | 4899.8553 | -5241.228 | -145.5237 | 1636.013 | -1149.1166
9 | 4962.0353 | -2721.0677 | -2379.5343 | -1861.4333 | 2000
9 | 4609.4075 | -2747.0719 | 189.9048 | -3052.2404 | 1000
9 | 4519.1726 | -2763.901 | 852.3476 | -3345.4429 | 737.8238
9 | 4387.2902 | -2807.2534 | 1781.5962 | -3826.6665 | 465.0334
9 | 4057.7012 | -2682.766 | 4023.3569 | -5242.7542 | -155.5378
9 | 2283.6845 | -2784.9094 | 1542.8711 | -2256.7369 | 1215.0906
9 | -4869.7262 | -2320.4994 | 6336.7799 | -826.0548 | 1679.5006
9 | -4858.4792 | -2336.8896 | 6705.6836 | -1173.4252 | 1663.1104
9 | -4857.8302 | -2223.7838 | 6782.2963 | -1013.7095 | 1313.0273
9 | 5182.5377 | -2707.4052 | -4091.1946 | -1277.2841 | 2893.3462
9 | 5112.2618 | 2219.6074 | -4826.5412 | -5330.7009 | 2825.3729
9 | 4933.4329 | 1551.3425 | -3661.1071 | -5894.3543 | 3070.6861
9 | 4772.4148 | 1043.1321 | -2575.8991 | -6382.6789 | 3143.0312
9 | 4170.4822 | 514.6788 | 2006.7337 | -7926.6996 | 1234.805
9 | 4021.8236 | -1065.5727 | 3725.3998 | -6847.5123 | 165.8617
9 | 4117.045 | -1375.4664 | 3159.7572 | -6206.8442 | 305.5084
9 | 3983.2725 | -1388.7739 | 4091.7164 | -6723.0791 | 36.8641
9 | 3920.7278 | -1868.3243 | 4691.1785 | -6530.5016 | -213.0805
9 | -897.1857 | -1460.5497 | 8342.2745 | -5714.4109 | -270.1282
9 | 3862.7176 | -1234.6102 | 5371.2859 | -6575.7605 | -1423.6328
9 | 4350.7378 | -3378.1381 | 3038.84 | -2207.1018 | -1804.3379
9 | 3855.5431 | -1354.2228 | 5432.6158 | -6540.2596 | -1393.6766
9 | 4772.0241 | 1041.3166 | -2573.1009 | -6383.3867 | 3143.1469
9 | 4774.8139 | 1026.6132 | -2586.6241 | -6357.7615 | 3142.9584
9 | 5050.4055 | -1312.8929 | -3639.7071 | -3050.2024 | 2952.3968
9 | 4171.1344 | 3140.6568 | 3008.3846 | -7386.1575 | -2934.0184
9 | 3880.5783 | 1797.7455 | 4803.3597 | -8354.7425 | -2126.941
10 | 5095.998 | 4217.3833 | -9565.8594 | -1436.3116 | 1688.7897
10 | 4799.062 | 1603.702 | -12329.1018 | 4265.0207 | 1661.3172
10 | 4682.1905 | -3582.0184 | -11205.8034 | 7548.2662 | 2557.3651
10 | 4735.1817 | -4344.6236 | -10059.0122 | 6838.067 | 2830.3871
10 | 4806.3452 | -5270.902 | -8349.732 | 5859.8566 | 2954.4321
10 | 4879.7223 | -4675.1044 | -3905.1586 | 4463.4963 | -762.9556
10 | 4966.1725 | -5838.1772 | -1209.0983 | 3284.6112 | -1203.5082
10 | 4967.1466 | -5887.08 | -1227.4821 | 3280.2779 | -1132.8624
10 | 4699.3716 | -695.8609 | -5415.024 | 6534.6487 | -5123.1353
10 | 4733.2997 | -1240.3946 | -4778.0887 | 6094.0031 | -4808.8196
10 | -4319.0848 | -1528.6693 | 1549.6415 | 8463.216 | -4165.1034
10 | -4928.7994 | -3685.5387 | 4563.9537 | 6931.3416 | -2880.9572
10 | -5129.973 | -4476.0471 | 5627.9931 | 6437.858 | -2459.831
10 | 4726.1827 | -1400.1865 | -4679.705 | 6254.9411 | -4901.2323
10 | 4890.5904 | -4038.8652 | -1593.2702 | 4119.6787 | -3378.1338
10 | 4964.1347 | -5764.0299 | -1154.8203 | 3300.7179 | -1346.0024
10 | -3691.3334 | -4135.0702 | -4296.1333 | 9261.8204 | 2860.7164
10 | -3762.4445 | -4343.868 | -3920.283 | 9090.0546 | 2936.5409
10 | -4050.8513 | -5071.7263 | -2328.3503 | 8412.6083 | 3038.3195
10 | -4151.245 | -5910.4384 | -1266.9158 | 8263.703 | 3064.8962
10 | 4709.515 | -4200.0943 | -10297.4336 | 7238.2678 | 2549.7451
10 | 4776.4019 | -5162.6736 | -8849.9252 | 6341.8367 | 2894.3603
10 | 5178.9023 | 4917.891 | -4833.6275 | -3020.8124 | -2242.3534
10 | 5089.0747 | 4107.9432 | -3058.5396 | -1291.2553 | -4847.2229
10 | 4750.2268 | 1131.9453 | -7106.0266 | 5213.1589 | -3989.3043
10 | 5085.3142 | 4074.0307 | -2983.4783 | -1218.8492 | -4957.0174
10 | 4739.7944 | 1028.973 | -5693.0072 | 5416.2524 | -5492.0126
10 | 5085.0617 | 4059.1841 | -2980.3395 | -1210.8451 | -4953.0613
10 | 4732.7289 | 803.3145 | -5682.147 | 5592.7803 | -5446.6766
10 | 5008.3816 | -640.7468 | -1815.8068 | 1267.6998 | -3819.5277
10 | 3912.723 | -121.6243 | 4094.1267 | -5853.2296 | -2031.9958
10 | 4789.2803 | 5342.0563 | -1566.0853 | -3851.4406 | -4713.8107
10 | -4983.2854 | 4909.7398 | 4401.5683 | -26.5881 | -4301.4346
10 | -4882.7813 | 4073.0405 | 6367.5157 | -2092.7821 | -3464.9928
10 | 5028.8912 | 4315.5878 | -2713.7909 | -1720.341 | -4910.3472
10 | -4596.0799 | 2500.6155 | 1822.3456 | 5027.0407 | -4753.922
10 | -4346.9944 | 1872.2631 | 729.3006 | 6305.7248 | -4560.2941
10 | -4377.5076 | 1852.6071 | 1054.9825 | 6352.4306 | -4882.5125
10 | -4375.36 | 1804.0853 | 1054.5955 | 6389.7542 | -4873.075
10 | -4285.6561 | 3858.7204 | -3450.0788 | 2110.0129 | 1767.0016
10 | -4211.1564 | 3565.0287 | -3835.5779 | 2718.7377 | 1762.9679
10 | -3777.1865 | 2354.0356 | -5513.2791 | 5191.2072 | 1745.2228
10 | -4631.6716 | 3409.5015 | 381.4076 | 3120.2346 | -2279.4721
10 | -4310.9626 | 1750.9778 | -2931.0581 | 3349.3125 | 2141.7304
10 | -4767.6177 | -1646.8142 | 345.6991 | 3023.1302 | 3045.6026
10 | -4671.0852 | -2142.3136 | -107.9175 | 3857.9624 | 3063.3537
10 | -4843.4225 | -1929.1266 | 960.0713 | 2968.984 | 2843.4938
10 | -4505.3415 | -2649.3267 | -954.4674 | 5074.4432 | 3034.6924
10 | -4526.1143 | -3007.541 | -742.5899 | 5220.1708 | 3056.0744
10 | -4557.4131 | -3240.4522 | -427.956 | 5161.9729 | 3063.8484
10 | -4970.3766 | 4604.1472 | 2292.2895 | 650.2695 | -2576.3296
10 | -5004.8583 | 4647.2976 | 2619.9842 | 564.26 | -2826.6836
10 | -5044.5169 | 4132.4727 | 3535.8316 | 1661.2357 | -4285.0232
10 | -5048.8138 | 4076.655 | 3639.9614 | 1780.1029 | -4447.9054
10 | -4921.4043 | 3530.846 | 3029.6864 | 2913.2826 | -4552.4107
10 | -4862.7943 | 3292.2781 | 2761.0329 | 3407.7187 | -4598.2354
10 | -5116.7625 | -3636.0545 | 5336.7952 | 6068.2822 | -2652.2604
10 | -5066.9709 | 2260.0436 | 4027.2837 | 2809.3065 | -4029.6629
10 | -5121.2405 | -3634.0562 | 5360.1983 | 6040.296 | -2645.1976
10 | -5028.8462 | -490.3846 | 2995.1923 | 2836.5385 | -312.5
10 | -5021.0526 | -821.0526 | 2842.1053 | 2842.1053 | 157.8947
10 | -5024.5232 | -956.4033 | 2876.0218 | 2891.0082 | 213.8965
10 | -4933.6067 | 4363.2901 | 2209.9728 | 1153.6714 | -2793.3276
10 | -5030.6599 | 3985.8021 | 3567.7335 | 1969.2523 | -4492.1281
10 | -5049.1874 | 4076.81 | 3643.3786 | 1779.839 | -4450.8402
10 | -5061.4258 | 2975.7569 | 3889.4756 | 2403.0637 | -4206.8704
10 | -4687.2026 | 3156.735 | -970.5866 | 325.8533 | 2175.2009
10 | -4903.6879 | 2728.7103 | 526.2641 | -775.7833 | 2424.4968
10 | -4651.6251 | 1995.1831 | 2762.2584 | -2966.3943 | 2860.5779
10 | -4656.0703 | 1656.3682 | 2926.0454 | -2858.1885 | 2931.8453
10 | -4634.1037 | 1703.8402 | 3207.7166 | -3192.1253 | 2914.6722
10 | -4924.2786 | 2054.2313 | 767.8983 | -451.5763 | 2553.7254
10 | -4906.8169 | 241.9914 | 1940.437 | -254.9351 | 2979.3237
10 | -4953.8878 | -510.6916 | 1365.1857 | 1094.2799 | 3005.1138
10 | -4922.0031 | 2816.2961 | 730.5568 | -758.6921 | 2133.8424
10 | -4820.4888 | 2885.1159 | 5527.2941 | -3150.2999 | -441.6213
10 | -4923.6594 | 2453.6726 | 751.1139 | -704.0359 | 2422.9088
10 | -4806.654 | -1435.8087 | 537.6519 | 2666.755 | 3038.0559
10 | -4937.9841 | 4172.2871 | 1711.4507 | 396.1995 | -1341.9531
10 | -4973.3003 | 3933.4067 | 1849.5951 | 65.8722 | -875.5737
10 | -4898.2121 | 3896.3633 | 1586.7754 | 891.7999 | -1476.7265
10 | -4927.698 | 4289.4737 | 2115.4971 | 1123.0728 | -2600.3456
10 | -4908.9046 | 2860.8395 | 1683.2153 | 1010.2453 | -645.3955
10 | -4906.5789 | 3393.4211 | 1700.6579 | 1138.1579 | -1325.6579
10 | -4644.1428 | 2867.497 | -1130.4241 | 820.5314 | 2086.5383
10 | 5059.0126 | 3890.9451 | -9789.9505 | -725.9501 | 1565.9429
10 | 4952.0758 | 2949.4505 | -10755.4508 | 1327.3491 | 1526.5755
10 | 4837.3348 | 1939.4967 | -11825.401 | 3530.4346 | 1518.1349
10 | 5144.2614 | 4604.6509 | -4027.9826 | -2353.6067 | -3367.323
10 | 5087.033 | 4088.7315 | -2909.4239 | -1251.7443 | -5014.5963
10 | 4763.5106 | 1237.6094 | -5456.3831 | 4960.9181 | -5505.655
10 | 5073.5208 | 3184.0826 | -2619.7462 | -795.875 | -4841.9823
10 | 4766.2183 | 399.1312 | -5000.3074 | 5124.5061 | -5289.5481
10 | 4958.0775 | -3891.751 | -866.5205 | 2935.6205 | -3135.4264
10 | 5132.9566 | 3826.5647 | -3784.9331 | -1966.9028 | -3207.6853
10 | 4940.5064 | 2949.2669 | -10747.6133 | 1331.1666 | 1526.6733
10 | -2201.0019 | 2561.1637 | -6222.5387 | 4277.8605 | 1584.5164
10 | -3926.6665 | 2674.6595 | -4502.0952 | 4539.285 | 1214.8172
10 | -4084.4086 | 3240.1462 | -4154.4192 | 3377.0691 | 1621.6126
10 | -3890.2946 | 2700.3786 | -4893.5169 | 4478.7761 | 1604.6568
10 | -4352.9452 | 3401.1785 | -1964.1999 | 3085.3903 | -169.4237
10 | -4494.4801 | 3598.8912 | -1038.3444 | 2694.2654 | -760.3321
10 | 4952.0229 | 2944.3752 | -10752.9668 | 1329.5169 | 1527.0518
10 | 4942.549 | 2440.1487 | -10569.5211 | 1616.6298 | 1570.1936
10 | 4838.0441 | 1502.8828 | -11532.7769 | 3627.5304 | 1564.3196
10 | 4952.9735 | 2518.2932 | -10465.2719 | 1419.8772 | 1574.1279
10 | 4955.1323 | 2539.291 | -10238.8708 | 1377.9284 | 1366.5191
10 | 5156.9232 | 4718.8578 | -4283.498 | -2597.4094 | -2994.8735
10 | 4921.1594 | 4978.369 | -2310.9465 | -3106.0306 | -4482.5514
10 | -4915.6797 | 4292.4057 | 2153.3276 | 1300.102 | -2830.1557
10 | -4948.2037 | 4329.8747 | 2419.5487 | 1226.4606 | -3027.6803
10 | -5029.5099 | 4438.9009 | 3182.2583 | 1008.2732 | -3599.9225
10 | -4948.1201 | 4283.1898 | 2413.1744 | 1225.4351 | -2973.6791
10 | -5028.6253 | 4257.6434 | 3152.3445 | 1005.8152 | -3387.1778
10 | -4917.9138 | 2263.3173 | 1748.8808 | 1047.6782 | -141.9625
10 | -5059.7211 | 2113.409 | 3785.935 | 2085.2494 | -2924.8723
10 | 4863.9815 | 5044.9368 | -1838.5161 | -3237.04 | -4833.3622
10 | -5015.9515 | 4599.8534 | 4188.649 | 647.0109 | -4419.5618
10 | -5053.8816 | 4116.1651 | 3745.4792 | 1695.9523 | -4503.7151
10 | -5034.8036 | 4016.3289 | 3636.4192 | 1904.483 | -4522.4274
10 | -4878.7376 | 3380.6079 | 2919.359 | 3222.0771 | -4643.3065
10 | -4449.3665 | 2104.4935 | 1404.0878 | 5832.5309 | -4891.7457
10 | -5067.1488 | 3235.7624 | 4017.4961 | 2152.4836 | -4338.5933
10 | 4850.5079 | 4958.157 | -1740.0701 | -3270.4513 | -4798.1434
10 | -5007.3886 | 4218.255 | 4583.3783 | 472.0603 | -4266.305
10 | 5170.3971 | 4021.0148 | -4537.3226 | -2652.0052 | -2002.0842
10 | 5175.0987 | 3609.7235 | -4660.552 | -2691.6084 | -1432.6618
10 | 4697.7846 | 4110.7875 | -672.0608 | -3724.314 | -4412.1973
10 | 5122.6391 | 3337.2715 | -3606.3481 | -1731.6833 | -3121.8793
10 | 4829.7743 | 3738.1534 | -1334.8419 | -2671.5766 | -4561.5092
10 | 5063.5979 | 2699.0531 | -2448.8937 | -568.4268 | -4745.3305
10 | 4942.8283 | -4703.2355 | -614.7802 | 3335.2273 | -2960.04
10 | -4183.4157 | 3514.6025 | -3782.4949 | 2817.0299 | 1634.2783
10 | -4242.9836 | 3668.7021 | -3624.2479 | 2504.5017 | 1694.0277
10 | -4254.8681 | 3713.1805 | -3582.188 | 2412.7232 | 1711.1523
10 | -4238.3115 | 3650.8144 | -3671.1276 | 2541.8608 | 1716.764
10 | -4508.6936 | 3104.2898 | -1966.803 | 1422.3617 | 1948.8451
10 | -4756.708 | 1568.7143 | 44.2933 | 1039.8707 | 2103.8296
10 | -4669.0096 | 1911.4411 | -816.4455 | 1307.8503 | 2266.1638
10 | -4802.3833 | -1530.0849 | 534.7447 | 2760.9614 | 3036.7621
10 | -4342.9059 | 3667.9147 | -2598.4683 | 2522.4652 | 750.9943
10 | -4294.8925 | 3121.8088 | -3099.5975 | 2564.739 | 1707.9422
10 | 5089.971 | 3382.4977 | -9008.677 | -1125.1311 | 1661.3394
10 | 5153.4661 | 2092.1261 | -7017.0766 | -2131.9549 | 1903.4393
10 | -4620.6371 | 1752.7398 | -756.1828 | 1659.3694 | 1964.7108
10 | -4762.4857 | 1510.393 | 101.5161 | 1044.9887 | 2105.5878
10 | -4960.4533 | 1118.9806 | 1470.3297 | 37.5835 | 2333.5595
10 | -4881.338 | 545.6535 | 3280.2878 | -1617.3304 | 2672.7271
10 | -4783.8628 | 261.9912 | 4144.9695 | -2464.4619 | 2841.3641
10 | -4873.721 | -244.8687 | 3791.7642 | -1531.553 | 2858.3786
10 | -4829.5239 | 580.78 | 5728.6012 | -2838.0363 | 1358.1789
10 | -4830.1139 | -1006.5152 | 6002.985 | -2295.1695 | 2128.8137
10 | -4999.396 | -2254.4638 | 2255.8955 | 2070.7286 | 2927.2358
10 | -4947.0558 | -2583.3345 | 1961.7149 | 2629.7289 | 2938.9464
10 | -4902.6658 | 2046.0066 | 1580.597 | 1055.7543 | 220.308
10 | -4926.1811 | 2072.3482 | 1788.8769 | 1000.9804 | 63.9756
10 | -5007.8999 | 2170.953 | 2562.9356 | 794.0141 | -520.0027
10 | -4985.7342 | 1669.5283 | 2021.8275 | 443.9551 | 850.4234
10 | -4921.9035 | 2045.7639 | 1782.2386 | 1081.3673 | 12.5336
10 | -5057.4894 | 1797.3602 | 3718.1252 | 2075.6332 | -2533.6292
10 | -5023.1608 | -1903.2698 | 2771.7984 | 2508.1744 | 1646.4578
10 | -5022.7762 | -3299.6044 | 2742.3796 | 2964.6462 | 2615.3548
10 | 5220.7079 | 1730.3555 | -5884.1411 | -3184.6231 | 2117.7008
10 | 4458.3273 | 397.5585 | -1176.5507 | -6572.0474 | 2892.7123
10 | 4444.6632 | 388.6813 | -1080.4745 | -6620.5304 | 2867.6604
10 | 3913.2209 | 1023.5371 | 3420.3229 | -7707.6347 | -649.4462
10 | 3545.5954 | 324.1134 | -40.4707 | -6544.0065 | 2714.7684
10 | 873.9338 | 183.3944 | 3345.3396 | -6402.6679 | 2000
10 | -4635.219 | -25.135 | 7019.3412 | -4358.9872 | 2000
10 | -4603.5824 | -48.7077 | 8032.6484 | -4917.7625 | 1537.4042
10 | -4542.8626 | -67.446 | 8870.6501 | -5404.8744 | 1144.5329
10 | -4535.3025 | -1048.9361 | 9897.0435 | -4759.7071 | 446.9022
10 | -4555.2717 | 326.9339 | 8461.0255 | -5412.6289 | 1179.9413
10 | -4559.5005 | 363.0099 | 8424.4786 | -5330.3169 | 1102.3288
10 | -4655.0951 | -152.9439 | 6961.4914 | -4153.4524 | 2000
10 | -4742.2542 | -738.1837 | 6808.3887 | -3277.4467 | 1949.4959
10 | -4848.3392 | -1882.5378 | 6452.7435 | -1577.9053 | 1856.0388
10 | -4802.9072 | -957.5995 | 6274.0478 | -2513.541 | 2000
10 | -4828.404 | -1036.3923 | 6049.612 | -2184.8157 | 2000
10 | -4831.1384 | -1158.0779 | 6100.1999 | -2110.9836 | 2000
10 | -4828.5848 | -1050.458 | 6047.814 | -2190.2197 | 2021.4485
10 | -804.0054 | 95.667 | 5475.5613 | -6314.9958 | 1547.7729
10 | -4197.7255 | 953.993 | 5897.8521 | -4654.1196 | 2000
10 | -4580.6701 | 875.1488 | 6208.7029 | -4503.1816 | 2000
10 | -4555.2761 | 494.7787 | 8004.6235 | -5266.4111 | 1322.2851
10 | -4551.831 | 391.195 | 8389.5739 | -5415.2157 | 1186.2778
10 | -4551.1817 | 414.4994 | 8364.0084 | -5408.0153 | 1180.6893
10 | -4635.9889 | -24.5467 | 6994.8379 | -4345.4494 | 2011.1471
10 | -3895.5149 | 1345.1001 | 4113.9195 | -4134.9273 | 2571.4226
10 | -4597.3532 | 1125.2981 | 5035.9074 | -4004.443 | 2440.5907
10 | 4405.7034 | 326.1983 | -793.5606 | -6724.5042 | 2786.1631
10 | 4165.7101 | 116.972 | 1043.1838 | -7325.8659 | 2000
10 | 4595.0749 | -2807.7683 | -889.032 | -2898.2746 | 2000
10 | 4051.6167 | -2891.3792 | 3113.2228 | -4651.6519 | 378.1916
10 | 4144.4104 | 98.57 | 1206.2635 | -7379.2004 | 1929.9566
10 | 3933.893 | -2015.4932 | 3612.5807 | -5940.8656 | 409.8852
10 | 4796.5987 | -2808.23 | -2359.0702 | -2214.3458 | 2585.0472
10 | 4806.592 | -2858.3367 | -2409.575 | -2126.7186 | 2588.0383
10 | 4611.8242 | -2901.3999 | -969.367 | -2741.0573 | 2000
10 | 5064.4909 | -4946.6964 | -3258.1236 | 1140.3291 | 2000
10 | 4888.8639 | -6655.287 | -4786.7129 | 4553.136 | 2000
10 | -4660.0825 | -6501.1999 | 1972.9153 | 7188.3672 | 2000
10 | -5030.7494 | -6748.0866 | 4410.0855 | 6428.762 | 939.9884
10 | -5126.0615 | -6181.0942 | 5394.9488 | 6335.1327 | -422.9258
10 | 4061.3642 | -2960.6111 | 3073.0618 | -4544.3475 | 370.5326
10 | 4121.2557 | -3362.0372 | 2834.9306 | -3880.9702 | 286.821
10 | 4993.2599 | -6569.4851 | -1936.3218 | 2756.9522 | 755.5947
10 | 4966.9363 | -6806.8369 | -1416.1397 | 3263.7917 | -7.7515
10 | 4705.899 | -6529.6558 | 780.9134 | 2722.1039 | -1679.2604
10 | 4977.0338 | -6777.521 | -1546.193 | 3200.0129 | 146.6673
10 | 4720.0409 | -6504.1097 | 616.2286 | 2665.6071 | -1497.7669
10 | 4651.2229 | -6450.2709 | 1217.0949 | 2563.5081 | -1981.555
10 | 3193.4915 | -6416.3565 | 2337.8503 | 2921.0563 | -2036.0416
10 | -5078.9274 | -6407.3723 | 7772.1908 | 5354.1092 | -1640.0003
10 | -5077.1781 | -6399.6379 | 7769.5768 | 5337.1216 | -1629.8824
10 | 1416.7301 | -6394.3383 | 3501.2417 | 3400.8558 | -1924.4893
10 | 1394.2072 | -6394.2576 | 3516.0269 | 3407.3604 | -1923.3369
10 | 4951.0582 | -6940.5304 | -2386.1494 | 3567.1428 | 808.4788
10 | -5103.7551 | -6805.452 | 4965.2663 | 6249.3643 | 694.5765
10 | -5112.8054 | -6795.9248 | 5040.832 | 6230.7688 | 637.1295
10 | -5084.1973 | -6449.1431 | 7564.8552 | 5447.6522 | -1479.1669
10 | -5112.1541 | -6794.3285 | 5024.9028 | 6227.3877 | 654.1921
10 | 4973.8789 | -6804.0256 | -1738.1297 | 3260.149 | 308.1274
10 | -4803.5661 | -3652.2039 | 8829.75 | -618.5832 | 244.6032
10 | -4918.5905 | -4332.4708 | 8031.9201 | 877.9353 | 341.2059
10 | -5111.4533 | -6778.343 | 5005.8267 | 6193.3582 | 690.6114
10 | -4928.1989 | -4456.8846 | 8212.7955 | 1143.6022 | 28.6857
10 | -4920.0393 | -4467.4815 | 8484.924 | 1159.9215 | -257.3247
10 | -4956.5199 | -4820.3556 | 8326.0795 | 1925.5825 | -474.7865
10 | -5004.8413 | -5506.4569 | 8519.3651 | 3400.3928 | -1408.4597
10 | -4924.0804 | -4461.2312 | 8196.3214 | 1151.8393 | 37.1508
10 | 4002.2486 | -3127.8931 | 3715.2552 | -4356.0157 | -233.5949
10 | 4952.684 | -6633.178 | -1474.6192 | 2898.7277 | 256.3855
10 | 4981.9831 | -6734.2399 | -1642.4824 | 3107.565 | 287.1742
10 | 4601.5646 | -6043.0118 | 1235.9911 | 1710.1652 | -1504.7091
10 | 1952.9309 | -5961.871 | 3541.4643 | 2314.4619 | -1846.986
10 | 1420.8373 | -6390.2153 | 3502.4649 | 3390.794 | -1923.8809
10 | -1896.344 | -6704.4401 | 3320.3407 | 5076.8164 | 203.627
10 | -5094.9538 | -6661.7888 | 5657.4006 | 5930.7801 | 168.5619
10 | -5088.8749 | -6590.4411 | 6166.4681 | 5769.7429 | -256.8951
10 | -5054.7745 | -6173.9734 | 7869.7735 | 4847.7804 | -1488.8059
10 | -5071.4388 | -6379.7554 | 7696.9937 | 5293.9877 | -1539.7873
10 | -5104.3425 | -6524.6859 | 5078.2413 | 6153.4864 | 397.3007
10 | 4404.4574 | -5373.8049 | 2377.2923 | 327.8291 | -1735.7739
10 | 3132.1038 | -5552.09 | 3167.0999 | 1085.7283 | -1832.842
10 | 3021.1763 | -5835.5287 | 2993.1449 | 1726.3143 | -1905.1068
10 | -5062.8915 | -6213.6201 | 7942.5633 | 4933.774 | -1599.8259
10 | -4738.516 | -3412.3442 | 9585.5403 | -1160.3244 | -274.3558
10 | -4917.0015 | -4469.8985 | 8351.6788 | 1165.997 | -130.7757
10 | -4930.7842 | -4577.406 | 8223.1366 | 1401.1935 | -116.14
10 | -4999.705 | -5471.5197 | 8498.8201 | 3324.6245 | -1352.2199
10 | -4891.8501 | -4502.4656 | 9175.5728 | 1216.2999 | -997.557
10 | -4927.9869 | -4859.3208 | 9031.7111 | 1990.1352 | -1234.5386
10 | -4888.7021 | -4423.6487 | 9291.3538 | 1222.5959 | -1201.599
10 | 1375.5968 | -2929.9735 | 1243.5013 | -1689.1247 | 2000
10 | -2556.7622 | -3104.745 | 3797.1073 | -135.6001 | 2000
10 | -4998.7385 | -4160.2177 | 4468.3181 | 2690.6381 | 2000
10 | -5059.6744 | -5019.701 | 3680.4053 | 4398.9701 | 2000
10 | -4870.2602 | -5834.3422 | 2762.4821 | 5942.1202 | 2000
10 | -5054.454 | -4841.9432 | 3546.781 | 4217.908 | 2131.7083
10 | -4824.9672 | -5575.4335 | 2297.5046 | 5804.4248 | 2298.4713
10 | -4922.4349 | -3225.0557 | 5728.6331 | 598.4984 | 1820.359
10 | -4885.9853 | -3285.181 | 7313.9513 | -231.9501 | 1089.165
10 | -4769.0506 | -3345.9227 | 8956.2823 | -1149.6191 | 308.3101
10 | 3712.9384 | -2963.6851 | 3311.1497 | -4431.0061 | 370.6032
10 | 5111.4333 | -3874.7451 | -4128.9939 | 74.3207 | 2817.985
10 | 4970.7509 | -5072.1565 | -5709.4843 | 2765.2736 | 3045.6163
10 | 4835.6065 | -6409.2573 | -6839.262 | 5397.0045 | 3015.9084
10 | 1985.6229 | -6356.3891 | -4880.4313 | 6206.7831 | 3044.4143
10 | -4488.1881 | -6385.744 | 843.2405 | 7540.7847 | 2489.9068
10 | 883.1018 | -2916.044 | 1002.4256 | -1229.4534 | 2259.9701
10 | 217.5004 | -2863.6702 | 1632.9794 | -1188.4581 | 2201.6485
10 | 401.7279 | -2860.3312 | 1966.8826 | -1508.2793 | 2000
10 | -2248.094 | -2829.2106 | 3807.5707 | -730.266 | 2000
10 | -4893.2864 | -2800.3043 | 6132.4173 | -223.217 | 1784.3904
10 | -4872.0164 | -2804.4688 | 7001.0187 | -718.127 | 1393.5935
10 | -4712.005 | -2816.471 | 9174.1582 | -2028.7284 | 383.0462
10 | 2896.1105 | -2905.8747 | 3900.7299 | -4268.9163 | 377.9506
10 | 5131.5499 | -3241.4498 | -4486.977 | -425.9856 | 3022.8625
10 | 5050.9975 | -4122.2899 | -5145.212 | 1163.615 | 3052.8894
10 | 4941.9898 | 758.0961 | -9265.5503 | 1796.6492 | 1768.8152
10 | -4255.0669 | 941.8208 | -2470.3101 | 3905.5352 | 1878.0209
10 | -4426.1541 | 1264.3413 | -1770.5034 | 3019.5642 | 1912.7519
10 | -4660.9859 | -4051.7252 | 617.4421 | 5103.7177 | 2991.5513
10 | -4046.1204 | 462.3729 | -3303.768 | 5036.5914 | 1850.924
10 | 4888.3453 | 355.9647 | -9802.0173 | 2809.1383 | 1748.569
10 | 999.704 | 146.7592 | -7338.8045 | 4412.4574 | 1779.8839
10 | -4153.2962 | 429.6049 | -2148.6163 | 5208.8546 | 663.4529
10 | 4826 | -203.1876 | -10376.6745 | 4008.7974 | 1745.0648
10 | 4721.9692 | -4819.1525 | -9376.793 | 6931.3125 | 2542.6639
10 | 4802.6832 | -5980.7223 | -7630.0464 | 5849.5654 | 2958.52
10 | -3669.9663 | -5979.969 | -1509.3605 | 8094.9339 | 3064.3618
10 | -3968.6499 | -5393.1477 | -2205.4621 | 8709.7569 | 2857.5027
10 | -4158.9583 | -5951.9358 | -1199.6057 | 8250.0744 | 3060.4254
10 | 4738.121 | -2105.8854 | -3932.9003 | 5978.414 | -4677.7494
10 | -4553.7243 | -2963.9399 | 3242.8947 | 7965.4447 | -3690.6752
10 | -5147.8876 | -5065.7962 | 6180.3241 | 6472.6422 | -2439.2824
10 | -5088.1153 | -6290.6292 | 7623.9244 | 5486.2337 | -1731.4136
10 | 4953.0989 | 866.151 | -8100.4903 | 1580.7804 | 700.46
10 | -4696.638 | 1252.3896 | 1125.63 | 3412.2993 | -1093.6809
10 | -4726.6408 | 1286.8061 | 1324.2939 | 3333.0277 | -1217.4869
10 | -5064.8791 | 1742.4263 | 3910.007 | 2266.3703 | -2853.9245
10 | 5187.2152 | 2360.0663 | -5140.767 | -2772.6753 | 366.1608
10 | 4496.6313 | 3085.0119 | 629.831 | -4266.8065 | -3944.6677
10 | 3758.875 | 1458.2034 | 4922.6024 | -7819.4397 | -2320.2412
10 | 984.2517 | 1186.2743 | 6976.5031 | -7092.9736 | -2054.0555
10 | 3756.6033 | 1061.5219 | 4997.9198 | -7584.1996 | -2231.8453
10 | -4961.1415 | 2704.1427 | 6314.8208 | -474.746 | -3583.076
10 | -4925.1624 | 2404.6155 | 7018.6039 | -1214.4161 | -3283.6409
10 | -4512.1078 | 827.7368 | 10610.9894 | -5219.8218 | -1706.7965
10 | -4484.88 | 476.0895 | 10487.4998 | -5602.073 | -876.6363
10 | -4469.6343 | 835.6332 | 10885.6494 | -5675.1143 | -1576.5339
10 | -4524.6877 | -1171.9364 | 10981.5744 | -4142.8034 | -1142.1469
10 | -4955.5935 | -2374.8966 | 8322.3739 | 1088.8131 | -2080.6969
10 | -4923.9664 | -3397.5303 | 8886.3788 | 1152.0673 | -1716.9494
10 | -4896.4686 | -4133.8778 | 9231.9654 | 1207.0628 | -1408.6819
10 | -4992.5085 | -4372.6144 | 8470.0341 | 2616.0706 | -1720.9818
10 | -5004.4353 | -5301.0142 | 8517.7411 | 3303.0437 | -1515.3353
10 | 5089.0183 | 1850.0742 | -3167.4449 | -975.8299 | -2795.8177
10 | 4788.2071 | 2261.8334 | -834.3055 | -1941.2256 | -4274.5093
10 | 5028.375 | 1194.539 | -1978.5851 | 218.9894 | -4463.3184
10 | 4925.4703 | -5112.7668 | -415.7826 | 3545.1959 | -2942.1168
10 | 4708.1707 | -6105.7528 | 930.081 | 2821.7553 | -2354.2542
10 | 4937.4995 | -4960.8925 | -540.6613 | 3470.4723 | -2906.418
10 | 4657.278 | -6306.2612 | 1228.6262 | 2614.3583 | -2194.0012
10 | 4944.3179 | -5163.6754 | -685.6803 | 3425.0139 | -2519.9762
10 | 4972.0645 | -6297.2474 | -1355.0603 | 3236.7148 | -556.4716
10 | 4847.0972 | -6169.1235 | -305.0621 | 2976.3724 | -1349.284
10 | 4756.7935 | -1266.6881 | -4082.4285 | 5451.1819 | -4858.8589
10 | -5038.0949 | 2019.831 | 5309.4836 | 1548.9373 | -3840.1569
10 | -5094.1301 | 1286.1942 | 4666.2273 | 3100.9706 | -3959.262
10 | -5017.3372 | 962.1158 | 4316.2667 | 3755.7343 | -4016.7797
10 | -4598.2603 | -326.4103 | 2851.1171 | 6324.5148 | -4250.9613
10 | -5123.8742 | -1944.2458 | 5396.7715 | 4871.8123 | -3200.4639
10 | -5122.7891 | -3763.0152 | 5397.6758 | 6106.1791 | -2618.0506
10 | 5264.3296 | 3311.7354 | -6729.6955 | -4071.5363 | 2225.1669
10 | 5187.7734 | -957.3387 | -5530.0112 | -1702.8137 | 3002.3902
10 | 5178.4048 | -1390.7975 | -5375.4133 | -1435.1821 | 3022.9881
10 | 5085.7971 | -2573.4324 | -5967.5151 | 434.8077 | 3020.3427
10 | 5133.0859 | -2597.2816 | -4549.6774 | -363.1399 | 2377.0129
10 | 5132.8149 | -2603.471 | -4544.649 | -356.9848 | 2372.29
10 | 4891.6601 | -4720.9766 | -7118.8774 | 4272.0229 | 2676.171
10 | 5029.5369 | -3737.6375 | -2521.5259 | 1682.2826 | -452.656
10 | 5018.5847 | -3794.5185 | -2301.4351 | 1882.6904 | -805.3214
10 | 4948.6991 | -3621.2538 | -1905.3107 | 1404.068 | -826.2025
10 | -4967.9535 | -3316.6216 | 6909.1055 | 3502.3197 | -2126.8501
10 | -5017.7437 | -3317.8338 | 6940.2579 | 3519.9635 | -2124.6439
10 | -5019.9813 | -3337.7322 | 6911.0247 | 3578.8081 | -2132.1193
10 | -4384.8197 | -4791.4622 | -572.2874 | 7156.432 | 2592.1373
10 | -4809.6693 | -4283.562 | 2170.3669 | 5963.2886 | 959.5758
10 | -5075.5556 | -3907.4056 | 4165.423 | 5065.4325 | -247.8943
10 | -5117.9218 | -4222.3505 | 5265.5108 | 6158.9577 | -2084.1962
10 | -5101.392 | -4261.7524 | 5174.9003 | 6267.6095 | -2079.3654
10 | -5123.2325 | -4467.7806 | 5397.3062 | 6325.7465 | -2132.0396
10 | 5107.4134 | -3328.8099 | -4034.7782 | 256.1747 | 2000
10 | 4930.3977 | -5160.2557 | -5493.4444 | 3723.3024 | 2000
10 | 4872.7052 | -5871.9143 | -5882.7805 | 4881.9896 | 2000
10 | 4881.7031 | -6098.5501 | -5568.8385 | 4785.6856 | 2000
10 | 4919.6618 | -6272.641 | -4103.7172 | 4183.9103 | 1272.7861
10 | -4498.5071 | -5657.7397 | 661.997 | 7494.2498 | 2000
10 | -4989.9412 | -6307.564 | 4002.1533 | 6498.2161 | 797.1357
10 | -5107.0599 | -6487.9582 | 4913.9129 | 6217.0873 | 464.0179
10 | -4612.8705 | -5176.5968 | 1030.2212 | 6759.2461 | 2000
10 | 5095.7246 | -4016.4379 | -3706.0784 | 626.7917 | 2000
10 | 5062.1303 | -4618.8527 | -3125.9159 | 1348.4983 | 1334.14
10 | 4969.5938 | -5600.3752 | -3850.8103 | 3166.9994 | 1314.5922
10 | 4978.5596 | -5890.7476 | -3192.0227 | 3087.1739 | 1017.0369
10 | 5020.3369 | -4910.4895 | -2311.8236 | 2131.8951 | 70.0811
10 | 5009.3311 | -5667.9919 | -2075.2038 | 2508.369 | 225.4956
10 | 4811.9369 | -4291.8538 | -760.7097 | 1285.3814 | -1044.7548
10 | -3784.7905 | -3699.3477 | 6382.5849 | 3176.1993 | -2074.6459
10 | -5019.1722 | -3726.1265 | 7153.2038 | 3612.8775 | -2020.7825
10 | -5042.4029 | -5389.3329 | 7702.535 | 4427.5832 | -1698.3824
10 | 1197.9293 | -5697.0414 | 3949.2482 | 2434.904 | -1885.0402
10 | -4862.8778 | -5594.9857 | 2786.2591 | 6322.4048 | 1349.1996
10 | -4900.279 | -5714.8581 | 3086.0182 | 6302.6355 | 1226.4835
10 | -5105.7282 | -6437.9232 | 4880.5222 | 6176.9233 | 486.2059
10 | -4883.27 | -5545.4654 | 2912.9218 | 6255.8372 | 1259.9765
10 | -5085.1679 | -4959.1478 | 4385.9587 | 5454.9568 | 203.4003
10 | 5035.781 | -5382.0766 | -2593.7316 | 1987.2419 | 952.7853
10 | 5131.1911 | -2597.5133 | -4535.759 | -369.3305 | 2371.4116
10 | -1783.5575 | -2671.8484 | 315.8403 | 1827.6403 | 2311.9252
10 | -5003.7631 | -2816.5905 | 2432.3839 | 3087.8161 | 2300.1536
10 | -4959.7596 | -3002.3105 | 2159.9833 | 3474.6189 | 2327.4679
10 | -4649.9459 | -4090.653 | 526.5085 | 5726.0295 | 2488.061
10 | -5023.9356 | -3089.7866 | 2831.0744 | 3588.4265 | 1694.2213
10 | -5023.7308 | -3420.4852 | 2815.4087 | 3625.0706 | 2003.7367
10 | -5006.0453 | -2818.1167 | 2450.7176 | 3079.3125 | 2294.1318
10 | -4991.7051 | -2632.3967 | 2693.2663 | 2683.9175 | 2246.9179
10 | -5005.7865 | -2808.6957 | 2445.4025 | 3071.2503 | 2297.8294
10 | 4896.4827 | -1869.9056 | -3122.0224 | -1904.5547 | 2000
10 | -4951.9714 | -2143.2428 | 3501.4683 | 1593.7458 | 2000
10 | 4216.529 | 234.2223 | 977.2162 | -6345.0983 | 917.1309
10 | -2135.9086 | 560.1 | 6110.9759 | -5196.1506 | 660.9833
10 | -4694.8719 | 123.3211 | 7204.5394 | -3480.5318 | 847.5432
10 | -4737.7045 | -97.2043 | 6857.0808 | -2981.5913 | 959.4193
10 | -4822.7129 | -552.4762 | 6137.2946 | -1952.5399 | 1190.4344
10 | -4694.2692 | 116.0991 | 7240.5114 | -3496.8797 | 834.5384
10 | -4694.9816 | 126.7769 | 7232.2178 | -3490.861 | 826.848
10 | 3942.3298 | -126.9668 | 3795.6569 | -5877.6438 | -1733.3761
10 | 3968.4907 | -341.7192 | 3766.8349 | -5457.0369 | -1936.5696
10 | 2708.6114 | -546.4086 | 4527.077 | -4661.0074 | -2028.2725
10 | -4731.9404 | -846.484 | 9070.9822 | -1773.7824 | -1718.7755
10 | -4921.9167 | -2073.5616 | 8044.2046 | 869.2426 | -1917.969
10 | -4925.3216 | -2316.4712 | 8121.9333 | 990.6509 | -1870.7914
10 | -4929.6331 | -2616.2384 | 8218.5324 | 1140.7338 | -1813.3947
10 | -4905.0207 | -3639.8172 | 8873.2946 | 1189.9586 | -1518.4152
10 | -4974.5131 | -4360.8824 | 8398.0525 | 2529.6135 | -1592.2705
10 | -3860.9848 | 488.0037 | 8616.4373 | -4705.3156 | -538.1406
10 | -4586.6989 | 380.2787 | 9054.957 | -4267.1072 | -581.4296
10 | -4552.862 | 465.1755 | 9623.0556 | -4511.8358 | -1023.5333
10 | 3914.8912 | -160.1562 | 4077.3027 | -5832.6027 | -1999.4351
10 | 3794.6511 | -155.2258 | 4185.6205 | -5809.277 | -2015.7687
10 | -4540.7129 | 399.3702 | 10101.0956 | -4438.6009 | -1521.1519
10 | -4536.2413 | -820.8724 | 10676.2276 | -4087.0271 | -1232.0869
10 | 3910.1667 | -211.8664 | 4126.8475 | -5814.1348 | -2011.0129
10 | 3825.4457 | -1994.7637 | 5034.8134 | -5283.6906 | -1581.8049
10 | 4120.6382 | -3699.1243 | 3720.0452 | -2393.6026 | -1747.9564
10 | 3170.8182 | -1956.1898 | 5501.7538 | -5174.6042 | -1541.778
10 | 4160.7601 | -273.7927 | 1562.9359 | -6140.4719 | 690.5685
10 | 4688.416 | -2695.9744 | -1328.7709 | -2034.8074 | 1371.1368
10 | -2804.0761 | 340.2322 | 6919.9155 | -4978.5237 | 522.4521
10 | -4656.2377 | 2.166 | 7819.8891 | -3784.4998 | 618.6823
10 | -4841.7599 | -1345.1519 | 6535.6529 | -1346.2929 | 997.5518
10 | -4574.2975 | -229.9856 | 9050.386 | -4420.8587 | 174.7558
10 | -4545.4852 | -1756.2731 | 10641.4086 | -3875.2778 | -464.3725
10 | -4535.3158 | -1536.203 | 10949.7177 | -3888.6571 | -989.5417
10 | 4965.8276 | -2630.1482 | -3340.0455 | -995.6339 | 2000
10 | 5026.6526 | -2623.1835 | -3778.0145 | -761.0552 | 2135.6007
10 | 4967.7229 | -2643.7519 | -3348.1021 | -975.8689 | 2000
10 | 1557.5673 | -2671.5277 | -1035.884 | 149.8443 | 2000
10 | -578.5718 | -2692.5714 | 409.3571 | 861.7861 | 2000
10 | -4987.3863 | -2886.9239 | 3262.0212 | 2612.2891 | 2000
10 | -5023.9305 | -3427.8227 | 2820.4392 | 3631.314 | 2000
10 | -4746.7572 | -4719.386 | 1516.3645 | 5949.7788 | 2000
10 | -4952.2458 | -3089.8479 | 4565.519 | 1476.5747 | 2000
10 | -312.4294 | -2709.6045 | 423.7288 | 598.3051 | 2000
10 | 383.1664 | -2728.6019 | 1008.2631 | -231.7335 | 1568.906
10 | -4972.9744 | -2636.9687 | 3404.7025 | 2205.2406 | 2000
10 | -4933.7776 | -2729.859 | 4701.6829 | 961.9537 | 2000
10 | 4692.3621 | -2714.9848 | -1349.3127 | -2002.0488 | 1373.9842
10 | 745.7699 | -2745.6723 | 1288.3467 | -675.6543 | 1387.2099
10 | -4947.567 | -2993.9304 | 4929.7959 | 1609.5423 | 1402.1592
10 | -5057.5311 | -4660.389 | 3667.2438 | 4681.8713 | 1368.8049
10 | -4875.2169 | -5551.0243 | 2829.8459 | 6246.2623 | 1350.133
10 | -4886.7842 | -3162.9077 | 7466.85 | 65.858 | 516.9839
10 | -4725.7594 | -3307.9238 | 9645.7645 | -1344.6451 | -267.4361
10 | -4922.3732 | -4372.7605 | 8189.4927 | 1155.2537 | -49.6126
10 | 3352.1857 | -2875.5803 | 3276.8505 | -3877.8756 | 124.4197
10 | -3705.4922 | -3261.8279 | 8969.0823 | -1739.9344 | -261.8279
10 | 3894.1818 | -2936.2334 | 3574.7786 | -4596.4935 | 63.7666
10 | 2927.5969 | -2846.0946 | 3491.4031 | -3726.8108 | 153.9054
10 | -4780.7883 | -2742.0934 | 8432.8445 | -1167.8695 | 257.9066
10 | -4721.0683 | -3268.5743 | 9669.7179 | -1411.501 | -268.5743
10 | -4660.0977 | -2756.3669 | 9982.5285 | -2279.6642 | -286.3997
10 | -4697.9852 | -2805.1898 | 9398.9222 | -2090.5575 | 194.8102
10 | 3216.7693 | -2893.1692 | 4015.9485 | -4446.3795 | 106.8308
10 | 705.9955 | -2742.7631 | 1317.9559 | -668.0479 | 1386.8596
10 | -4926.6083 | -2672.3872 | 5204.2852 | 1023.9995 | 1370.7108
10 | -4874.5308 | -2714.7945 | 7216.178 | -312.9524 | 686.0998
10 | 4825.1723 | -5152.0185 | -8146.2806 | 5510.0754 | 2963.0514
10 | 1846.2172 | -5254.2226 | -6242.5246 | 6661.3336 | 2989.1964
10 | -4145.4992 | -5188.5544 | -1736.5881 | 8209.9715 | 2860.6701
10 | -5029.1345 | -4392.3525 | 4860.0873 | 6622.4989 | -2061.0991
10 | -5126.0208 | -4617.1932 | 5489.5106 | 6416.1129 | -2162.4095
10 | -5123.6726 | -4868.8368 | 5396.9395 | 6394.4889 | -1798.9191
10 | -5114.5652 | -4868.6184 | 6079.2174 | 6162.6392 | -2258.673
10 | -5079.7116 | -6063.0206 | 7415.3113 | 5456.5466 | -1729.1258
10 | -2528.0772 | -5173.0778 | -3236.0151 | 7904.2215 | 3032.9486
10 | -4133.294 | -5180.3565 | -1816.7994 | 8234.9945 | 2895.4554
10 | 4810.3524 | -5337.5961 | -8242.1748 | 5808.4082 | 2961.0103
10 | 4829.9266 | -5859.3618 | -7564.3125 | 5606.0886 | 2987.6591
10 | 3476.993 | -2589.6352 | -4903.7901 | 981.0658 | 3035.3665
10 | -2449.2223 | -2670.214 | 259.2291 | 2321.6884 | 2538.5188
10 | -4990.439 | -2809.6177 | 2323.8141 | 3129.778 | 2346.4646
10 | -4952.0555 | -2956.7305 | 2080.0598 | 3449.4764 | 2379.2498
10 | -4631.0609 | -3982.7001 | 332.6345 | 5668.6168 | 2612.5096
10 | -5023.4263 | -3515.8276 | 2792.1133 | 3481.3548 | 2265.7858
10 | -5005.8384 | -2823.8865 | 2444.3892 | 3056.6459 | 2328.6898
10 | -4996.4362 | -2634.6137 | 2505.8066 | 2795.0482 | 2330.195
10 | -5003.8018 | -2741.9457 | 2403.7729 | 3002.6906 | 2339.284
10 | -393.75 | -2780.0509 | 381.1773 | 374.2005 | 2418.4232
10 | 5116.428 | -2630.7104 | -5452.4498 | -71.5987 | 3038.3309
10 | 5151.0227 | -2682.9582 | -4750.7652 | -646.6459 | 2929.3466
10 | 5148.3495 | -2814.7239 | -4682.37 | -568.26 | 2917.0044
10 | 5071.8201 | -3466.0999 | -5542.136 | 895.5829 | 3040.8328
10 | 5165.4409 | -2127.3929 | -5051.81 | -1030.6475 | 3044.4094
10 | 5070.4644 | 2972.8195 | -5532.606 | -4932.9219 | 2422.244
10 | -3650.1434 | 1962.6147 | 2338.2578 | -3544.7354 | 2894.0064
10 | -3151.6143 | 1831.242 | 2182.2005 | -3796.7383 | 2934.9101
10 | -4666.7902 | 2394.9929 | 6432.4082 | -4308.5065 | 147.8956
10 | -4677.7312 | 2487.384 | 6983.0702 | -4464.3423 | -328.3807
10 | -4669.8605 | 2423.5639 | 7070.7249 | -4522.6208 | -301.8075
10 | -4555.8825 | 489.789 | 8435.8614 | -5416.371 | 1046.6032
10 | -4555.2799 | 435.7847 | 8447.2334 | -5423.2565 | 1095.5184
10 | -3669.4044 | 1796.7717 | 2605.6867 | -3657.052 | 2923.998
10 | 4703.2185 | 1601.8388 | -3136.7668 | -6087.1549 | 2918.8643
10 | -1460.3714 | 1734.2858 | 1110.873 | -4333.3121 | 2948.5247
10 | 2023.6622 | -716.245 | -2899.0204 | -1462.9436 | 3054.5468
10 | -2742.2731 | 1731.1784 | 2233.2754 | -4064.2989 | 2842.1183
10 | -4665.0382 | 1200.3624 | 3711.5256 | -2890.1711 | 2643.3213
10 | -4879.2631 | -239.2677 | 3337.634 | -737.4391 | 2518.3359
10 | 5052.6363 | -525.2956 | -4813.0423 | -2741.0357 | 3026.7373
10 | 4422.7153 | 1357.2959 | -989.9872 | -6790.024 | 2000
10 | -1561.6094 | 1478.0492 | 3195.245 | -5111.6849 | 2000
10 | -4675.7675 | 811.6998 | 4965.1032 | -3101.0355 | 2000
10 | -4856.46 | -350.2023 | 4439.1941 | -1232.5318 | 2000
10 | -4821.7528 | -515.0926 | 6115.0625 | -1987.4033 | 1209.1862
10 | -566.8891 | 1265.2411 | 4016.1723 | -5997.6564 | 1283.132
10 | 4319.4828 | 1268.1077 | -199.5965 | -7048.5178 | 1660.5238
10 | 4191.1812 | 4023.2027 | 1914.0646 | -6731.5605 | -3396.888
10 | -4570.4034 | 2880.5052 | 9084.3045 | -5121.9229 | -2272.4834
10 | -4528.202 | 2494.9916 | 9523.2279 | -5439.1035 | -2050.914
10 | -3988.7241 | 2352.1956 | 9339.8312 | -5706.8922 | -1996.4105
10 | -4522.3799 | 1515.4099 | 9880.5722 | -5102.8686 | -1770.7337
10 | -4503.4248 | 2189.0654 | 9854.9431 | -5624.4058 | -1916.1779
10 | -4489.5066 | 1868.3704 | 10179.7093 | -5726.7752 | -1831.798
10 | 3929.6148 | 2827.9325 | 3534.0982 | -7602.3753 | -2689.2702
10 | 5250.2121 | 2520.3775 | -6308.8261 | -3633.7005 | 2171.937
10 | 5164.5249 | -2257.8853 | -4966.0508 | -982.4513 | 3041.8626
10 | 5161.3043 | -2406.8888 | -4912.9071 | -890.4517 | 3048.9432
10 | 5156.367 | -2564.4652 | -4816.1592 | -827.6121 | 3051.8696
10 | 5243.8263 | 2317.5443 | -6185.9705 | -3536.9333 | 2161.5333
10 | 4693.3373 | 1355.1771 | -2786.7802 | -5982.8768 | 2721.1426
10 | 4459.8068 | 422.6891 | -1192.2452 | -6584.2353 | 2893.9846
10 | 4551.2979 | 824.9238 | -1860.143 | -6429.2988 | 2913.2202
10 | 4495.681 | 584.6475 | -1459.0943 | -6532.7488 | 2911.5146
10 | 4736.6184 | -303.2432 | -2749.1882 | -4654.6197 | 2970.4327
10 | 5055.9715 | -1519.9882 | -4515.3786 | -2071.9946 | 3051.3899
10 | 5039.7851 | -2734.2121 | -3963.3506 | -1156.6756 | 2814.4532
10 | 5039.2382 | -2734.4467 | -3959.7213 | -1158.9955 | 2813.9253
10 | 5039.2575 | -2734.2766 | -3959.4749 | -1158.3994 | 2812.8935
10 | 4770.0141 | -2793.8063 | -1968.5577 | -2007.6501 | 2000
10 | 5089.2365 | -4236.1578 | -3582.5982 | 729.5195 | 2000
10 | 4164.6648 | -2858.9218 | 2476.9626 | -3990.7556 | 208.0501
10 | 4035.8348 | -2893.0775 | 3386.6371 | -4461.0196 | -68.3748
10 | 3968.9214 | -2932.2171 | 3867.7794 | -4683.7117 | -220.772
10 | 4003.9933 | -2931.3851 | 3557.8873 | -4648.2008 | 17.7053
10 | 3983.1078 | -2867.5658 | 3745.085 | -4689.9996 | -170.6274
10 | 3958.1573 | -2868.4601 | 3919.463 | -4786.043 | -223.1171
10 | 3968.8571 | -2875.2451 | 3829.6953 | -4765.1552 | -158.1521
10 | 5010.2341 | -6035.9961 | -2116.585 | 2522.5197 | 619.8274
10 | 4991.1516 | -6505.0579 | -1793.9837 | 2920.3406 | 387.5494
10 | 4999.0137 | -6157.2851 | -1896.6188 | 2743.5885 | 311.3017
10 | 4649.1689 | -5678.4075 | 816.8322 | 1620.8293 | -1408.423
10 | 5140.3286 | -3069.4462 | -4530.4533 | -430.7238 | 2890.2948
10 | 4272.5177 | 581.883 | 273.4499 | -7127.8505 | 2000
10 | 4759.2503 | -2733.6352 | -1916.9314 | -2108.6837 | 2000
10 | 4220.744 | 537.1529 | 669.8504 | -7257.4916 | 1829.7442
10 | 3950.5912 | -2175.7821 | 3757.8292 | -5411.7054 | -120.9329
10 | 4155.1745 | -2826.5721 | 2531.7369 | -4057.6337 | 197.2943
10 | 3904.8774 | -2548.9581 | 4192.336 | -5267.8295 | -280.4258
10 | 3867.9359 | -2275.761 | 4606.2524 | -5276.0245 | -922.4028
10 | 4146.4016 | -3847.9074 | 3605.08 | -2141.7355 | -1761.8387
10 | 4152.5524 | -3875.5447 | 3576.0696 | -2085.8406 | -1767.2367
10 | 4266.719 | -4382.8952 | 3032.1233 | -1058.9579 | -1856.9892
10 | 4285.3695 | -4618.019 | 2970.9877 | -789.9965 | -1848.3417
10 | 4294.5697 | -4715.8135 | 2935.8681 | -671.9479 | -1842.6764
10 | 4302.2544 | -4745.2305 | 2900.7014 | -602.4218 | -1855.3035
10 | 3885.6686 | 2320.0104 | 4053.3861 | -7635.0229 | -2624.0422
10 | 3803.7519 | 1901.4043 | 4583.7597 | -7855.3052 | -2433.6107
10 | 3834.0673 | 2084.2098 | 4372.9832 | -7806.8155 | -2484.4448
10 | 3814.4176 | -1346.9036 | 5024.4442 | -5772.0971 | -1719.861
10 | 4145.4376 | -3840.1705 | 3609.3724 | -2152.1963 | -1762.4432
10 | 5156.161 | -2571.0209 | -4812.1984 | -824.4822 | 3051.5404
11 | 5688.6234 | 4105.6693 | -10097.5623 | -1259.4325 | 1562.7021
11 | 5432.5899 | 1510.9042 | -12851.2528 | 4390.5191 | 1517.2395
11 | 5394.6165 | -3682.0651 | -11751.2321 | 7632.5521 | 2406.1286
11 | 5540.9773 | -5428.1884 | -9163.9441 | 6017.4808 | 3033.6744
11 | 5614.3606 | -4666.7391 | -4096.2511 | 4389.2397 | -1240.6101
11 | -3823.8322 | -4389.4415 | 4190.2639 | 6450.8903 | -2427.8804
11 | -4878.8676 | -4392.4334 | 4888.1221 | 6753.111 | -2369.9321
11 | 5720.6357 | -5848.6882 | -1348.6255 | 3173.5367 | -1696.8587
11 | 5365.7705 | -712.5203 | -6213.8787 | 6638.1624 | -5077.5339
11 | 5465.0989 | -2017.1402 | -4733.4984 | 5601.8892 | -4316.3495
11 | -4172.6351 | -1560.4636 | 1067.9623 | 8736.4869 | -4071.3505
11 | -4881.5933 | -4056.2426 | 4491.5883 | 7013.5493 | -2567.3017
11 | 5403.3722 | -1425.8925 | -5484.8865 | 6355.618 | -4848.2113
11 | 5665.9665 | -4874.912 | -1571.2099 | 3616.0259 | -2835.8704
11 | -3555.5369 | -4226.2303 | -4451.7991 | 9516.7921 | 2716.7743
11 | 5431.2614 | -4296.929 | -10838.5499 | 7317.021 | 2387.1966
11 | 5781.8717 | 5118.3154 | -3853.7967 | -3350.9758 | -3695.4146
11 | 5747.4015 | 4782.9793 | -3139.4778 | -2597.3153 | -4793.5877
11 | 5606.1536 | 3354.4822 | -4427.949 | 518.1477 | -5050.8345
11 | 5387.3104 | 1126.1835 | -7590.5725 | 5352.6313 | -4275.5528
11 | -3795.7116 | 1821.4427 | 235.7564 | 6587.5132 | -4849.0007
11 | 5379.8977 | 1066.3264 | -6487.1644 | 5508.5751 | -5467.6348
11 | 5376.7732 | 870.26 | -6479.4813 | 5659.7258 | -5427.2776
11 | 5717.6295 | -1501.0335 | -1923.08 | 1050.8146 | -3344.3306
11 | 5629.2848 | 5303.8023 | -2558.8381 | -3683.2152 | -4691.0337
11 | -4929.981 | 4827.944 | 3883.2866 | 452.3744 | -4233.624
11 | -4927.2675 | 3910.2772 | 2994.4878 | 2426.2098 | -4403.7074
11 | -4222.5743 | 1857.4738 | 549.6044 | 6635.7707 | -4820.2747
11 | -4916.6667 | 1928.4826 | 3370.0249 | 3564.0547 | -3945.8955
11 | -4921.8478 | 3998.3291 | 5829.4471 | -1507.141 | -3398.7874
11 | -4618.5791 | 2815.3778 | 8457.4387 | -4446.4391 | -2207.7984
11 | -4614.3437 | 2046.8139 | 8732.0024 | -4180.5463 | -1983.9263
11 | -4601.36 | 2605.3673 | 8685.6913 | -4576.9612 | -2112.7374
11 | -4916.6667 | 3089.1089 | 6155.5281 | -1194.5132 | -3133.4571
11 | -4916.6667 | 3676.797 | 6041.075 | -1480.6459 | -3320.5594
11 | -4162.5074 | 3727.8616 | -3674.2398 | 2464.0349 | 1644.8506
11 | -3620.8753 | 2240.6456 | -5731.2254 | 5498.8884 | 1612.5668
11 | -4728.4935 | 4299.7448 | 403.4938 | 1468.3367 | -1443.0818
11 | -4955.6932 | 4602.6679 | 2498.7108 | 919.1544 | -3064.8399
11 | -4978.3414 | 3868.4818 | 2176.0711 | 252.7784 | -1318.99
11 | -4954.1414 | 2719.6986 | 1176.5503 | -582.1227 | 1640.0152
11 | -4927.3373 | 3900.8224 | 5616.5669 | -1506.8623 | -3083.1897
11 | -4925.5258 | 3792.7813 | 5491.8981 | -1569.3588 | -2789.7948
11 | -4929.2818 | 3651.9337 | 5567.9558 | -1439.779 | -2850.8287
11 | -4929.4179 | 3708.447 | 5539.9034 | -1496.7008 | -2822.2316
11 | -4993.7539 | 1234.2286 | 2011.243 | 784.5097 | 963.7726
11 | -4999.1166 | -1542.5925 | 2001.5901 | 1828.0968 | 2712.0223
11 | -4991.4335 | 1940.413 | 1932.864 | 85.2866 | 1032.8699
11 | -4932.4601 | 4000.8301 | 2864.4266 | 2228.1189 | -4160.9155
11 | -4336.0463 | 3496.3661 | -2843.1702 | 1902.8783 | 1779.972
11 | -4489.4926 | 3273.584 | -2050.5634 | 1356.2683 | 1910.2036
11 | -4713.8508 | 2887.7481 | -699.7712 | 389.5237 | 2136.3502
11 | -4925.13 | 2465.8101 | 759.3688 | -684.1986 | 2384.1497
11 | -4790.2196 | 2046.2513 | 2027.5762 | -1919.1492 | 2635.5413
11 | -4804.5411 | 703.1902 | 2677.306 | -1492.7739 | 2916.8187
11 | -4726.716 | 898.5041 | 3800.0724 | -2814.5618 | 2842.7013
11 | -4952.7546 | 1512.0924 | 1087.3486 | -210.0954 | 2563.409
11 | -4936.7528 | -105.4661 | 2123.9857 | -22.95 | 2941.1832
11 | -4980.9971 | -779.9094 | 1623.7465 | 1175.2383 | 2961.9216
11 | -4947.9526 | 2580.5575 | 1028.4658 | -671.8964 | 2010.8256
11 | -4856.9765 | 2555.9904 | 4738.3395 | -2665.1802 | 227.8268
11 | -4812.859 | 2420.4536 | 5171.4516 | -3076.502 | 297.4558
11 | -4688.3181 | 188.1428 | 6638.9625 | -4047.0434 | 1908.2562
11 | -4950.6339 | 2117.5005 | 1048.6261 | -592.0917 | 2376.599
11 | -4928.3594 | 1300.0971 | 2183.509 | -1043.2851 | 2488.0384
11 | -4907.8472 | -342.3831 | 3419.7468 | -1017.2696 | 2847.7531
11 | -4857.7312 | 2395.1779 | 4752.526 | -2641.3351 | 351.3624
11 | -4833.3333 | -263.2463 | 570.0871 | 1774.005 | 2752.4876
11 | -4898.8727 | -1309.358 | 1162.4606 | 2066.8292 | 2978.9409
11 | -4833.3333 | -1679.9448 | 834.8553 | 2687.5183 | 2990.9045
11 | -4885.6663 | -1612.6757 | 1156.9781 | 2368.9998 | 2972.3642
11 | -4572.7927 | 487.5511 | -1055.1272 | 2701.4465 | 2438.9224
11 | -4702.6145 | -2370.9549 | 218.9941 | 3841.3092 | 3013.2661
11 | -4544.9356 | 3659.0786 | -1388.0192 | 1504.9853 | 768.891
11 | -4700.7381 | 4123.204 | 50.5121 | 1423.7761 | -896.7541
11 | -4833.3333 | 534.0909 | 1367.4242 | 2837.1212 | 94.697
11 | -4953.0019 | -1138.5493 | 2686.4982 | 3688.3999 | -283.3469
11 | -4987.2587 | -2477.1339 | 2204.3337 | 2785.7331 | 2474.3258
11 | -4985.735 | -2592.028 | 2234.9613 | 2899.3302 | 2443.4715
11 | -4968.5893 | -2679.2955 | 2145.7732 | 3052.6745 | 2449.4372
11 | -4984.2606 | -2682.3276 | 2263.4976 | 3000.4574 | 2402.6331
11 | -4982.0597 | -2803.7262 | 2305.3905 | 3145.7756 | 2334.6198
11 | -4836.2548 | -3357.4453 | 1489.1785 | 4290.7229 | 2413.7988
11 | -4955.6656 | -3571.3752 | 2771.5714 | 4598.7326 | 1156.7368
11 | -4959.8921 | -4107.0496 | 2672.4404 | 4544.8011 | 1849.7003
11 | -4833.3333 | -3115.2694 | 1351.3573 | 4026.7964 | 2570.4491
11 | -4833.3333 | -3336.4569 | 1457.437 | 4277.325 | 2435.0282
11 | -4958.3333 | -4049.4388 | 2601.9249 | 4432.8822 | 1972.9649
11 | -4961.0693 | -4069.0941 | 2631.6504 | 4445.4292 | 1953.0839
11 | -4806.0465 | -3197.1743 | 1200.3665 | 4209.4759 | 2593.3784
11 | -4922.3944 | -3930.6263 | 2234.7581 | 4209.6053 | 2408.6573
11 | -4958.0926 | -4333.3443 | 2647.0601 | 4311.9652 | 2332.4116
11 | -4958.3333 | -3321.3633 | 2252.7459 | 3608.2254 | 2418.7254
11 | -4984.3865 | -2685.4666 | 2254.2316 | 2984.057 | 2431.5644
11 | -4980.7861 | -2924.165 | 2295.4359 | 3189.6032 | 2419.912
11 | -4963.5135 | -3304.666 | 2283.1711 | 3570.9176 | 2414.0908
11 | -4972.9048 | -3416.2546 | 2406.3651 | 3663.9588 | 2318.8355
11 | -4973.8645 | -3373.4228 | 2383.9316 | 3567.2645 | 2396.0913
11 | -4958.3333 | -2883.5227 | 2574.8106 | 3999.053 | 1267.9924
11 | -4959.7935 | -2903.9324 | 2590.906 | 4009.4404 | 1263.3795
11 | -4958.3333 | -3236.2246 | 2222.1087 | 3528.7838 | 2443.6654
11 | -4753.6409 | 2601.152 | 485.8641 | 1537.3268 | 129.298
11 | -4548.3905 | 2451.7397 | -1394.6155 | 1605.4909 | 1885.7754
11 | 5656.4127 | 3780.8702 | -10316.9333 | -549.4511 | 1429.1014
11 | 5562.6125 | 2830.6502 | -11295.0616 | 1520.2631 | 1381.5358
11 | 5465.7759 | 1849.2333 | -12338.8289 | 3657.1928 | 1366.6269
11 | 5754.1074 | 4849.7488 | -3159.6767 | -2744.7003 | -4699.4791
11 | 5749.1019 | 4801.0396 | -3057.0103 | -2635.2516 | -4857.8796
11 | 5402.4085 | 1294.7069 | -6225.9619 | 5011.7028 | -5482.8563
11 | 5727.6487 | 4895.7036 | -2951.3065 | -2832.6238 | -4839.422
11 | 5524.6878 | 2829.9149 | -11269.5158 | 1533.0527 | 1381.8604
11 | -1327.893 | 2402.2499 | -6987.4369 | 4477.3097 | 1435.7703
11 | -3793.1715 | 2554.8203 | -4524.3891 | 4890.682 | 872.0583
11 | -3936.6733 | 3133.9638 | -4361.1704 | 3676.1847 | 1487.6952
11 | -3735.9096 | 2584.4094 | -5112.5193 | 4797.635 | 1466.3844
11 | -4276.7454 | 3366.5591 | -1687.5245 | 3323.9544 | -726.2436
11 | -4878.4699 | 4199.9833 | 2183.2045 | 1765.5755 | -3270.2934
11 | -4939.2204 | 4316.3514 | 2706.1394 | 1541.0783 | -3624.3488
11 | -4931.6676 | 4117.7783 | 2826.1089 | 1972.9807 | -3985.2004
11 | -4933.9119 | 3502.4201 | 2776.7477 | 2000.8665 | -3346.1224
11 | -4916.6667 | 1639.4847 | 3228.4389 | 2945.3442 | -2896.6011
11 | 5562.696 | 2812.7265 | -11286.3161 | 1527.8047 | 1383.0889
11 | 5560.7382 | 2324.3815 | -11111.611 | 1805.26 | 1421.2314
11 | 5473.0349 | 1415.7103 | -12048.6518 | 3750.5518 | 1409.3548
11 | 5569.7963 | 2401.4765 | -11009.5758 | 1612.7242 | 1425.5788
11 | 5571.6004 | 2426.608 | -10775.3894 | 1569.4888 | 1207.6921
11 | 5762.3239 | 4929.6333 | -3333.6936 | -2924.3235 | -4433.9401
11 | 5703.3681 | 5002.0293 | -2834.5676 | -3054.3014 | -4816.5283
11 | -1176.2711 | 4677.0428 | 1351.3486 | -327.6137 | -4524.5065
11 | -4933.0153 | 4410.1529 | 3086.1126 | 1343.7393 | -3906.9894
11 | -4923.0626 | 4505.4402 | 3635.1574 | 1145.7696 | -4363.3046
11 | -4921.471 | 3936.4363 | 3083.0741 | 2369.6606 | -4467.6999
11 | -4302.0687 | 2129.8794 | 928.5213 | 6074.4077 | -4830.7396
11 | -4916.6667 | 3464.8721 | 3208.39 | 2624.4446 | -4381.04
11 | -4921.6663 | 4410.69 | 3732.4147 | 1103.038 | -4324.4765
11 | -4916.6667 | 4061.8544 | 4128.2391 | 891.0284 | -4164.4552
11 | -4916.6667 | 3932.6094 | 3881.0115 | 1333.2622 | -4230.2164
11 | 5786.0343 | 4202.5105 | -3644.4291 | -2963.8389 | -3380.2769
11 | 5753.1417 | 4033.0853 | -2977.8568 | -2319.9512 | -4488.419
11 | 5746.1995 | 3950.8765 | -2832.5282 | -2160.8301 | -4703.7177
11 | 5720.1767 | -5837.2178 | -1339.7685 | 3175.6046 | -1718.795
11 | 5720.8991 | -5856.7281 | -1352.0853 | 3173.0786 | -1685.1642
11 | 5718.7123 | -5854.1903 | -1333.5407 | 3168.3338 | -1699.3151
11 | 5416.8522 | 513.2482 | -5810.2892 | 5156.888 | -5276.6993
11 | 5704.7609 | -4795.6263 | -1139.4657 | 2916.8773 | -2686.5462
11 | 5716.5807 | 4086.1726 | -2687.711 | -2435.9992 | -4679.0432
11 | 5604.535 | 4415.3655 | -2109.4171 | -3365.302 | -4545.1815
11 | -4030.2546 | 3389.3989 | -4015.6839 | 3154.9239 | 1501.6158
11 | -4855.9103 | 4230.7945 | 1911.5742 | 1686.4409 | -2972.8993
11 | -4940.3587 | 4344.5828 | 2688.685 | 1479.6837 | -3572.5928
11 | -4789.4363 | 1961.5482 | 830.2923 | 1608.1491 | 389.4466
11 | 5694.596 | 3277.905 | -9545.4947 | -947.0851 | 1520.0788
11 | 5777.4631 | 1987.8123 | -7557.9321 | -1960.7792 | 1753.4359
11 | -4548.8714 | 1622.3857 | -922.4829 | 2027.6175 | 1821.351
11 | -4663.5389 | 1469.4227 | -373.3454 | 1656.8278 | 1910.6339
11 | -4786.7906 | 1257.4629 | 368.7152 | 1125.7445 | 2034.868
11 | -4987.4861 | 856.6611 | 1754.7624 | 105.8082 | 2270.2544
11 | -4902.5203 | 270.9106 | 3580.0706 | -1568.1908 | 2619.7298
11 | -4830.3318 | 36.1306 | 4291.4947 | -2257.6512 | 2760.3577
11 | -4817.1848 | -4.7554 | 4415.0814 | -2377.9971 | 2784.8558
11 | -4830.5566 | -86.5423 | 4359.119 | -2229.3402 | 2787.32
11 | -4772.6553 | -48.8421 | 5876.6748 | -3209.6229 | 2154.4454
11 | -4733.6833 | -168.571 | 6259.2725 | -3572.9717 | 2215.9535
11 | -4779.9604 | -364.0072 | 5871.4568 | -3023.8633 | 2296.3741
11 | -4894.6106 | -495.823 | 4077.3904 | -1486.6264 | 2799.6696
11 | -4869.2084 | 268.4468 | 4957.5096 | -2300.2311 | 1943.483
11 | -4870.2705 | -789.4194 | 5148.6903 | -1924.2425 | 2435.2422
11 | -4993.9514 | 331.978 | 1877.5542 | 422.9376 | 2361.4816
11 | -4976.3307 | -1741.5346 | 3153.4377 | 726.4536 | 2837.9739
11 | -4998.314 | -1412.7151 | 1955.417 | 1529.0583 | 2926.5538
11 | -4833.3333 | 30.0373 | 863.3706 | 1665.0498 | 2274.8756
11 | -4978.5936 | -2288.5437 | 2176.2955 | 2314.0595 | 2776.7823
11 | -4975.0193 | -2879.2075 | 2265.0418 | 2715.7484 | 2873.4366
11 | -4979.9416 | -2586.8101 | 2184.6103 | 2496.8439 | 2885.2976
11 | -4915.0233 | -2268.043 | 1587.8209 | 2665.0209 | 2930.2246
11 | -4833.3333 | -2269.2283 | 1293.0828 | 3147.6586 | 2661.8202
11 | -4874.8075 | -3445.8462 | 1764.1231 | 3664.8013 | 2891.7293
11 | -4858.0089 | -3253.7493 | 1566.1775 | 3636.9395 | 2908.6412
11 | -4746.9859 | 1718.0058 | 397.1242 | 1613.3326 | 1018.5233
11 | -4780.4524 | 1847.7493 | 737.085 | 1614.7864 | 580.8317
11 | -4791.5027 | 1860.1397 | 826.8619 | 1591.5674 | 512.9337
11 | -4958.7458 | 2075.1896 | 2363.6477 | 1180.9627 | -661.0542
11 | -4916.6667 | 2433.7736 | 4646.454 | 396.7656 | -2560.3265
11 | -4992.7112 | 974.1344 | 1879.7865 | 181.6018 | 1957.1884
11 | -4929.0516 | 1348.1599 | 5615.3629 | -1343.584 | -690.8872
11 | -4916.6667 | 1568.1475 | 6095.6482 | -1344.2128 | -1402.9163
11 | -4782.5989 | 1652.3967 | 608.5555 | 1456.3603 | 1065.2864
11 | -4793.9742 | 1850.0276 | 872.3961 | 1630.9796 | 440.5709
11 | -4940.2553 | 1785.8332 | 2649.8475 | 2135.2073 | -1630.6328
11 | -4916.6667 | 1550.687 | 3229.8899 | 2963.155 | -2827.0652
11 | -4809.8434 | 1033.557 | 997.7629 | 1904.9217 | 873.6018
11 | -4833.3333 | 397.7273 | 1231.0606 | 2155.303 | 1049.2424
11 | -4952.4586 | -1267.3187 | 2544.1456 | 3002.7167 | 672.915
11 | -4955.8094 | -4327.673 | 2651.1627 | 4147.8626 | 2484.4571
11 | 5896.9815 | 1387.4054 | -5704.1242 | -3692.3874 | 2112.1247
11 | 5277.2679 | 248.2608 | -1738.6403 | -6567.3071 | 2780.4186
11 | 4739.8534 | 185.6842 | -1254.2277 | -6481.1599 | 2809.8501
11 | 2406.1599 | 99.5591 | 256.652 | -5589.6746 | 2827.3036
11 | -4700.4254 | -206.0741 | 6675.6726 | -3854.2635 | 2085.0904
11 | -4678.0096 | -212.8989 | 6981.9784 | -4035.6427 | 1944.5727
11 | -4650.69 | -2199.0774 | 9176.4357 | -2851.6622 | 524.9939
11 | -4660.748 | -2345.9238 | 9177.0281 | -2663.7856 | 493.4292
11 | -4650.8714 | -2368.6041 | 9369.1801 | -2674.3124 | 324.6078
11 | -4917.0016 | -2763.7733 | 6131.9847 | -238.0402 | 1786.8304
11 | -1870.4739 | 1238.4327 | 1906.7248 | -4137.1084 | 2862.4248
11 | -2522.9771 | 1109.7364 | 2419.4235 | -3873.2345 | 2867.0518
11 | -4697.3303 | 358.1721 | 5616.1293 | -3618.3468 | 2341.3758
11 | -4685.9019 | 145.4728 | 6598.4526 | -4038.8968 | 1980.8733
11 | -4710.7337 | -88.9242 | 6464.6974 | -3802.4103 | 2137.3708
11 | -4688.3845 | 99.4059 | 6650.0842 | -4037.2594 | 1976.1538
11 | -4690.1514 | 113.5929 | 6637.8121 | -3998.0023 | 1936.7487
11 | -2283.9598 | 683.8427 | 4413.124 | -4885.2042 | 2072.1972
11 | 2314.9305 | 60.6041 | 1807.776 | -6358.5573 | 2175.2466
11 | 775.6529 | -3.7163 | 3119.3316 | -5940.2238 | 2048.9556
11 | 709.0139 | 225.008 | 2915.6203 | -5920.8271 | 2071.1849
11 | 5258.3523 | 173.8241 | -1610.1882 | -6629.4807 | 2807.4925
11 | 5591.1655 | -1956.7633 | -3227.3035 | -3317.2011 | 2910.1024
11 | 5607.7517 | -2061.0085 | -3308.2563 | -3153.3772 | 2914.8904
11 | 5817.1181 | -3244.8523 | -4354.7953 | -1170.5786 | 2953.1082
11 | 5866.1408 | -3473.2921 | -4608.9524 | -737.7482 | 2953.8518
11 | 5593.1395 | -6584.0868 | -7437.1921 | 5458.6717 | 2969.4677
11 | -1209.8538 | -6451.1462 | -2731.8307 | 7384.2579 | 3008.5728
11 | -4289.3341 | -6474.7344 | 97.9062 | 7972.1618 | 2694.0005
11 | -4905.0118 | -6878.4489 | 3996.8966 | 6738.1618 | 1048.4023
11 | 5700.2653 | -2868.1976 | -3668.4688 | -2012.1602 | 2848.5614
11 | 5475.2429 | -2880.4111 | -1993.1011 | -2797.4159 | 2195.6852
11 | 2962.8446 | -2862.7247 | -1112.505 | -1550.0599 | 2562.4451
11 | -2279.0047 | -2925.6282 | 3669.3458 | -497.2781 | 2032.5653
11 | -4928.2612 | -2977.5835 | 6055.1971 | 80.9402 | 1769.7074
11 | -4923.2774 | -2986.6221 | 6256.9874 | -25.6896 | 1678.6016
11 | -4736.6603 | -3106.1048 | 8869.2273 | -1488.9561 | 462.4939
11 | -4925.7124 | -3059.5743 | 6303.2366 | 52.1985 | 1629.8516
11 | -4916.6667 | -3322.3863 | 6706.965 | 184.0791 | 1348.009
11 | -4925.0371 | -2899.0429 | 6442.3481 | 334.4734 | 1047.2585
11 | -4930.3543 | -3000.9544 | 6021.3072 | 134.7791 | 1775.2224
11 | -4945.4138 | -5017.7443 | 2942.6935 | 4752.1052 | 2268.3595
11 | -4916.6667 | -6373.7716 | 3715.0608 | 6197.6279 | 1377.7496
11 | -4925.2131 | -2931.9908 | 6090.7027 | -1.3149 | 1767.8161
11 | -4921.7162 | -2934.9773 | 6226.5223 | -77.2522 | 1707.4234
11 | -4725.1429 | -2996.2752 | 8913.965 | -1666.8046 | 474.2577
11 | 5384.8447 | -2801.3753 | -1110.5828 | -2791.7347 | 1318.8482
11 | 5233.85 | -2837.0697 | 26.8118 | -3287.5108 | 863.9187
11 | 5007.9244 | -2922.9389 | 1663.4661 | -4127.1136 | 378.662
11 | 5494.6623 | -1972.2405 | -3172.6195 | -3261.2109 | 2911.4086
11 | 5106.0778 | 37.3707 | -422.6905 | -7028.5361 | 2307.7781
11 | 4842.0001 | -2641.0523 | 2620.2088 | -5267.4667 | 446.31
11 | 4885.6665 | -2978.8398 | 2431.4976 | -4774.366 | 436.0417
11 | 4897.0291 | -3017.0978 | 2362.3983 | -4695.9238 | 453.5942
11 | 5777.2081 | -6362.1905 | -2563.641 | 2218.5575 | 930.0659
11 | 5732.4727 | -6797.3901 | -1636.5971 | 3196.6589 | -495.1444
11 | 5524.859 | -6546.7051 | 127.2508 | 2748.3252 | -1853.7298
11 | -4138.3337 | -6489.8569 | 6702.8942 | 5477.9891 | -1552.6927
11 | -4841.255 | -6488.4056 | 7163.7635 | 5682.0052 | -1516.1082
11 | -4841.3727 | -6452.0995 | 7198.9343 | 5603.9164 | -1509.3785
11 | 5492.8946 | -6495.9052 | 385.1692 | 2652.4892 | -2034.6477
11 | 5489.9045 | -6465.3574 | 380.4547 | 2586.8563 | -1991.8581
11 | 5742.3749 | -6770.1745 | -1764.5219 | 3131.9893 | -339.6679
11 | 5492.2809 | -6467.5798 | 359.5415 | 2590.5667 | -1974.8093
11 | 5400.6909 | -6464.4006 | 438.7786 | 2611.0673 | -1986.1363
11 | -4846.9708 | -6439.5418 | 7156.8344 | 5577.2948 | -1447.6166
11 | 5706.963 | -7075.5078 | -3429.157 | 3769.3836 | 1028.3182
11 | -4898.7548 | -6923.6904 | 4369.4963 | 6583.557 | 869.3919
11 | 5727.1822 | -6935.2171 | -2826.0409 | 3471.9233 | 562.1525
11 | 4257.8047 | -3020.3938 | 2816.4555 | -4499.6121 | 445.7457
11 | 3664.8045 | -3026.8342 | 3233.3353 | -4310.2407 | 438.9351
11 | -4776.9722 | -3466.4068 | 8721.2332 | -868.1981 | 390.3439
11 | -4886.0976 | -4114.3116 | 7967.5798 | 553.8319 | 478.9974
11 | -4873.868 | -4137.0292 | 8435.1449 | 609.8497 | -34.0974
11 | 3826.4522 | -3019.6312 | 3127.6132 | -4373.5264 | 439.0922
11 | 4880.0757 | -3007.1257 | 2518.1689 | -4709.4712 | 318.3522
11 | 4845.3838 | -2993.3844 | 2844.376 | -4722.5522 | 26.1767
11 | 5768.8307 | -6512.182 | -2313.4568 | 2552.1885 | 504.6196
11 | 5749.8001 | -6700.352 | -1915.6958 | 2974.9426 | -108.6949
11 | 5409.54 | -6107.5052 | 771.6044 | 1840.3548 | -1913.9941
11 | 5474.6528 | -6397.105 | 454.3087 | 2444.4402 | -1976.2967
11 | -4847.0064 | -6432.3503 | 7163.6806 | 5561.828 | -1446.1519
11 | 5728.5242 | -6921.8632 | -2808.0109 | 3442.9224 | 558.4275
11 | 5257.8366 | -6927.9185 | -2478.3693 | 3595.2566 | 553.1947
11 | -4891.1962 | -6783.4779 | 4980.7815 | 6289.9952 | 403.8974
11 | -4848.2113 | -6448.9682 | 7096.4442 | 5596.8199 | -1396.0846
11 | -4791.166 | -6352.5268 | 3122.6925 | 6944.6972 | 1076.3031
11 | -4910.8409 | -6520.4999 | 3910.9657 | 6709.1263 | 811.2488
11 | -4909.5554 | -6364.7051 | 3938.1506 | 6724.2753 | 611.8347
11 | -2796.9916 | -3076.4228 | 8216.1634 | -2281.9363 | -60.8126
11 | -4707.5431 | -3175.6975 | 9458.762 | -1503.3733 | -72.1481
11 | -4879.8159 | -4200.4049 | 8272.9866 | 745.7127 | 61.5215
11 | -4859.5922 | -4242.3718 | 9050.0405 | 847.9892 | -796.0657
11 | 4830.0412 | -2869.4865 | 2856.9102 | -4987.1651 | 169.7002
11 | 4832.0205 | -2947.5128 | 2924.6614 | -4816.7333 | 7.5642
11 | 4840.4597 | -2975.8976 | 2873.3069 | -4758.5391 | 20.6701
11 | -338.8556 | -2966.8064 | 6608.7394 | -3244.4812 | -58.5962
11 | 4811.3595 | -2955.003 | 3136.461 | -4790.0916 | -202.7259
11 | 5198.7939 | -5179.0795 | 1808.5285 | -95.2905 | -1732.9524
11 | -4852.1991 | -4739.0541 | 8806.9215 | 1919.7904 | -1135.4587
11 | 2338.6123 | -2863.3704 | 4850.2376 | -4258.3979 | -67.0816
11 | -607.4247 | -2662.4458 | 7014.7204 | -3631.3286 | -113.5213
11 | -117.1513 | -2210.7576 | 6172.2105 | -4323.4559 | 479.1544
11 | -4540.7003 | -2238.1458 | 9146.7564 | -2864.0757 | 496.1655
11 | 4962.5275 | 641.4318 | 939.6908 | -7244.0971 | 700.447
11 | 5585.3243 | 638.4828 | -9811.9984 | 1980.2454 | 1607.9459
11 | -4121.2158 | 824.0188 | -2637.9385 | 4205.5218 | 1729.6136
11 | -3906.3334 | 335.3421 | -3478.6319 | 5350.6793 | 1698.944
11 | 5537.285 | 229.6141 | -10353.1356 | 3001.3471 | 1584.8894
11 | 1939.5985 | 6.123 | -8105.3621 | 4546.5289 | 1613.1117
11 | -4043.4206 | 315.2137 | -2067.8914 | 5566.9582 | 229.1401
11 | 5486.8227 | -293.2128 | -10892.2857 | 4120.6199 | 1578.0559
11 | 5453.0429 | -4912.6965 | -9913.7458 | 7004.619 | 2368.7804
11 | -3847.5963 | -5478.1711 | -2328.4688 | 8962.6453 | 2691.591
11 | -4126.552 | -6281.8072 | -887.7241 | 8311.2404 | 2984.8429
11 | 5426.1147 | -2140.5857 | -4744.5503 | 6076.3425 | -4617.3212
11 | -4417.6396 | -3015.6738 | 2770.401 | 8241.8398 | -3578.9273
11 | -4856.874 | -4561.9312 | 4891.5051 | 7174.3955 | -2647.0954
11 | 5594.8922 | 771.7664 | -8570.0049 | 1750.9492 | 452.3971
11 | -4657.9094 | 1242.1476 | 1575.8382 | 3634.5419 | -1794.6183
11 | -4915.6822 | 1541.5681 | 3251.6447 | 2995.1356 | -2872.6662
11 | 5826.1664 | 2480.29 | -4414.8154 | -3034.9738 | -856.6672
11 | 5350.8194 | 3037.7575 | -394.6174 | -4086.406 | -3907.5535
11 | 4683.1706 | 1464.2854 | 3640.9015 | -7462.7932 | -2325.5644
11 | -163.3615 | 1033.5571 | 7096.8482 | -6065.0722 | -1901.9715
11 | 4676.3888 | 270.2179 | 3878.393 | -6776.8951 | -2048.1046
11 | -246.9306 | 384.2917 | 7281.56 | -5673.1511 | -1745.77
11 | -4893.8691 | 2611.0592 | 5773.347 | 8.4365 | -3498.9737
11 | -4887.5916 | 2027.0214 | 7143.1398 | -1371.3108 | -2911.2588
11 | -4565.9549 | 772.4229 | 9930.2996 | -4488.6318 | -1648.1358
11 | -4575.8056 | 70.0152 | 10079.2546 | -4090.7931 | -1482.6712
11 | -4620.9006 | -1330.579 | 9558.2232 | -3324.7353 | -282.0084
11 | -4857.1647 | -2835.2715 | 8907.1519 | 269.8637 | -1484.5795
11 | 5734.7595 | 2009.4664 | -2562.4467 | -1245.6446 | -3936.1346
11 | 5667.6441 | 2106.9194 | -2029.8225 | -1458.6752 | -4286.0658
11 | 5722.0157 | 1858.5547 | -2295.6653 | -953.544 | -4331.3611
11 | 5686.8443 | -5565.1144 | -858.664 | 3356.2036 | -2619.2696
11 | 5524.8228 | -6359.7899 | 189.5139 | 2789.2154 | -2143.7622
11 | 5699.3899 | -5388.5818 | -1001.0186 | 3259.7854 | -2569.5749
11 | 5432.9401 | -1158.7294 | -4909.3133 | 5469.3826 | -4834.28
11 | -4892.2854 | 1806.1132 | 4540.6537 | 2356.5515 | -3811.033
11 | -4889.777 | 1052.4482 | 3839.3461 | 3938.362 | -3940.3793
11 | -4458.0596 | -249.2521 | 2350.8508 | 6541.555 | -4185.0941
11 | 5924.1551 | 2922.4626 | -6444.3102 | -4671.8686 | 2269.561
11 | 5899.1838 | -1013.1965 | -5557.5603 | -2279.5262 | 2951.0992
11 | 5787.5391 | -2672.298 | -6592.7863 | 447.984 | 3029.5611
11 | 5553.2441 | -5342.0424 | -9020.0365 | 5765.8718 | 3042.963
11 | 3658.1286 | -5418.7814 | -7819.4155 | 6525.6989 | 3054.3694
11 | -3918.1007 | -5270.7306 | -2579.2373 | 8670.1495 | 3097.9191
11 | -3972.9047 | -5519.6393 | -2159.8536 | 8570.5212 | 3081.8764
11 | -4008.622 | -5330.0875 | -2005.9802 | 8488.7181 | 2855.9717
11 | -4890.3317 | -4476.7572 | 4329.1911 | 6934.3604 | -1896.4626
11 | 5544.4685 | -5476.3742 | -9092.4861 | 5982.222 | 3042.1697
11 | 5575.6899 | -6019.9996 | -8285.4198 | 5723.2722 | 3006.4574
11 | 5667.1212 | -6414.7452 | -5065.8704 | 4366.3114 | 1447.183
11 | 5831.3063 | -2683.6298 | -5332.5895 | -290.3924 | 2475.3053
11 | 5611.5278 | -4915.4326 | -8040.5275 | 4561.7442 | 2782.6881
11 | -4204.8606 | -5003.2097 | -1079.4719 | 7635.5253 | 2652.0169
11 | -1844.0262 | -2654.4724 | 235.7792 | 1903.1931 | 2359.5263
11 | -4981.5815 | -2687.4812 | 2454.3398 | 2896.273 | 2318.4499
11 | -4980.6556 | -2579.7408 | 2616.0657 | 2661.8451 | 2282.4856
11 | 5860.8234 | -2702.3384 | -4602.797 | -782.828 | 2227.1401
11 | 5840.9911 | -3586.5389 | -4062.1581 | -3.5788 | 1811.2847
11 | 5681.5191 | -5484.4752 | -5706.8282 | 3656.4135 | 1853.3709
11 | 5706.172 | -6128.9119 | -4409.5886 | 3559.5326 | 1272.796
11 | -4551.066 | -5495.9077 | 1214.3884 | 6984.6802 | 1847.905
11 | 5664.4068 | -2733.9018 | -3155.1456 | -1567.5983 | 1792.239
11 | 79.5607 | -2706.663 | 653.3042 | 185.2863 | 1788.5118
11 | -4959.5028 | -2751.8826 | 4025.1156 | 1899.5699 | 1786.6998
11 | -4958.4833 | -4176.736 | 2708.606 | 4608.2502 | 1818.3631
11 | -4916.6667 | -6254.8072 | 3777.0884 | 6469.6346 | 924.7509
11 | 5363.4907 | -2786.204 | -940.0821 | -2788.6433 | 1151.4387
11 | 946.2048 | -2732.1569 | 857.2548 | -607.024 | 1535.7212
11 | 852.9459 | -2734.6272 | 958.1405 | -599.721 | 1523.2617
11 | -4947.012 | -2789.8389 | 4913.6378 | 1326.1072 | 1497.1058
11 | -4924.7099 | -2890.6722 | 6467.7706 | 366.2828 | 981.3287
11 | -4697.6025 | -3094.0971 | 9505.8606 | -1646.9123 | -67.2486
11 | -4916.6667 | -3147.8321 | 6812.5511 | 448.0445 | 803.9032
11 | -4947.0266 | -2716.3834 | 4976.3073 | 1198.79 | 1488.3128
11 | -4931.7477 | -2769.6812 | 6054.7253 | 513.7086 | 1132.995
11 | -4922.273 | -2787.3734 | 6409.3728 | 285.1074 | 1015.1662
11 | -4680.9124 | -2952.0133 | 9593.6608 | -1883.5514 | -77.1836
11 | -4924.9675 | -2881.5883 | 6456.6861 | 363.567 | 986.3028
11 | 943.4861 | -2651.8589 | -3314.2077 | 1964.8402 | 3057.7403
11 | -4029.776 | -4921.0782 | -2165.5723 | 8019.4317 | 3096.9948
11 | -2622.3902 | -2644.7297 | 15.2955 | 2566.7909 | 2685.0335
11 | -2529.4118 | -2647.0588 | 176.4706 | 2411.7647 | 2588.2353
11 | -3234.6023 | -2651.7664 | 574.2583 | 2689.0392 | 2623.0711
11 | -2850.3606 | -2642.3546 | 228.8056 | 2602.5229 | 2661.3867
11 | -4985.7379 | -2585.4583 | 2240.4913 | 2887.5526 | 2443.1523
11 | -606.538 | -2781.2119 | 750.4926 | 193.8749 | 2443.3823
11 | -786.7647 | -2757.3529 | 1058.8235 | 272.0588 | 2213.2353
11 | -2559.7015 | -2798.5075 | 2507.4627 | 619.403 | 2231.3433
11 | -2636.9075 | -2801.8918 | 2561.4012 | 632.0944 | 2245.3038
11 | -2766.2886 | -2800.8575 | 2638.8495 | 689.0487 | 2239.2479
11 | -4955.6265 | -2815.0674 | 4296.2939 | 1397.8388 | 2076.5611
11 | -4932.295 | -2964.1105 | 5910.5905 | 190.7781 | 1795.037
11 | -2683.8144 | -2799.6281 | 2576.9435 | 661.1475 | 2245.3515
11 | -4955.6825 | -2776.4572 | 4325.8926 | 1331.0745 | 2075.1726
11 | -4935.5907 | -2899.1038 | 5721.0311 | 281.2325 | 1832.4308
11 | -1644.8371 | -2751.2268 | 1287.5339 | 698.0319 | 2410.498
11 | -4975.608 | -2611.8094 | 2976.6429 | 2293.7087 | 2317.0658
11 | 5860.934 | -2769.7001 | -5330.3466 | -751.0285 | 2990.1412
11 | 5866.487 | -2336.5819 | -4779.4591 | -1061.9873 | 2311.5413
11 | 5809.061 | -3083.1417 | -3570.6406 | 287.5338 | 557.1875
11 | 5719.9443 | -4013.6681 | -4368.8525 | 2267.7815 | 394.7948
11 | 5761.6404 | -3644.695 | -2577.9278 | 1374.4612 | -913.4788
11 | 5750.2264 | -3703.4869 | -2346.6218 | 1597.8954 | -1298.013
11 | 5683.7753 | -3531.6333 | -1959.9947 | 1127.3101 | -1319.4574
11 | -1256.3975 | -3397.1594 | 3999.1616 | 2841.5392 | -2187.1439
11 | -4880.6226 | -3500.3977 | 6254.1846 | 4150.9457 | -2024.11
11 | -4802.1658 | -4237.8751 | 2551.1717 | 5889.0014 | 599.8678
11 | -4931.1948 | -4087.9992 | 3390.0021 | 5568.9445 | 60.2474
11 | -4916.6667 | -3907.9453 | 4268.3889 | 5134.7227 | -578.4996
11 | -4916.6667 | -4232.8248 | 3747.2478 | 6078.8741 | -676.6304
11 | -4916.6667 | -5657.4199 | 3770.527 | 6364.615 | 438.9445
11 | 5877.4426 | 2836.5966 | -6145.4015 | -4888.5731 | 2319.9354
11 | -1768.0903 | 1946.3495 | 746.0983 | -3663.0004 | 2738.6429
11 | -3288.5317 | 2702.6831 | 7316.6484 | -4998.5181 | -1732.2817
11 | 5515.8816 | 1413.778 | -3690.1081 | -6076.9899 | 2837.4384
11 | -257.7846 | 1545.8439 | 273.636 | -4425.3867 | 2863.6913
11 | -3812.1953 | 819.1018 | 2185.2741 | -2111.6651 | 2919.4846
11 | -4808.4501 | 521.2369 | 3011.1575 | -1511.7962 | 2787.8519
11 | -4833.9853 | -291.0305 | 5510.9139 | -1912.0055 | 1526.1074
11 | -4860.8958 | -446.1518 | 5293.5659 | -1578.2427 | 1591.7243
11 | -4919.5261 | -305.5838 | 2873.0043 | -335.2309 | 2687.3365
11 | -4990.8989 | -1767.6994 | 2514.1889 | 1722.3417 | 2522.0676
11 | -4874.4518 | -747.2376 | 4865.1257 | -1542.2199 | 2298.7836
11 | -4831.4322 | -660.4007 | 5500.0397 | -2216.9866 | 2208.7798
11 | -4865.1812 | -741.2871 | 5236.7783 | -1717.5306 | 2087.2207
11 | -4866.7373 | -838.4949 | 5226.3437 | -1747.7361 | 2226.6246
11 | 1201.9221 | 1246.4333 | 1330.2367 | -5684.365 | 1905.7729
11 | -212.9997 | 617.3174 | 3137.986 | -4938.843 | 1396.5392
11 | -220.8868 | 1719.0806 | 3420.8952 | -5533.9409 | 614.8518
11 | 180.493 | 1046.1522 | 2389.0538 | -5511.4121 | 1895.7131
11 | 5669.2514 | 431.9425 | -4435.3209 | -4550.597 | 2884.724
11 | -1516.9392 | -720.58 | -363.2285 | -381.2404 | 2981.9881
11 | -4989.7214 | -1942.0178 | 2462.5392 | 1965.8696 | 2503.3304
11 | 5479.1398 | -1082.8288 | -2411.2439 | -3698.1555 | 1713.0884
11 | -4977.9933 | -2354.0563 | 2990.3032 | 2166.0248 | 2175.7216
11 | 5164.1767 | -75.4299 | -474.4836 | -5819.1833 | 1204.9201
11 | 5153.4267 | -89.1757 | -364.1069 | -5801.745 | 1101.6009
11 | 3495.6621 | -23.8343 | 819.0283 | -5442.5584 | 1151.7023
11 | -4812.9129 | -511.8946 | 5996.3179 | -1930.1734 | 1258.6631
11 | -4879.7129 | -946.6532 | 5640.4226 | -997.4321 | 1183.3755
11 | -4951.1504 | -1824.4336 | 4878.9035 | 866.7862 | 1029.8943
11 | -4944.8954 | -3808.1599 | 3044.3334 | 5029.5853 | 679.1367
11 | -4925.334 | -1559.0668 | 6381.1877 | 210.3711 | -107.158
11 | -4916.6667 | -1603.5909 | 6742.1155 | 271.9555 | -493.8135
11 | -4871.3849 | -827.0528 | 5503.8967 | -1220.5157 | 1415.0566
11 | -4973.8574 | -2020.391 | 3553.3961 | 1431.6588 | 2009.1935
11 | -4875.9491 | -1002.1864 | 5585.816 | -1084.0625 | 1376.382
11 | -4958.7158 | -2286.8785 | 4454.3716 | 1106.2844 | 1684.9383
11 | -418.8617 | 108.4196 | 3841.9164 | -4566.0499 | 1034.5757
11 | -1592.36 | 85.924 | 4647.9832 | -4169.7521 | 1028.2049
11 | -4805.137 | -468.5891 | 6060.5188 | -2025.5377 | 1238.7451
11 | -4672.7414 | -89.6122 | 8271.1325 | -3000.91 | -507.8688
11 | -4697.7553 | -771.6255 | 7658.677 | -2869.8493 | 680.553
11 | -4652.7574 | -2704.7928 | 9754.716 | -2276.2744 | -120.8915
11 | 4837.5553 | -365.2605 | 2861.0233 | -5362.1183 | -1971.1998
11 | 5020.9338 | -1202.9175 | 1964.4181 | -3658.4676 | -2123.9669
11 | -1232.949 | -110.7403 | 7034.9667 | -4066.444 | -1624.8334
11 | -4645.3254 | -162.366 | 9200.4889 | -2929.2826 | -1463.5148
11 | -4886.521 | -1728.2361 | 7903.2334 | 431.49 | -1719.9663
11 | -4855.3391 | -4127.3391 | 9207.8069 | 855.3746 | -1080.5033
11 | -4634.6659 | -2327.1179 | 10234.0515 | -2340.7272 | -931.5406
11 | 5157.8912 | -132.4504 | -407.4062 | -5797.8936 | 1179.8589
11 | 5442.7459 | -1597.6905 | -1954.7769 | -3422.5277 | 1532.2493
11 | -1719.8466 | -2663.4302 | 1912.2149 | 691.6384 | 1779.4235
11 | -4959.4264 | -2650.3676 | 4118.8596 | 1718.6653 | 1772.269
11 | -4972.9282 | -2581.8674 | 3183.5485 | 2277.3978 | 2093.8493
11 | 5291.1491 | 1212.3948 | -1937.5537 | -6665.9311 | 2099.9409
11 | 5031.045 | 3893.9091 | 1057.1466 | -6708.5918 | -3273.5089
11 | -2705.2411 | 2872.4945 | 7358.5554 | -5264.4192 | -2261.3895
11 | -4009.7927 | 2795.1167 | 8198.1477 | -4797.2973 | -2186.1744
11 | 4856.8943 | 3039.743 | 2183.7926 | -7318.0256 | -2762.4043
11 | -855.4096 | 2822.4412 | 6200.4952 | -5837.023 | -2330.5038
11 | 5918.9865 | 2150.6669 | -6065.0506 | -4198.1044 | 2193.5015
11 | 5890.5608 | -2329.4304 | -5055.6324 | -1474.8181 | 2969.3201
11 | 5879.5639 | -2774.5236 | -4793.9342 | -1065.3241 | 2754.218
11 | 5808.8363 | -5072.0446 | -3167.3121 | 1285.8055 | 1144.715
11 | 5759.2582 | -5659.1461 | -2129.4354 | 2422.1832 | -392.8599
11 | 5494.8282 | -5275.1881 | -30.9327 | 1582.8573 | -1771.5647
11 | 5413.5644 | -5944.7406 | 717.5028 | 1759.9842 | -1946.3107
11 | 5881.5055 | -2803.9814 | -4882.1637 | -1171.6493 | 2976.2889
11 | 5801.9194 | -2838.0187 | -4363.7766 | -1563.0715 | 2962.9474
11 | 5588.8211 | 1543.7638 | -3952.356 | -5729.7781 | 2549.5491
11 | 5398.1793 | 793.548 | -2657.7427 | -6356.3998 | 2822.4151
11 | 5640.9619 | -760.6858 | -3837.4057 | -3940.138 | 2897.2676
11 | 5209.8538 | 624.7892 | -1189.1045 | -6849.9317 | 2204.3933
11 | 4958.9548 | -1919.9671 | 1701.939 | -5176.7484 | 435.8217
11 | 4756.4473 | -2096.9673 | 3769.5949 | -4894.9003 | -1534.1745
11 | 5310.2802 | -4626.828 | 1061.7007 | 250.403 | -1995.5559
11 | 4738.5442 | -2396.8346 | 3929.658 | -4813.1301 | -1458.2375
11 | -950.3342 | -2195.6484 | 7859.5533 | -3589.2287 | -1124.342
11 | 4802.7354 | 2525.7353 | 2736.9598 | -7420.1076 | -2645.3228
11 | 4769.1466 | 2342.2334 | 2964.2389 | -7514.7626 | -2560.8564
11 | -691.4602 | 2567.4385 | 6355.6988 | -5962.1295 | -2269.5475
11 | 4782.1282 | 2424.6622 | 2870.2753 | -7492.2216 | -2584.8441
12 | 6181.4193 | 5256.5766 | -3274.6353 | -3712.4159 | -4450.9447
12 | 5863.013 | 1998.8784 | -6189.7877 | 3329.3394 | -5001.4432
12 | 5783.6255 | 1186.6434 | -7303.9334 | 5085.0455 | -4751.3809
12 | 5829.6106 | 1657.1299 | -13095.7421 | 4068.054 | 1540.9475
12 | 2940.6927 | 1396.4265 | -4849.9367 | 5472.5932 | -4959.7757
12 | 5781.3236 | 1163.0926 | -6936.3355 | 5135.9522 | -5144.0329
12 | 5780.3821 | 1104.5501 | -6933.7162 | 5181.2285 | -5132.4446
12 | 5764.7437 | -1086.807 | -6553.8191 | 6542.7607 | -4666.8784
12 | 5889.874 | -2705.1141 | -4661.8187 | 5224.6991 | -3747.6403
12 | 6000.1769 | -4658.3561 | -4258.6965 | 4326.1701 | -1409.2944
12 | 5926.8184 | -5374.9151 | -9366.5587 | 5931.5445 | 2883.1109
12 | 6093.3604 | -5696.3447 | -1840.3173 | 3261.0455 | -1817.744
12 | 6103.6537 | -5882.8964 | -1723.3643 | 3179.3356 | -1676.7285
12 | -1470.99 | -4445.873 | 2330.1427 | 5956.8771 | -2370.1569
12 | -4883.6601 | -4452.3154 | 4594.8259 | 6930.6515 | -2189.5019
12 | -4887.3993 | -4477.9556 | 4412.8089 | 6988.409 | -2035.863
12 | -4916.6667 | -4192.6179 | 3765.1943 | 6031.8508 | -687.7606
12 | 5439.251 | -6019.0623 | -439.0959 | 3059.3806 | -2040.4734
12 | 5789.0533 | -3792.254 | -11927.5558 | 7482.2209 | 2448.5355
12 | 5875.959 | -4820.7919 | -10384.4235 | 6519.0933 | 2810.1631
12 | -4183.1431 | -1935.4497 | 1060.3473 | 8723.807 | -3665.5615
12 | -4884.5809 | -4345.7492 | 4465.3967 | 7015.347 | -2250.4137
12 | -3582.0632 | -4352.6796 | -4282.1144 | 9453.4081 | 2763.4491
12 | -3743.1793 | -4811.7923 | -3448.8709 | 9076.4704 | 2927.3721
12 | -4042.7859 | -5940.5622 | -1498.6078 | 8460.0682 | 3021.8877
12 | 5802.2092 | -1792.3887 | -5820.4136 | 6258.6381 | -4448.0451
12 | 5840.1294 | -2282.8101 | -5247.0505 | 5859.2048 | -4169.4737
12 | 5959.8209 | -3689.6921 | -3543.8258 | 4527.8902 | -3254.1932
12 | 5825.7085 | -4407.6605 | -11015.0384 | 7166.7852 | 2430.2052
12 | 5933.5424 | -5683.8856 | -9100.297 | 5971.7221 | 2878.9181
12 | 5806.1375 | -1915.2254 | -5690.9853 | 6209.8293 | -4409.7561
12 | 6074.6841 | 4164.5415 | -10466.3738 | -1351.9013 | 1579.0494
12 | -4935.6953 | 4757.89 | 3542.0574 | 616.383 | -3980.635
12 | -4933.7036 | 4058.2929 | 2869.8466 | 2107.9456 | -4102.3815
12 | -4925.7988 | 4018.3656 | 2826.3699 | 2190.7834 | -4109.7202
12 | -4239.628 | 2000.9599 | 441.4485 | 6292.109 | -4494.8895
12 | -3650.3438 | 2416.4069 | -5637.8758 | 5232.9394 | 1638.8732
12 | -4733.769 | 4331.3024 | 512.0847 | 1466.9305 | -1576.5487
12 | -4685.567 | 3488.4021 | -145.6186 | 1534.7938 | -192.0103
12 | -4833.3333 | -511.3636 | 1321.9697 | 3109.8485 | 912.8788
12 | -4956.8052 | -2237.1638 | 2682.9666 | 3988.1826 | 522.8199
12 | -4958.125 | -3442.5387 | 2725.1172 | 4439.2186 | 1236.3279
12 | -4958.933 | -3419.9022 | 2710.8917 | 4395.1034 | 1272.8401
12 | -4955.0792 | -3437.9309 | 2692.4269 | 4431.6781 | 1268.9051
12 | -4975.0269 | -2949.1758 | 2426.4965 | 3508.0414 | 1989.6648
12 | -4954.7994 | -2780.8216 | 2089.164 | 3211.6564 | 2434.8007
12 | -4926.5566 | -2884.7013 | 1928.023 | 3427.2455 | 2455.9894
12 | -4837.2439 | -3222.3989 | 1426.8513 | 4126.086 | 2506.7056
12 | -4833.3711 | -3195.1799 | 1384.7878 | 4108.55 | 2535.2132
12 | -4065.7105 | -4955.3781 | -1912.0602 | 7925.8133 | 3007.3356
12 | -4833.4282 | -3195.448 | 1385.246 | 4108.4943 | 2535.1359
12 | -4956.906 | -3889.9531 | 2515.5695 | 4258.5127 | 2072.7769
12 | -4963.3544 | -3939.533 | 2590.7864 | 4297.7638 | 2014.3372
12 | -4956.9975 | -3893.9125 | 2514.9962 | 4252.0773 | 2083.8366
12 | -4963.3589 | -3949.4513 | 2585.8573 | 4276.5625 | 2050.3903
12 | -4961.2357 | -4144.3748 | 2597.0873 | 4183.2733 | 2325.2499
12 | -4967.0532 | -3790.5531 | 2500.1649 | 3909.6582 | 2347.7832
12 | -4932.5385 | -3819.4151 | 2265.2608 | 4102.4889 | 2384.204
12 | -4954.9922 | -2797.3553 | 2095.8145 | 3225.1828 | 2431.3502
12 | -4970.8303 | -3475.1342 | 2485.5636 | 3848.602 | 2111.7989
12 | -4970.6312 | -3486.7236 | 2488.8663 | 3861.1387 | 2107.3498
12 | -4921.3091 | -3725.7706 | 2233.536 | 4300.313 | 2113.2307
12 | -4962.4098 | -3968.1385 | 2623.3898 | 4376.6739 | 1930.4845
12 | -4916.6667 | -6215.763 | 3792.4323 | 6410.7196 | 929.2778
12 | -4930.224 | -3340.7913 | 2077.4969 | 3770.0265 | 2423.4919
12 | -4943.4131 | -3635.4311 | 2270.8528 | 3920.8925 | 2387.0989
12 | -4984.4488 | -2657.8735 | 2276.9742 | 2955.4076 | 2409.9404
12 | -4833.3333 | -3194.7659 | 1384.3744 | 4108.3237 | 2535.4011
12 | -4833.3333 | -1106.7029 | 726.6304 | 2316.0628 | 2897.343
12 | -4857.9827 | -1499.4055 | 950.1631 | 2427.1816 | 2980.0436
12 | -4833.3333 | -1638.9108 | 827.0211 | 2660.7832 | 2984.4399
12 | -4853.0124 | -1613.4178 | 948.0415 | 2540.7608 | 2977.6279
12 | -4932.5273 | 3836.9628 | 2893.2564 | 2262.3066 | -4059.9985
12 | -4916.6667 | 962.4293 | 3449.5792 | 3927.7499 | -3423.0918
12 | -4954.2014 | 4606.2464 | 2546.7517 | 945.2539 | -3144.0506
12 | -4733.7161 | 4331.4586 | 511.3786 | 1466.5819 | -1575.703
12 | -4733.6741 | 4331.4115 | 511.0265 | 1466.6699 | -1575.4338
12 | -4138.3483 | 3768.8569 | -3787.2142 | 2491.6732 | 1665.0324
12 | -4653.5991 | 3896.2941 | -452.48 | 1364.2482 | -154.4631
12 | -4519.8222 | 3518.2462 | -1688.1251 | 1426.3621 | 1263.339
12 | -4395.7245 | 3430.0209 | -2552.9726 | 1659.4413 | 1859.235
12 | -4486.9082 | 3299.4086 | -2081.4474 | 1334.738 | 1934.209
12 | -4536.0227 | 1673.8197 | -1494.5292 | 2122.1734 | 2234.5587
12 | -4716.7564 | -2255.7281 | 278.1002 | 3690.4593 | 3003.9251
12 | -4544.4227 | -2909.3892 | -332.2372 | 4761.1736 | 3024.8755
12 | -4521.7879 | 2812.1933 | -1693.0028 | 1482.4215 | 1920.176
12 | -4669.5602 | 3871.8588 | -354.413 | 1297.7521 | -145.6377
12 | -4678.306 | 2974.7277 | -927.9489 | 510.4442 | 2121.0831
12 | -4977.8846 | 3863.2225 | 2208.7341 | 237.019 | -1331.0909
12 | -4953.2045 | 2754.8317 | 1204.4279 | -614.4452 | 1608.39
12 | -4993.1293 | 1257.6515 | 2045.7006 | 762.9606 | 926.8166
12 | -4998.5367 | -1542.3158 | 2035.9672 | 1815.2465 | 2689.6388
12 | -4990.7996 | 1966.642 | 1967.0102 | 60.9591 | 996.1884
12 | -4926.3863 | 3886.9548 | 5657.2934 | -1497.2979 | -3120.564
12 | -4715.215 | 3085.7419 | 7501.084 | -3542.6689 | -2328.9421
12 | -4629.14 | 2058.3228 | 8644.7158 | -4196.8062 | -1877.0923
12 | -4916.6667 | 2245.3119 | 6261.0027 | -930.8266 | -2658.8213
12 | -4927.6072 | 3866.278 | 5609.8199 | -1497.5515 | -3050.9392
12 | -4925.9826 | 3775.6508 | 5501.1485 | -1553.5988 | -2797.218
12 | -4869.8653 | 2797.7928 | 4878.4819 | -2462.228 | -344.1814
12 | -4904.555 | 2555.3611 | 2658.5077 | -1618.2435 | 1308.9297
12 | -4944.9717 | 2577.1402 | 1007.7874 | -736.337 | 2096.3811
12 | -4926.0978 | 2486.5616 | 785.2396 | -748.3246 | 2402.6211
12 | -4948.8681 | 1710.1754 | 1055.5655 | -361.6264 | 2544.7536
12 | -4931.5561 | 6.0729 | 2166.1518 | -174.4572 | 2933.7886
12 | -4979.0511 | -718.1432 | 1629.8279 | 1111.8386 | 2955.5278
12 | -4947.1693 | 2198.5445 | 1024.2226 | -672.1636 | 2396.5658
12 | -4893.1975 | 2385.2427 | 1096.2516 | -1050.5489 | 2462.2522
12 | -4917.8072 | 90.1661 | 2223.5967 | -327.2707 | 2931.3152
12 | -4784.4505 | 424.9905 | 4142.3215 | -2590.2232 | 2807.3618
12 | -4922.0162 | -107.465 | 2581.5955 | -346.4894 | 2794.3751
12 | -4858.2893 | 1706.2159 | 4778.5799 | -2592.5761 | 966.0696
12 | -4929.2818 | 3651.9337 | 5567.9558 | -1439.779 | -2850.8287
12 | -4929.4011 | 3701.4644 | 5543.3695 | -1489.6678 | -2825.765
12 | -4916.6667 | 3292.9286 | 6053.8587 | -1448.6866 | -2981.434
12 | 6151.7142 | 4952.6562 | -3484.6646 | -3055.4694 | -4564.2363
12 | 6130.9253 | 4739.9598 | -3671.2153 | -2595.7104 | -4603.9593
12 | 5806.4926 | 1420.6032 | -6645.5164 | 4579.3241 | -5160.9035
12 | 5863.3889 | 2002.7245 | -12579.0901 | 3321.0259 | 1391.9508
12 | 5941.0597 | 2797.3944 | -11744.7363 | 1603.288 | 1402.9941
12 | 4479.3931 | 2767.2961 | -10758.805 | 2096.7845 | 1415.3314
12 | -4168.7852 | 3220.215 | -2255.9062 | 3670.793 | -466.3167
12 | -3857.3487 | 2707.2597 | -4085.6912 | 4673.3877 | 562.3925
12 | -3764.8542 | 2761.0212 | -5024.6177 | 4531.5552 | 1496.8954
12 | -3862.061 | 3029.5663 | -4661.5799 | 3987.3346 | 1506.7401
12 | -16.6848 | 2479.0566 | -7944.8537 | 4032.0874 | 1450.3945
12 | 5942.4698 | 2102.8752 | -11402.277 | 1895.2883 | 1461.6438
12 | -4928.565 | 4384.3402 | 3247.6688 | 1411.0207 | -4114.4648
12 | -4927.7012 | 4068.9085 | 2944.2205 | 2083.541 | -4168.9688
12 | -4323.4579 | 2290.8225 | 840.2067 | 5698.4922 | -4506.0634
12 | -4931.5556 | 4051.1441 | 2885.6104 | 2122.5622 | -4127.761
12 | -4931.0244 | 4130.3461 | 2860.3678 | 1953.4788 | -4013.1683
12 | -4916.6667 | 2999.373 | 3231.7983 | 2665.8953 | -3980.3999
12 | -4936.246 | 4271.7954 | 2777.392 | 1653.3197 | -3766.2612
12 | -4894.0347 | 4193.4729 | 2413.8942 | 1807.9737 | -3521.306
12 | -4932.5615 | 3708.483 | 2826.3384 | 1971.604 | -3573.8639
12 | -4916.6667 | 1994.4785 | 3242.4143 | 2840.6061 | -3160.8322
12 | -4916.6667 | 3265.4467 | 3606.1014 | 1945.9807 | -3900.862
12 | 6131.7921 | 3946.7623 | -3412.463 | -2213.8461 | -4452.2453
12 | 5819.8996 | 686.5061 | -6250.1587 | 4718.4532 | -4974.7003
12 | 5870.323 | 1586.8471 | -12300.0831 | 3411.0854 | 1431.8275
12 | 5943.2142 | 2342.1472 | -11521.0765 | 1794.2853 | 1441.4299
12 | 6043.3455 | 3843.9078 | -10681.0934 | -658.8279 | 1452.668
12 | -4928.7544 | 4427.166 | 3288.0998 | 1319.7347 | -4106.246
12 | -4938.9824 | 4341.7463 | 2735.4112 | 1504.9274 | -3643.1026
12 | -4861.1169 | 4243.6579 | 2018.0117 | 1691.2676 | -3091.8202
12 | -4007.3292 | 3429.7774 | -4126.3284 | 3176.4037 | 1527.4766
12 | -4733.8022 | 4331.3522 | 512.4602 | 1466.8341 | -1576.8443
12 | -4703.5994 | 2940.6681 | -26.1539 | 1428.8535 | 360.2318
12 | -4916.6667 | 3608.6978 | 4239.3221 | 810.033 | -3741.3863
12 | 6185.3306 | 4453.5707 | -2919.2137 | -3377.4059 | -4342.2817
12 | 6184.8341 | 4315.3581 | -2882.0102 | -3299.8595 | -4318.3226
12 | 6142.2462 | -4213.0529 | -1188.0565 | 1688.3416 | -2429.4783
12 | 6140.2704 | -4460.8145 | -1176.0208 | 1845.8101 | -2349.2452
12 | 6146.7076 | -5576.4784 | -1139.8266 | 2294.2105 | -1724.613
12 | 6163.3266 | -5484.797 | -1477.2211 | 1965.8459 | -1167.1545
12 | 6189.1426 | 4339.1264 | -2969.4793 | -3384.9877 | -4173.802
12 | 6082.9373 | 3324.6402 | -9879.6293 | -1072.2534 | 1544.3053
12 | 6344.527 | 2025.4686 | -5806.9558 | -4869.6939 | 2306.6541
12 | 6319.8413 | -1786.6062 | -4938.2051 | -2543.999 | 2948.969
12 | 6295.5279 | -2754.0395 | -4361.2716 | -1646.9541 | 2466.7374
12 | 6256.0429 | -2737.7304 | -5527.6648 | -983.8632 | 2993.2157
12 | 6224.9563 | -3092.0437 | -5849.6422 | -278.2349 | 2994.9645
12 | 6287.6608 | -2790.82 | -4838.4218 | -1630.6271 | 2972.2081
12 | 4134.946 | -2707.0243 | -4381.1463 | -60.6315 | 3013.856
12 | 6299.8909 | -2807.2613 | -4546.7848 | -1868.9576 | 2923.1128
12 | 6238.6909 | -4567.0591 | -3057.4391 | 225.7845 | 1160.0228
12 | 6303.7169 | -2631.8494 | -4629.1971 | -2003.8842 | 2961.2138
12 | 6169.355 | 4360.8674 | -2801.835 | -3427.7812 | -4300.6061
12 | 5912.2256 | 2994.3664 | -1059.5805 | -4161.1649 | -3685.8467
12 | 5301.4848 | 1597.9348 | 2647.2522 | -7238.591 | -2308.0808
12 | -1106.9113 | 1043.1958 | 7227.2619 | -5390.5071 | -1773.0392
12 | 5291.0603 | -122.595 | 2999.4025 | -6244.0879 | -1923.78
12 | -1233.29 | 70.6166 | 7510.3443 | -4799.6028 | -1548.0682
12 | -1910.7856 | -2369.9614 | 8069.3531 | -2805.7689 | -982.8372
12 | 5648.8995 | 658.5673 | -691.9222 | -6961.0757 | 1345.5311
12 | 5856.5123 | 415.3605 | -2461.5698 | -6524.9152 | 2714.6121
12 | 3774.2473 | 174.8041 | -581.5861 | -6192.9693 | 2825.504
12 | 3324.4081 | 151.4753 | -5.8546 | -6171.5562 | 2701.5274
12 | -74.1638 | 9.1841 | 2907.3847 | -5250.6432 | 2408.2382
12 | -1416.371 | -42.3258 | 3859.7191 | -4782.201 | 2381.1786
12 | -4725.6707 | -553.4145 | 6653.3981 | -3399.8863 | 2025.5734
12 | -4696.2698 | -2405.4076 | 8782.613 | -2313.2942 | 632.3586
12 | -4916.8959 | -2758.6193 | 6129.6458 | -242.0838 | 1787.9532
12 | -220.2065 | 514.3487 | 2453.5254 | -5207.6322 | 2459.9646
12 | 3239.5466 | 155.0605 | -235.0522 | -5988.9927 | 2829.4378
12 | 1023.232 | 611.8179 | 736.7704 | -5218.8451 | 2847.0248
12 | -385.0772 | 805.5685 | 1525.5306 | -4763.7563 | 2817.7344
12 | -571.6418 | 568.2253 | 2629.3546 | -5086.0279 | 2460.0899
12 | -2411.1062 | 156.5344 | 4306.7995 | -4438.7232 | 2386.4955
12 | 5784.3469 | 134.5894 | -1971.0468 | -6762.4191 | 2814.5295
12 | 5784.191 | 120.805 | -1967.501 | -6754.397 | 2816.902
12 | 5465.1474 | -2950.0836 | 1665.7295 | -4753.4937 | 572.7004
12 | 5470.9471 | -2994.9967 | 1640.6994 | -4687.9271 | 571.2772
12 | 5979.8792 | -2858.6039 | -2215.95 | -3060.6377 | 2155.3123
12 | 6199.8892 | -2839.2682 | -3863.9241 | -2311.8804 | 2815.1834
12 | 6291.8904 | -3145.8004 | -4400.2544 | -1639.2358 | 2893.4002
12 | 6261.0107 | -3442.2473 | -4810.2422 | -966.0591 | 2957.5379
12 | 6032.7486 | -6043.8955 | -7174.4546 | 4215.2221 | 2970.3794
12 | 3424.703 | -2836.0764 | -1342.3616 | -1794.3133 | 2548.0483
12 | 5495.1275 | -3164.9535 | 1543.152 | -4408.9828 | 535.6568
12 | 6205.8354 | -5890.8319 | -2426.1657 | 1196.2144 | 914.9479
12 | 6089.5721 | -7080.3524 | -3850.6047 | 3767.4507 | 1073.9343
12 | -4899.7517 | -6927.2256 | 4273.5162 | 6668.4852 | 884.976
12 | -4903.5226 | -6900.7569 | 4050.7339 | 6759.401 | 994.1446
12 | -4303.5823 | -6513.9194 | 232.5849 | 7946.2738 | 2638.643
12 | 5983.1497 | -6622.838 | -7666.0287 | 5347.8736 | 2957.8434
12 | 2088.2 | -6543.3279 | -5002.0984 | 6461.9961 | 2995.2301
12 | -397.9408 | -6494.9492 | -3281.456 | 7165.0627 | 3009.2832
12 | -699.2554 | -6392.0902 | -3220.5965 | 7294.7084 | 3017.2337
12 | 6000.7196 | -6067.6636 | -240.2347 | 1633.6167 | -1326.4379
12 | 6143.3369 | -6530.27 | -1127.8776 | 2578.407 | -1063.5963
12 | 5329.1241 | -6606.0855 | -53.4002 | 2979.2508 | -1648.8891
12 | 6124.431 | -6723.7018 | -1384.6389 | 2996.524 | -1012.6143
12 | -4846.5589 | -6552.2957 | 6855.2447 | 5853.1865 | -1309.5765
12 | -4840.8059 | -3771.8122 | 8232.1065 | -78.9052 | 459.4167
12 | -4887.3376 | -4050.371 | 7912.4661 | 528.8904 | 496.3522
12 | -4882.037 | -4062.8737 | 8115.4542 | 554.0001 | 275.4564
12 | 663.5582 | -3013.5736 | 4877.8374 | -3118.7192 | 590.8973
12 | -4408.3461 | -2930.9642 | 5621.3218 | -99.5801 | 1817.5686
12 | -4761.8903 | -3064.576 | 8516.8019 | -1297.101 | 606.7653
12 | -4922.2477 | -2949.043 | 6236.3084 | -60.8695 | 1695.8517
12 | -4926.0948 | -2941.0914 | 6075.9111 | 21.1171 | 1770.1581
12 | -4925.7186 | -3051.4736 | 6301.9724 | 49.6333 | 1625.5865
12 | -4916.6667 | -3308.4244 | 6705.2197 | 179.716 | 1340.1554
12 | -4930.635 | -2992.7259 | 6003.74 | 138.211 | 1781.4099
12 | -4944.5538 | -5044.2113 | 2985.3455 | 4758.9834 | 2244.4362
12 | -4916.6667 | -6340.0357 | 3733.4035 | 6153.2459 | 1370.0529
12 | -4754.9766 | -2998.5514 | 8543.4065 | -1404.0101 | 614.1315
12 | -4921.8528 | -2936.1703 | 6228.6349 | -73.8473 | 1703.2356
12 | -4925.5145 | -2932.3728 | 6082.6207 | 5.4426 | 1769.8241
12 | -1078.8607 | -2382.8161 | 6350.8174 | -3507.004 | 617.8634
12 | 6069.0335 | -1711.1582 | -3349.0245 | -3912.5388 | 2903.688
12 | 6096.0994 | -1957.6432 | -3450.8151 | -3569.2281 | 2881.587
12 | 5640.0654 | 132.272 | -1863.1884 | -6726.3014 | 2817.1524
12 | -4899.5505 | 2551.6542 | 5466.9802 | 151.12 | -3270.2038
12 | -4892.258 | 1929.3578 | 6978.0254 | -1359.4564 | -2655.6687
12 | -4605.4071 | 841.0063 | 9482.5938 | -4137.8476 | -1580.3453
12 | -4619.3992 | -153.7875 | 9699.2218 | -3570.9549 | -1355.0802
12 | -4673.3583 | -2324.9096 | 9843.631 | -1969.8279 | -875.5352
12 | -4711.1541 | -4.7246 | 6745.5458 | -3708.7347 | 1679.0676
12 | -3822.0966 | -113.3432 | 5637.8382 | -3952.5101 | 2250.1116
12 | -4725.8897 | -515.8369 | 6621.9478 | -3421.7211 | 2041.4998
12 | -4862.393 | -2663.068 | 8686.9498 | 195.1368 | -1356.6256
12 | -4860.5868 | -3844.0683 | 8968.903 | 735.6561 | -999.904
12 | -4916.6667 | 1562.3501 | 6096.3729 | -1342.4011 | -1399.6553
12 | -4929.055 | 1352.5512 | 5614.6776 | -1344.9745 | -693.1993
12 | -4865.2216 | 240.2403 | 4906.3959 | -2378.5378 | 2097.1232
12 | -4756.959 | -90.0105 | 5968.7739 | -3388.7258 | 2266.9213
12 | -4756.3093 | -99.7423 | 5879.403 | -3356.2501 | 2332.8986
12 | -4757.4534 | -153.4644 | 5976.718 | -3361.4743 | 2295.6741
12 | -4893.8631 | 255.6741 | 3736.6049 | -1753.5704 | 2655.1545
12 | -4823.2167 | 38.1128 | 4404.4384 | -2402.5344 | 2783.1999
12 | -4887.6492 | -355.9814 | 4135.2289 | -1686.3896 | 2794.7913
12 | -4866.3312 | -609.695 | 5063.5859 | -2070.8154 | 2483.2557
12 | -4916.6667 | 2427.12 | 4622.3333 | 436.2733 | -2569.06
12 | -4957.5866 | 2100.8732 | 2406.1071 | 1182.0973 | -731.4909
12 | -4788.1918 | 1896.8737 | 847.4942 | 1588.631 | 455.193
12 | -4529.5725 | 1660.9422 | -1010.6713 | 2039.559 | 1839.7426
12 | -4748.2512 | 1655.291 | 340.5859 | 1521.1323 | 1231.242
12 | -4680.1179 | 1462.7491 | -288.7347 | 1552.7672 | 1953.3362
12 | -4751.3055 | 1341.9889 | 140.2919 | 1246.1834 | 2022.8412
12 | -4833.3333 | -647.7273 | 1185.6061 | 2428.0303 | 1867.4242
12 | -4956.2619 | -2365.9332 | 2540.614 | 3302.4993 | 1479.0818
12 | -4958.1972 | -4133.458 | 2602.4223 | 3963.8848 | 2525.3481
12 | -4972.9294 | -3017.2167 | 2306.0186 | 2863.3101 | 2820.8174
12 | -4833.3333 | -1868.4896 | 1213.9959 | 2882.2674 | 2605.5596
12 | -4885.8298 | -3339.6217 | 1809.7986 | 3530.0802 | 2885.5727
12 | -4864.6012 | -3096.4846 | 1559.5951 | 3494.9896 | 2906.5011
12 | -4833.3333 | -817.5725 | 1015.7609 | 2201.57 | 2433.5749
12 | -4963.9037 | -2897.7565 | 2199.835 | 2790.1773 | 2871.6478
12 | -4895.5116 | -2562.4151 | 1571.5125 | 2968.4799 | 2917.9342
12 | -4992.0436 | 1019.8396 | 1914.3216 | 151.6787 | 1906.2037
12 | -4985.585 | 880.4428 | 1760.0595 | 56.056 | 2289.0268
12 | -4993.5504 | 239.6011 | 1911.6093 | 444.9085 | 2397.4315
12 | -4975.3727 | -2823.7461 | 2264.2209 | 2665.5726 | 2869.3254
12 | -4976.6741 | -1713.4555 | 3129.9407 | 724.6495 | 2835.5394
12 | -4997.6652 | -1398.7135 | 1986.2558 | 1491.8044 | 2918.3185
12 | 6160.4446 | 2264.5955 | -2345.2411 | -2109.8565 | -3969.9425
12 | 6132.7233 | -3286.7029 | -1242.6158 | 1137.0546 | -2740.4593
12 | 5891.7771 | -4823.4216 | 387.6277 | 531.3059 | -1987.2892
12 | 6118.9333 | 1976.1279 | -2760.3799 | -1259.9292 | -4074.752
12 | -4898.088 | 1671.9143 | 4115.5778 | 2707.3063 | -3596.7104
12 | -4896.6723 | 1227.8642 | 3700.5542 | 3638.2277 | -3669.9738
12 | -4476.8563 | -37.1347 | 2248.0396 | 6164.5699 | -3898.6184
12 | -4911.9066 | 1521.8921 | 3354.5487 | 3080.9298 | -3045.464
12 | -4916.6667 | 1568.2999 | 3249.2197 | 2925.3538 | -2826.2067
12 | -4939.5754 | 1808.8768 | 2685.1483 | 2116.2869 | -1670.7367
12 | 5835.6178 | -985.4094 | -5338.0737 | 5037.2028 | -4549.3374
12 | 5832.8667 | -1370.9002 | -5271.2444 | 5276.7156 | -4467.4377
12 | 5429.7352 | -2532.9418 | -4773.2381 | 6064.3936 | -4187.9488
12 | -4428.9748 | -3373.977 | 2772.6719 | 8225.888 | -3195.6081
12 | -4859.9053 | -4854.7521 | 4864.5746 | 7176.2903 | -2326.2076
12 | -4845.6225 | -6507.8348 | 6872.3145 | 5862.4713 | -1381.3285
12 | -3874.1128 | -5605.3425 | -2159 | 8899.389 | 2739.0663
12 | -4110.7256 | -6279.5884 | -935.3112 | 8345.824 | 2979.8011
12 | 5077.4291 | -6412.6464 | 193.9793 | 3091.5939 | -1950.3559
12 | 5826.1594 | -2648.9216 | -5372.9451 | 6029.7508 | -3834.0435
12 | 5847.5001 | -5023.9559 | -10090.3945 | 6854.4759 | 2412.3744
12 | 5976.1859 | -6546.9654 | -7805.3984 | 5428.3229 | 2947.8551
12 | 5883.9848 | -121.7855 | -11141.2745 | 3783.1511 | 1595.9241
12 | 5963.1342 | 650.4284 | -9459.5471 | 2051.5052 | 794.4793
12 | -4548.5884 | 1116.2973 | 990.08 | 3974.0176 | -1531.8065
12 | -4109.0664 | 470.6991 | -1621.3586 | 5345.1671 | -85.4413
12 | -3935.7719 | 507.3114 | -3383.2863 | 5088.2006 | 1723.5462
12 | -4044.5853 | 754.8576 | -2957.377 | 4508.4632 | 1738.6414
12 | 5922.1564 | 273.7497 | -10733.3247 | 2936.4659 | 1600.9526
12 | 3197.1673 | 104.9882 | -9029.972 | 4106.0646 | 1621.7519
12 | 5956.0364 | 562.3038 | -10351.3326 | 2216.229 | 1616.7634
12 | 6229.5338 | 2645.7364 | -3747.867 | -3474.9435 | -1652.4597
12 | 6322.5718 | 1260.4111 | -5446.8338 | -4363.9259 | 2227.7769
12 | 6295.0456 | -2990.2923 | -4478.1221 | -1770.6296 | 2943.9984
12 | 6165.9423 | 2038.3028 | -7885.387 | -2090.1712 | 1771.3131
12 | 5401.7703 | 2605.8192 | 1856.9462 | -7295.5186 | -2569.0172
12 | 5400.7416 | 2600.3171 | 1863.9245 | -7298.4271 | -2566.5562
12 | -1754.557 | 2914.6662 | 6308.3914 | -5264.2739 | -2204.2267
12 | 5401.1351 | 2602.7831 | 1861.0711 | -7297.7419 | -2567.2475
12 | 5371.0661 | -2359.9873 | 2876.8289 | -4429.154 | -1458.7537
12 | 5990.0875 | -5183.498 | -158.5502 | 1305.8085 | -1953.8479
12 | 6023.4474 | -5289.6407 | -366.2969 | 1525.9234 | -1893.4333
12 | 5351.593 | -2683.9483 | 3051.7796 | -4339.5294 | -1379.8949
12 | 5790.3951 | -5347.1714 | 1027.4979 | 158.6762 | -1629.3978
12 | 5848.7897 | -5606.7993 | 739.8652 | 695.2771 | -1677.1326
12 | 5454.9492 | -6226.975 | 402.9143 | 2133.7028 | -1764.5914
12 | -2998.9893 | -6498.8126 | 5691.7495 | 5196.4713 | -1390.4189
12 | -4814.9541 | -6495.0243 | 6887.5349 | 5721.7517 | -1299.3081
12 | -4850.7843 | -6495.0125 | 6910.6969 | 5732.2499 | -1297.1501
12 | -4852.5036 | -6393.8129 | 6797.5138 | 5788.6744 | -1339.8718
12 | -4850.8108 | -6492.8883 | 6908.8073 | 5733.2661 | -1298.3743
12 | -4906.4187 | -6295.2609 | 4023.9361 | 6765.0408 | 412.7027
12 | 6089.6287 | -6387.511 | -759.6395 | 2289.6954 | -1232.1737
12 | 6154.1121 | -6496.369 | -1269.2825 | 2502.9359 | -891.3965
12 | 6113.6248 | -6905.3049 | -2968.4716 | 3387.0331 | 373.1185
12 | 6146.5948 | -6570.6578 | -1115.9568 | 2663.592 | -1123.5721
12 | 5842.0956 | -5580.7743 | 776.8734 | 641.7352 | -1679.9299
12 | 5126.0602 | -6551.5138 | 347.5137 | 2922.4977 | -1844.5578
12 | 5251.6516 | -6520.8744 | 259.6391 | 2820.2609 | -1810.6772
12 | 6138.3729 | -6652.8833 | -1226.7872 | 2841.3829 | -1100.0853
12 | -4845.7142 | -6539.9642 | 6915.3261 | 5826.6369 | -1356.2846
12 | -4850.755 | -6495.1325 | 6911.1399 | 5732.4974 | -1297.7497
12 | -832.8877 | -5128.7084 | 5585.3333 | 1638.0234 | -1261.7607
12 | -4852.0923 | -5510.0769 | 7874.5703 | 3631.8973 | -1144.2985
12 | -1093.0827 | -2442.0793 | 7505.7561 | -2950.9128 | -1019.6814
12 | -1918.3331 | -2415.9112 | 8069.1472 | -2772.6667 | -962.2362
12 | 5426.0932 | -3202.1979 | 2254.8085 | -4309.2696 | -169.4342
12 | 5451.619 | -3191.8719 | 1995.3902 | -4338.7907 | 83.6534
12 | 6196.8114 | -6052.9657 | -2163.3377 | 1544.6746 | 474.8174
12 | 6109.8047 | -6943.4425 | -3227.7898 | 3469.4976 | 591.93
12 | -4891.8333 | -6792.8089 | 4893.0468 | 6379.4665 | 412.1289
12 | 5455.4263 | -3075.6877 | 1832.9131 | -4587.7143 | 375.0627
12 | 2142.1159 | -3081.8556 | 4520.1942 | -3601.4189 | 20.9645
12 | -4771.6478 | -3490.6015 | 8986.3586 | -699.0024 | -25.1069
12 | -4880.4919 | -4142.5918 | 8239.5241 | 723.5745 | 59.9851
12 | -4867.5592 | -4175.8725 | 8737.1476 | 790.7594 | -484.4753
12 | -4856.7244 | -4899.3034 | 8398.6186 | 2330.5592 | -973.15
12 | 5588.3423 | -2168.1654 | 676.1967 | -4702.502 | 606.1284
12 | 5786.0212 | -2816.4926 | -536.2533 | -3360.7532 | 927.4779
12 | 5491.2967 | -2934.541 | 1609.6672 | -4435.9018 | 269.479
12 | 5462.5271 | -2993.107 | 1713.7912 | -4700.7561 | 517.5447
12 | 2907.0746 | -2966.0622 | 3742.5337 | -3820.0509 | 136.5047
12 | -53.7225 | -2831.4039 | 3347.2828 | -1405.4625 | 943.3061
12 | -4909.3359 | -2877.7795 | 6657.9528 | 208.2256 | 920.937
12 | -4924.9387 | -2868.1138 | 6451.6351 | 348.1381 | 993.2793
12 | -4916.6667 | -3127.9313 | 6806.1548 | 432.0538 | 806.3893
12 | -4925.0183 | -2869.1626 | 6446.2396 | 342.3696 | 1005.5717
12 | -4934.9989 | -2910.0847 | 5755.2992 | 265.6699 | 1824.1145
12 | -4924.1419 | -2887.7876 | 6386.3091 | 227.7668 | 1197.8536
12 | -4934.9526 | -2910.1916 | 5756.8918 | 264.4052 | 1823.8471
12 | -4468.6433 | -2906.8231 | 5407.966 | 111.0425 | 1856.4579
12 | -4901.4345 | -2816.3169 | 6704.7066 | 99.5843 | 913.4605
12 | -4922.8826 | -2791.9389 | 6411.4462 | 285.597 | 1017.7783
12 | -4931.2832 | -2765.0349 | 6076.6199 | 486.4943 | 1133.2038
12 | -4935.6812 | -2896.5964 | 5716.0999 | 284.5474 | 1831.6303
12 | -4925.0062 | -2865.7609 | 6448.7321 | 347.4273 | 994.6077
12 | -4922.6573 | -2849.4464 | 6348.2052 | 160.4664 | 1263.4321
12 | -4934.4566 | -2902.532 | 5762.351 | 251.0143 | 1823.6234
12 | 898.7439 | -3006.144 | 5421.5112 | -3336.1228 | 22.0118
12 | -4719.0757 | -3058.6206 | 9234.4078 | -1458.778 | 2.0666
12 | 2467.2271 | -2993.1401 | 4135.5379 | -3816.5716 | 206.9467
12 | 405.229 | -2974.0213 | 5782.2548 | -3231.0086 | 17.5461
12 | -4707.103 | -2956.8145 | 9297.6752 | -1628.3544 | -5.4034
12 | -1591.4452 | -2837.6823 | 7250.9813 | -2806.3076 | -15.5461
12 | 5884.1533 | -2790.1934 | -1279.8908 | -3046.9799 | 1232.9108
12 | 5888.2386 | 718.4253 | -2738.9871 | -6583.322 | 2715.6452
12 | 5922.5569 | 748.4864 | -3007.5432 | -6494.7039 | 2831.2038
12 | 6151.0566 | -721.109 | -4115.7971 | -4214.9738 | 2900.8232
12 | 6104.3948 | -1841.4698 | -3544.1418 | -3631.4625 | 2912.6793
12 | 5791.8384 | 168.6039 | -2028.1703 | -6749.7238 | 2817.4519
12 | 6168.9486 | 1707.1129 | -4682.3182 | -5683.8027 | 2490.0594
12 | 6186.5364 | 5227.6734 | -3206.8616 | -3784.9558 | -4422.3925
12 | 6150.0995 | -2068.9557 | -1757.5703 | 482.7857 | -2806.3592
12 | 6171.2039 | -3409.0599 | -2040.3711 | 794.0636 | -1515.8365
12 | 6258.7717 | -2342.7158 | -3876.4685 | -1227.7602 | 1188.1729
12 | 6085.9091 | -4155.0062 | -5356.2203 | 2617.048 | 808.2694
12 | 5994.5197 | -4898.1048 | -8555.2645 | 4542.2171 | 2916.6325
12 | -4643.8741 | -4392.5123 | 1642.7716 | 6336.0511 | 1057.5637
12 | 6292.5205 | -1899.9438 | -4587.2848 | -2022.876 | 2217.5841
12 | 6215.8117 | -2653.5466 | -5812.768 | -342.0251 | 2592.5281
12 | 5994.8127 | -4895.0845 | -8552.1822 | 4535.7266 | 2916.7274
12 | 5971.1474 | -4898.5135 | -8539.5413 | 4550.0406 | 2916.8668
12 | -4156.6019 | -4990.1431 | -1350.4035 | 7721.7013 | 2775.4472
12 | -3891.0455 | -5325.7243 | -2363.8612 | 8583.2013 | 2997.4297
12 | -3953.1956 | -5325.0092 | -2316.6264 | 8599.0943 | 2995.737
12 | -3952.3633 | -5324.4726 | -2321.9232 | 8600.7408 | 2998.0183
12 | -3991.5325 | -5539.0069 | -2009.8872 | 8531.1838 | 3009.2429
12 | 5994.5335 | -4898.6155 | -8554.8192 | 4542.2382 | 2916.663
12 | 5946.5867 | -5638.4452 | -8944.0286 | 5727.2491 | 2908.638
12 | 6048.9892 | -6416.8541 | -5529.5852 | 4375.611 | 1521.8392
12 | 5969.4206 | -6074.7851 | -8382.2567 | 5557.243 | 2930.3782
12 | 6187.8383 | -2641.9924 | -6639.1053 | 127.745 | 2965.5144
12 | 1457.5574 | -2621.2466 | -3472.5522 | 1627.0232 | 3009.2182
12 | 6246.9508 | -2725.5814 | -5684.0273 | -835.3726 | 2998.0305
12 | -459.7557 | -2629.3989 | -964.8092 | 1567.0057 | 2486.958
12 | -4717.9679 | -2674.8183 | 2048.9484 | 2915.3321 | 2428.5056
12 | -1203.693 | -2618.1859 | -1054.5129 | 2123.3415 | 2753.0504
12 | -4983.4173 | -2523.0965 | 2473.231 | 2662.7397 | 2370.5431
12 | -4984.1933 | -2609.196 | 2342.0919 | 2850.5076 | 2400.7898
12 | -4984.2434 | -2523.658 | 2413.148 | 2697.7977 | 2396.9558
12 | 6282.1698 | -2557.6561 | -4266.5909 | -1518.058 | 2060.1353
12 | 6280.0129 | -2701.1238 | -4197.8061 | -1409.6574 | 2028.5744
12 | 6272.1082 | -2695.0414 | -4393.6429 | -1278.3194 | 2094.8954
12 | 6048.934 | -5346.2285 | -6703.5866 | 3841.2361 | 2159.645
12 | 6082.2754 | -6174.464 | -4962.3206 | 3688.5494 | 1365.9597
12 | 6103.7749 | -6887.9007 | -3457.538 | 3559.3759 | 682.2879
12 | -4681.9083 | -6259.8247 | 2475.2099 | 7176.9532 | 1289.5699
12 | -4908.7677 | -6571.9806 | 3973.9885 | 6735.1046 | 771.6552
12 | -4415.7094 | -5358.1346 | 375.6116 | 7244.7388 | 2153.4937
12 | 788.031 | -2668.354 | -653.1677 | 442.6248 | 2090.8658
12 | -4971.1239 | -2720.0723 | 3200.899 | 2401.7113 | 2088.5859
12 | -4983.7803 | -2680.8563 | 2310.2942 | 2954.8082 | 2399.5342
12 | -4983.9118 | -2696.8123 | 2285.0717 | 2992.2274 | 2403.425
12 | 6159.0593 | -3532.5691 | -2210.8543 | 1062.2766 | -1477.9125
12 | 6165.187 | -3913.8073 | -1827.4743 | 1148.7252 | -1572.6305
12 | 6144.8955 | -5373.6288 | -1145.6541 | 2223.5909 | -1849.2035
12 | 6019.8406 | -5239.4328 | -347.2827 | 1490.9534 | -1924.0785
12 | 6325.9784 | 3151.3966 | -5753.2132 | -5117.3313 | 1393.1694
12 | 6313.3042 | 2979.4477 | -6751.3142 | -4815.8955 | 2274.4578
12 | 6348.1476 | 2567.073 | -6132.6217 | -5202.045 | 2419.4462
12 | 6328.4884 | -468.7761 | -5440.7685 | -3349.9149 | 2930.9711
12 | 6274.0828 | -1279.8691 | -5943.4439 | -2019.4733 | 2968.7034
12 | 6347.6894 | 2503.0216 | -6040.6514 | -5162.2314 | 2352.1717
12 | 5633.3311 | 3962.7941 | 150.765 | -6572.4698 | -3174.4204
12 | -1854.2 | 2992.3427 | 6286.5194 | -5193.6514 | -2231.0107
12 | -1721.6564 | 2957.205 | 6241.7445 | -5259.5091 | -2217.784
12 | -1794.8844 | 2846.6009 | 6314.9797 | -5178.2744 | -2188.4218
12 | -1772.8401 | 2942.8644 | 6290.9659 | -5250.2831 | -2210.7072
12 | -161.0268 | 2231.4921 | -905.9312 | -3783.7851 | 2619.251
12 | -361.7059 | 848.9533 | 1374.0193 | -4716.2892 | 2855.0224
12 | -1856.8877 | 2930.1881 | 6359.3528 | -5228.8202 | -2203.833
12 | 5476.1526 | 3211.5075 | 1171.4706 | -7122.6226 | -2736.5081
12 | 5452.8891 | -628.045 | 1957.3331 | -4903.2788 | -1878.8984
12 | 5710.2419 | -1801.8954 | 695.4003 | -2519.0173 | -2084.7295
12 | 1052.8596 | -3435.9336 | 2198.2639 | 2315.6001 | -2130.79
12 | -4885.0772 | -3599.8982 | 5904.2568 | 4453.8545 | -1873.1359
12 | -4916.6667 | -3942.8519 | 4164.5295 | 5307.9651 | -612.976
12 | -4927.8163 | -4075.5299 | 3490.6627 | 5638.0808 | -125.3973
12 | -4916.6667 | -5277.8376 | 3782.5238 | 6247.652 | 164.3285
12 | 5913.2972 | -5313.6125 | -177.5791 | 1534.6886 | -1956.7943
12 | 5992.9922 | -5174.5519 | -178.258 | 1319.7284 | -1959.9108
12 | -2204.701 | -307.2479 | 7232.9504 | -3262.1086 | -1458.893
12 | -4466.4126 | -341.4988 | 8670.8328 | -2506.8155 | -1356.1059
12 | -4693.5352 | -378.5832 | 8783.85 | -2360.4018 | -1351.3299
12 | -4891.2545 | -1662.3791 | 7715.125 | 391.9753 | -1553.4666
12 | -4916.6667 | -1547.3515 | 6735.0856 | 254.3807 | -525.4481
12 | -4925.3797 | -1498.8497 | 6371.7902 | 191.3024 | -138.8632
12 | -4880.9418 | -890.0366 | 5648.1914 | -989.2681 | 1112.0551
12 | -4865.1416 | -3636.0019 | 8805.6205 | 741.933 | -1046.41
12 | -4861.1842 | -4018.599 | 8974.6355 | 804.3542 | -899.2065
12 | -4687.9074 | -433.78 | 8854.9058 | -2408.2035 | -1325.0148
12 | -4679.5292 | -2150.7213 | 9684.8315 | -1935.1508 | -919.4301
12 | -4678.9826 | -2526.0872 | 9825.1676 | -1833.496 | -786.6018
12 | -1736.1004 | -179.5441 | 5406.1873 | -3528.8343 | 38.2915
12 | -1933.1715 | -2329.0304 | 8045.8035 | -2791.3497 | -992.252
12 | 5799.602 | -321.9502 | -1554.2689 | -5339.4668 | 1416.084
12 | 5890.633 | -620.5043 | -2112.6012 | -4721.5927 | 1564.0652
12 | -4915.849 | -1282.8786 | 4563.7828 | -90.3617 | 1725.3065
12 | -4965.0274 | -1889.3752 | 4062.7474 | 1193.7286 | 1597.9267
12 | -4976.58 | -1987.3241 | 3388.1808 | 1480.5338 | 2095.1895
12 | -4969.6865 | -2103.8519 | 3798.1962 | 1331.8906 | 1943.4516
12 | 5995.6816 | -951.8444 | -2762.2793 | -4021.9186 | 1740.3607
12 | -4980.4239 | -2281.9324 | 2880.9246 | 2131.1782 | 2250.2535
12 | 5985.6027 | -1090.9437 | -2636.5701 | -3947.3295 | 1689.2406
12 | -4053.1004 | -2552.3945 | 2738.8139 | 1802.7475 | 2063.9336
12 | -4970.9141 | -2548.7419 | 3364.381 | 2093.5711 | 2061.7039
12 | -4974.8623 | -2528.0921 | 3093.8371 | 2251.4772 | 2157.6401
12 | -4976.7654 | -2545.3546 | 2953.0115 | 2261.06 | 2308.0485
12 | 5869.9073 | -2781.8242 | -1164.8062 | -3044.0416 | 1120.7646
12 | 3075.6784 | -2744.6946 | -42.4432 | -1665.4919 | 1376.9512
12 | 516.322 | -2771.5246 | 172.1965 | -372.3987 | 2455.4048
12 | 49.3168 | -129.1699 | 2898.4626 | -4052.7625 | 1234.1529
12 | -4890.5895 | -982.7307 | 5041.1328 | -746.1202 | 1578.3077
12 | -4878.4472 | -1091.2289 | 5621.8129 | -1027.0573 | 1374.9205
12 | -4730.8929 | -1494.0152 | 7826.881 | -2182.2761 | 580.3032
12 | -4697.2041 | -2870.1538 | 9354.9047 | -1766.0494 | -21.4974
12 | -1415.0675 | -581.9955 | 4592.1703 | -3565.383 | 970.2757
12 | 5968.7313 | 1305.9691 | -3480.2932 | -6400.1725 | 2605.7654
12 | 6040.0735 | 1368.4614 | -4038.5792 | -6215.9493 | 2845.9936
12 | 6179.4006 | 472.3796 | -4714.334 | -4825.8901 | 2888.4438
12 | -642.8256 | -628.0391 | -844.1348 | -864.5676 | 2979.5672
12 | -4987.0089 | -2056.5336 | 2584.5994 | 2021.7712 | 2437.1718
12 | 692.3868 | -1656.4487 | -2428.7007 | 373.6623 | 3019.1004
12 | 3373.6135 | 1327.49 | -1398.8108 | -5778.479 | 2476.1863
12 | 2833.1803 | 1441.5638 | -1835.8126 | -5299.2794 | 2860.3479
12 | -2211.0715 | 406.3145 | 881.7874 | -2015.4443 | 2938.414
12 | -4916.5696 | -369.4472 | 3053.0221 | -378.9854 | 2611.9801
12 | -4988.5336 | -1820.2675 | 2660.3678 | 1687.829 | 2460.6043
12 | -4893.8407 | -409.2437 | 3820.4991 | -1005.1067 | 2487.692
12 | -4861.9467 | -614.5534 | 5189.8664 | -1791.9475 | 2078.5811
12 | -4863.2853 | -711.067 | 5173.0897 | -1833.5325 | 2234.7951
12 | -4817.0757 | -492.3477 | 5542.1841 | -2441.402 | 2208.6414
12 | -4726.1853 | -534.8896 | 6633.1076 | -3403.473 | 2031.4404
12 | -232.1616 | 857.3611 | 1268.0015 | -4751.1808 | 2857.9799
12 | -282.7665 | 610.8318 | 2393.2951 | -5159.6191 | 2438.2588
13 | 6325.113 | 5523.2692 | -2995.3295 | -4157.738 | -4695.3147
13 | -4914.9637 | 5048.5989 | 3905.0172 | 152.4259 | -4191.0782
13 | -4899.8545 | 3964.8661 | 2863.7159 | 2460.8341 | -4389.5616
13 | -4318.7386 | 2225.3567 | 828.0703 | 6002.7318 | -4737.4202
13 | -3727.5261 | 2661.5081 | -5666.8897 | 4852.5578 | 1880.3498
13 | -4916.1859 | 4223.0189 | 2501.2363 | 1910.3318 | -3718.4011
13 | -4791.8237 | 4255.7366 | 1253.3953 | 1795.5933 | -2512.9014
13 | -3835.9765 | 2966.8437 | -5248.2835 | 4233.1427 | 1884.2735
13 | -4493.3861 | -2614.0122 | -863.9754 | 4741.5602 | 3229.8135
13 | -3904.5578 | -4881.6993 | -2985.2323 | 8454.5119 | 3316.9775
13 | -4940.1569 | 4721.0882 | 2163.342 | 848.5843 | -2792.8576
13 | -4924.4512 | 4394.7556 | 2384.7287 | 1544.236 | -3399.2692
13 | -4911.7977 | 4419.7909 | 2232.8713 | 1485.9164 | -3226.781
13 | -4857.4302 | 4434.0941 | 1687.3524 | 1435.7562 | -2699.7725
13 | -4900.9901 | 940.5941 | 1935.6436 | 2524.7525 | -500
13 | -4914.1971 | 722.2605 | 2056.5127 | 2601.654 | -466.2302
13 | -4946.3563 | -1083.7193 | 2345.6645 | 3271.091 | 413.32
13 | -4956.25 | -1925 | 2418.75 | 3143.75 | 1318.75
13 | -4960.8307 | -3874.8877 | 2452.5879 | 3864.9838 | 2518.1467
13 | -4948.323 | -3257.2687 | 2418.5981 | 4190.534 | 1596.4595
13 | -4884.6894 | -3192.0861 | 1782.7293 | 4117.2338 | 2176.8123
13 | -4873.5954 | -3038.2388 | 1535.5227 | 3839.8858 | 2536.4258
13 | -4889.9149 | -3242.1461 | 1816.585 | 4112.2002 | 2203.2758
13 | -4959.0164 | -2997.2462 | 2266.1441 | 3699.6922 | 1990.4264
13 | -4911.9017 | -2900.774 | 1749.2077 | 3555.9008 | 2507.5671
13 | -4912.9408 | -2985.659 | 1782.993 | 3625.3385 | 2490.2684
13 | -4877.6177 | -3080.6612 | 1575.9183 | 3859.5621 | 2522.7986
13 | -4886.4532 | -3177.046 | 1676.4392 | 3922.1458 | 2464.9142
13 | -4923.6775 | -3261.1124 | 1969.351 | 3861.0664 | 2354.3725
13 | -4956.502 | -3570.7098 | 2339.9205 | 4033.3386 | 2153.9527
13 | -4960.02 | -3689.142 | 2358.0518 | 3905.559 | 2385.5512
13 | -4888.6379 | -3411.0491 | 1802.8575 | 4138.5494 | 2358.28
13 | -4953.461 | -3736.1376 | 2398.1474 | 4203.7935 | 2087.6577
13 | -4957.5126 | -3905.3229 | 2428.077 | 4063.9791 | 2370.7793
13 | -4949.5032 | -4564.5299 | 2744.6931 | 4461.4159 | 2307.9241
13 | -4886.8229 | -3460.1132 | 1783.3465 | 4080.4998 | 2483.0899
13 | -4885.5897 | -3118.1807 | 1638.2812 | 3853.4219 | 2512.0673
13 | -4906.9606 | -3114.507 | 1777.8259 | 3754.3488 | 2489.293
13 | -4972.0315 | -2653.0361 | 2127.446 | 3041.5588 | 2456.0628
13 | -4951.5338 | -3423.1385 | 2383.9107 | 4154.0378 | 1836.7237
13 | -4955.2562 | -3391.1088 | 2333.4997 | 4009.7591 | 2003.1062
13 | -4868.8435 | -1775.1835 | 3966.476 | 5716.6256 | -3039.0745
13 | -4942.7746 | 4780.2458 | 2134.211 | 722.4877 | -2694.1699
13 | -4932.6654 | 4767.1621 | 2037.5962 | 746.8986 | -2618.9914
13 | -4763.8226 | 4576.8388 | 612.6426 | 1095.5659 | -1521.2248
13 | -4147.2366 | 3987.3318 | -3884.93 | 2147.9078 | 1896.927
13 | -4731.4949 | 3448.0902 | -501.9839 | 287.3724 | 1498.0161
13 | -4698.8257 | 3149.6186 | -954.2056 | 132.968 | 2370.4447
13 | -4801.8756 | -1215.5472 | 411.9546 | 2429.0972 | 3176.371
13 | -4838.6217 | -1943.9577 | 908.5187 | 2965.5419 | 2908.5187
13 | -4879.0818 | 4046.3066 | 1076.3908 | 328.5189 | -572.1346
13 | -4950.6774 | 3554.5674 | 1357.8043 | -335.7171 | 374.0226
13 | -4959.0164 | -758.6521 | 2164.3898 | 2682.1494 | 871.1293
13 | -4919.2618 | 4629.2333 | 4871.8172 | -810.9994 | -3770.7893
13 | -4859.9339 | 3881.1043 | 6561.9226 | -2561.9099 | -3021.1831
13 | -4833.3333 | 3650.4571 | 7078.6857 | -3105.7079 | -2790.1015
13 | -4828.8631 | 3615.0887 | 7157.7261 | -3189.2843 | -2754.6675
13 | -4770.8881 | 3338.8579 | 7763.1221 | -3853.109 | -2477.9828
13 | -4764.1354 | 2748.001 | 7971.8337 | -3652.0707 | -2303.6287
13 | -4717.9447 | 2591.5753 | 8571.8731 | -4307.9053 | -2137.5984
13 | -4639.3957 | 1320.9935 | 9730.3384 | -4991.0385 | -1420.8977
13 | -4659.3019 | 570.2216 | 9162.2088 | -4873.4445 | -199.684
13 | -4833.3333 | 3411.5324 | 7166.6667 | -3026.0664 | -2718.7994
13 | -4804.5533 | 3267.9598 | 7109.1066 | -3592.1826 | -1980.3305
13 | -4833.3333 | 3528.7909 | 7166.6667 | -3105.1874 | -2756.9368
13 | -4883.7313 | 2263.3849 | 7418.6567 | -2067.6129 | -2730.6973
13 | -4833.3333 | 3070.7664 | 5286.9142 | -2912.4777 | -611.8695
13 | -4870.0779 | 2794.5866 | 2734.6662 | -1963.0443 | 1303.8694
13 | -4919.2747 | 2863.2448 | 672.6483 | -838.0049 | 2221.3865
13 | -4895.5553 | 2749.8095 | 408.2698 | -859.749 | 2597.225
13 | -4921.5994 | 1933.4452 | 708.5054 | -473.8297 | 2753.4785
13 | -4900.6721 | 471.9369 | 1790.2591 | -474.9636 | 3113.4397
13 | -4947.2604 | -284.246 | 1226.2264 | 864.157 | 3141.123
13 | -4921.5842 | 2391.6946 | 702.6195 | -764.476 | 2591.746
13 | -4849.855 | 2593.5024 | 874.1219 | -1305.1076 | 2687.3382
13 | -4883.8162 | 575.5206 | 1861.3425 | -662.7541 | 3109.7072
13 | -4767.1589 | 865.9166 | 3525.4593 | -2622.7486 | 2998.5317
13 | -4890.4937 | 370.4078 | 2229.3484 | -678.6168 | 2969.3543
13 | -4833.3333 | 1976.9616 | 4479.3919 | -2769.8888 | 1146.8687
13 | -4811.86 | 1509.2042 | 5385.0128 | -3196.8728 | 1114.5158
13 | -4833.3333 | 505.3059 | 4872.3471 | -2705.6804 | 2161.3608
13 | -4738.2372 | 132.4547 | 5917.633 | -3655.8702 | 2344.0198
13 | -4774.6462 | 827.0002 | 7049.2924 | -3953.5889 | 851.9425
13 | -4833.3333 | 964.8718 | 4642.5641 | -2475.8974 | 1701.7949
13 | -4861.2351 | 70.856 | 3561.9498 | -1423.1849 | 2651.6142
13 | -4856.5137 | 2074.8725 | 7282.5684 | -2039.6384 | -2461.2888
13 | -4857.458 | 1943.4626 | 7306.3263 | -1961.1101 | -2431.2208
13 | -4873.2108 | 2.0327 | 7451.9353 | -901.8379 | -1678.9193
13 | -4875 | -125 | 7375 | -875 | -1500
13 | -4893.057 | -1407.0486 | 7371.8954 | 169.2028 | -1240.9926
13 | -4760.7623 | 152.9592 | 8370.7624 | -2588.5657 | -1174.3936
13 | -4660.2925 | -0.069689 | 9650.1818 | -4095.6121 | -894.2075
13 | -4916.9175 | 3972.9079 | 5160.1445 | -658.6394 | -3557.4955
13 | -4898.452 | 1137.0652 | 6606.273 | -283.5125 | -2561.3738
13 | -4895.1101 | 162.6444 | 5727.1369 | 1726.2552 | -2720.9264
13 | -4939.0244 | 1585.3659 | 4585.3659 | 48.7805 | -1280.4878
13 | -4948.3474 | 4223.0778 | 3431.8209 | -564.0327 | -2142.5187
13 | -4947.6123 | 4177.1158 | 3423.7352 | -614.7518 | -2038.487
13 | -4960.4537 | 4317.2807 | 1968.2709 | 271.3087 | -1596.4066
13 | -4951.945 | 3583.5402 | 1388.7596 | -315.7976 | 295.4428
13 | -4955.5556 | 3088.8889 | 1455.5556 | -66.6667 | 477.7778
13 | -4975.976 | 750.7508 | 1935.4354 | 1342.3423 | 947.4474
13 | -4980.589 | -340.6961 | 1941.4324 | 1660.6426 | 1719.2102
13 | -4983.6143 | -1885.0894 | 1983.0297 | 2246.0297 | 2639.6444
13 | -4986.6268 | -1919.5707 | 2024.4516 | 2077.2481 | 2804.4977
13 | -4982.1977 | -997.5445 | 2081.6452 | 1771.639 | 2126.4579
13 | -4986.8164 | -2067.422 | 2076.1866 | 2090.3349 | 2887.7169
13 | -4952.4233 | 3236.1066 | 1381.9467 | -282.7948 | 617.1648
13 | -4955.2122 | 1186.8881 | 1360.2975 | -90.361 | 2498.3875
13 | -4979.0117 | -1502.4652 | 1848.1891 | 1551.8104 | 3081.4774
13 | -4966.6787 | 2491.5403 | 2152.8182 | 700.8325 | -378.5123
13 | -4949.5798 | 3907.563 | 3445.3782 | -478.9916 | -1924.3697
13 | -4947.495 | 3945.0902 | 3670.5411 | -622.8457 | -2045.2906
13 | -4947.6896 | 3617.8437 | 3811.392 | -609.4159 | -1872.1302
13 | -4985.0146 | -2055.5556 | 2281.0673 | 1966.0088 | 2793.4942
13 | -4918.8224 | 4493.8531 | 4989.5038 | -839.9075 | -3724.6271
13 | -4885.5332 | 2373.2768 | 7315.4843 | -2031.1816 | -2772.0463
13 | -4884.2801 | 2098.0112 | 7421.4004 | -1954.0253 | -2681.1061
13 | -4883.272 | 708.304 | 7616.3571 | -1162.7014 | -2278.6877
13 | -4885.7114 | -182.678 | 7617.2403 | -714.3295 | -1834.5215
13 | -4890.625 | -484.375 | 7453.125 | -640.625 | -1437.5
13 | -4944.6299 | 3737.8996 | 3979.9657 | -691.153 | -2082.0824
13 | 5848.1424 | 1293.9792 | -6708.4767 | 5008.0847 | -5441.7295
13 | 5910.5379 | 1820.7593 | -13332.5264 | 3815.666 | 1785.5631
13 | 5798.1332 | -984.2372 | -6310.0815 | 6427.7943 | -4931.6088
13 | 5862.4505 | -2036.4674 | -5112.7974 | 5597.4586 | -4310.6443
13 | 6083.2117 | -1588.9408 | -2745.9483 | 1732.6361 | -3480.9587
13 | 2196.1254 | -2994.0133 | -1568.7391 | 5909.7994 | -3543.1724
13 | 5948.8584 | -4115.9381 | -4619.7575 | 4648.3916 | -1861.5544
13 | 5857.2391 | -5054.1017 | -10408.0473 | 6440.4614 | 3164.4486
13 | 5990.9385 | -4469.7781 | -4253.0126 | 4021.4904 | -1289.6382
13 | 5898.5029 | -5263.2983 | -9646.0372 | 5791.2759 | 3219.5567
13 | 6082.7654 | -5641.9516 | -1439.1401 | 2753.4753 | -1755.149
13 | 6083.3755 | -5651.2587 | -1416.7038 | 2743.4472 | -1758.8601
13 | 2391.144 | -4501.3054 | -1329.8497 | 5195.1057 | -1755.0945
13 | -1031.7782 | -4398.9513 | 1705.6403 | 5933.0628 | -2207.9736
13 | -4848.1324 | -4409.7138 | 4209.6163 | 7027.3684 | -1979.1385
13 | -4864.2649 | -4376.879 | 4267.7829 | 6935.9398 | -1962.5789
13 | -4863.7268 | -4492.0304 | 4297.3832 | 6989.7462 | -1931.3722
13 | -4865.556 | -5785.363 | 5517.4383 | 6328.5554 | -1195.0748
13 | 2188.7292 | -5071.9886 | 235.4514 | 4660.6128 | -2012.8048
13 | 6024.7385 | -5107.4594 | -2179.2273 | 3606.3109 | -2344.3627
13 | 6031.9519 | -5266.5464 | -2033.4927 | 3523.4549 | -2255.3677
13 | 6079.7368 | -5616.4845 | -1465.536 | 2798.5955 | -1796.3117
13 | 6076.9584 | -6573.9032 | -826.755 | 2846.41 | -1522.7102
13 | 5937.0786 | -3386.3124 | -3613.8164 | 4666.2424 | -3603.1921
13 | -4249.6639 | -1938.2204 | 1434.8811 | 8572.5264 | -3819.5233
13 | -4514.0486 | -2894.7025 | 2735.961 | 7910.3122 | -3237.5221
13 | -3639.0825 | -4583.0734 | -4269.8804 | 9370.7071 | 3121.3291
13 | -3809.8824 | -5086.9385 | -3365.9048 | 8960.0782 | 3302.6474
13 | -3840.4014 | -5164.9746 | -3197.7071 | 8888.513 | 3314.5702
13 | -3849.555 | -5242.1835 | -3100.5396 | 8875.0347 | 3317.2435
13 | 5781.5882 | -3959.3522 | -12055.7053 | 7452.8384 | 2780.6309
13 | 5855.6013 | -5032.5253 | -10447.2769 | 6462.9098 | 3161.2911
13 | 5824.851 | -1694.299 | -5580.3527 | 6151.1078 | -4701.307
13 | 5951.2946 | -3762.917 | -3226.5679 | 4518.7203 | -3480.5301
13 | 5808.8314 | -4574.9381 | -11143.5219 | 7143.6012 | 2766.0275
13 | 5901.0113 | -5911.5266 | -9140.297 | 5910.6899 | 3240.1225
13 | 6196.4179 | 4357.2323 | -10682.7247 | -1678.4119 | 1807.4863
13 | 6292.3715 | 5233.1862 | -3187.1572 | -3528.6127 | -4809.7878
13 | -4909.1892 | 4735.1636 | 3671.208 | 820.1283 | -4317.3107
13 | -4930.0232 | 4530.7619 | 2339.1513 | 1254.3556 | -3194.2456
13 | -4902.724 | 4495.0991 | 2078.7121 | 1320.9879 | -2992.0751
13 | -4862.2371 | 4449.0543 | 1737.7071 | 1405.4712 | -2729.9955
13 | -4833.2044 | 4420.0968 | 1520.0135 | 1457.5491 | -2564.455
13 | -4048.4359 | 3663.3302 | -4192.7077 | 2810.8506 | 1766.9628
13 | -3901.0511 | 3180.1091 | -4822.8185 | 3798.3598 | 1745.4006
13 | -4856.4005 | 4382.3922 | 1675.8872 | 1410.0115 | -2611.8905
13 | -4856.2085 | 4448.1618 | 1676.8922 | 1405.2131 | -2674.0585
13 | -4894.7903 | 4524.3896 | 1947.3985 | 1255.0659 | -2832.0636
13 | -4853.6046 | 4477.9642 | 1599.8106 | 1340.1161 | -2564.2862
13 | -4837.8378 | 3927.4538 | 1056.1878 | 945.9459 | -1091.7496
13 | -4757.6606 | 3526.2301 | -144.5505 | 424.794 | 951.1869
13 | -4837.8378 | 2595.0182 | 916.0383 | 945.9459 | 380.8354
13 | -4837.8378 | 3495.4955 | 948.1982 | 945.9459 | -551.8018
13 | -4844.6817 | 3850.2835 | 1048.5298 | 863.8193 | -917.9509
13 | -4841.3838 | 3791.3478 | 957.1898 | 794.1643 | -701.3181
13 | -4843.9147 | 3320.2008 | 992.7227 | 873.0238 | -342.0326
13 | -4841.8231 | 3619.3029 | 985.9249 | 898.1233 | -661.5282
13 | -4875 | 1625 | 1437.5 | 1875 | -62.5
13 | -4895.3488 | 709.3023 | 1732.5581 | 2383.7209 | 69.7674
13 | -4893.8111 | 555.0489 | 1684.0391 | 2390.8795 | 263.8436
13 | -4951.6048 | -1920.6296 | 2314.681 | 3468.6047 | 1088.9486
13 | -4963.0824 | -3040.1434 | 2373.8351 | 3418.2796 | 2211.1111
13 | -4964.606 | -3624.7322 | 2381.6875 | 3629.5895 | 2578.0613
13 | -4882.687 | -2803.878 | 1501.2872 | 3564.1996 | 2621.0782
13 | -4890.9091 | 527.2727 | 1636.3636 | 2272.7273 | 454.5455
13 | -4959.5888 | 2577.1007 | 2233.994 | 917.1938 | -768.6997
13 | -4908.7244 | 4141.3215 | 4343.0631 | 467.506 | -4043.1663
13 | 6265.1538 | 4991.8635 | -3394.5526 | -3005.5801 | -4856.8846
13 | 5876.2699 | 1543.6145 | -6427.9429 | 4467.5083 | -5459.4498
13 | 5948.961 | 2162.2349 | -12824.4283 | 3077.104 | 1636.1284
13 | -4908.1862 | 4665.1394 | 3605.2094 | 969.2849 | -4331.4476
13 | -4899.0359 | 4007.1077 | 2971.7979 | 2370.9263 | -4450.796
13 | -4396.9624 | 2502.3918 | 1208.5401 | 5434.9076 | -4748.8772
13 | -4923.0099 | 4389.1183 | 2444.6547 | 1556.3106 | -3467.0736
13 | -4925.1873 | 4422.8487 | 2395.2047 | 1484.3794 | -3377.2455
13 | -4912.4655 | 4437.9143 | 2241.9664 | 1447.3739 | -3214.7891
13 | -4897.4269 | 2901.5388 | 4164.124 | 1808.616 | -3976.8519
13 | 6033.8201 | 2915.1532 | -12036.3371 | 1446.2708 | 1641.093
13 | 463.4436 | 2820.4332 | -8257.3076 | 3284.0127 | 1689.4181
13 | -3963.6088 | 3051.1648 | -3954.9445 | 4098.5839 | 768.8046
13 | -3910.9691 | 2962.1558 | -4275.3264 | 4271.6835 | 952.4563
13 | -3868.9423 | 2987.5776 | -4729.0397 | 4201.9296 | 1408.4748
13 | -2848.0356 | 2924.5239 | -5835.6884 | 4034.3557 | 1724.8445
13 | -3838.1514 | 3004.2233 | -5058.6197 | 4155.0825 | 1737.4654
13 | -752.3842 | 2752.4219 | -7485.7412 | 3786.0969 | 1699.6067
13 | 6254.0278 | 4178.9889 | -3127.0131 | -2613.2202 | -4692.7835
13 | 5878.8496 | 765.6615 | -6010.5298 | 4618.1411 | -5252.1225
13 | 5949.6496 | 1737.1745 | -12537.8615 | 3171.6638 | 1679.3736
13 | 6029.2359 | 2455.7148 | -11806.7982 | 1639.0607 | 1682.7868
13 | 6161.7781 | 4050.3269 | -10886.5921 | -1012.809 | 1687.2961
13 | 6323.7174 | 4616.8271 | -2507.1706 | -3907.4018 | -4525.972
13 | 6194.3406 | 3506.1834 | -10055.4711 | -1430.3369 | 1785.284
13 | 6341.5993 | 5416.5632 | -2758.4157 | -4411.3284 | -4588.4184
13 | 5946.8706 | 4509.8014 | -468.7964 | -6309.194 | -3678.6815
13 | -3651.3467 | 3293.4486 | 7289.0194 | -4495.8046 | -2435.3167
13 | -2754.4636 | 3051.7557 | 6982.7602 | -4939.4404 | -2340.6119
13 | -1216.6994 | 2629.9032 | 6326.9186 | -5655.882 | -2084.2404
13 | -2139.0946 | 2484.8458 | -261.8675 | -2865.5993 | 2781.7156
13 | -2285.1055 | 1108.6641 | 1952.1922 | -3799.5023 | 3023.7516
13 | -3660.3697 | 2808.3749 | 7834.3311 | -4767.1143 | -2215.2219
13 | -3645.1335 | 1827.6544 | 8751.3949 | -5269.9985 | -1663.9173
13 | 5646.4539 | 3104.3872 | 1384.9284 | -7307.4712 | -2828.2983
13 | 3367.8452 | 2961.1453 | 3055.1864 | -6764.6922 | -2619.4847
13 | 5644.1241 | 2766.5745 | 1450.1084 | -7111.3179 | -2749.489
13 | 5667.0468 | -369.8121 | 1603.0856 | -5334.6404 | -1565.6799
13 | 5966.8357 | -60.4567 | -1477.5158 | -5811.4814 | 1382.6184
13 | 6029.1143 | -264.0653 | -1848.574 | -5393.8026 | 1477.3275
13 | -4863.644 | -865.8179 | 4987.1922 | -893.0347 | 1635.3045
13 | -4953.8381 | -2060.006 | 4136.22 | 1609.5565 | 1268.0675
13 | -4927.2617 | -3666.8553 | 2892.1121 | 4932.7544 | 769.2506
13 | -4973.4559 | -2229.0371 | 2764.9868 | 2123.6496 | 2313.8566
13 | -4973.4511 | -2425.3443 | 2433.5814 | 2553.4375 | 2411.7765
13 | -4963.9433 | -2558.5152 | 3580.6378 | 1929.3425 | 2012.4782
13 | 867.1245 | 217.8401 | 2620.7349 | -4903.6681 | 1197.9686
13 | -4857.036 | -781.6268 | 5117.449 | -1075.2852 | 1596.4989
13 | -4833.3333 | -1020.9507 | 6329.2248 | -1655.8053 | 1180.8646
13 | -4816.097 | -1179.4017 | 7132.194 | -2041.812 | 905.1167
13 | -4833.3333 | -1629.8004 | 7166.6667 | -1573.4675 | 869.9346
13 | -4769.8099 | -1335.1965 | 7934.6206 | -2452.852 | 623.2377
13 | -4838.2279 | -1780.0998 | 7191.1396 | -1426.5812 | 853.7693
13 | -4678.533 | -1603.511 | 9321.6742 | -3173.1704 | 133.5402
13 | -4661.6686 | -2018.2392 | 9745.3732 | -3031.358 | -34.1074
13 | -4689.22 | -1272.664 | 9000.472 | -3661.6998 | 623.1119
13 | -4684.2698 | -1374.6245 | 9109.5215 | -3735.9527 | 685.3255
13 | -4666.9004 | -1865.4532 | 9595.2403 | -3216.7247 | 153.838
13 | 6007.8862 | -1897.1658 | -13.0041 | -2251.9901 | -1845.7262
13 | -2249.6359 | 150.6787 | 7193.8247 | -4040.3921 | -1054.4754
13 | -4756.2087 | -265.2999 | 8433.1803 | -2419.4738 | -992.1979
13 | -4786.5451 | -347.6894 | 7927.067 | -2201.8233 | -591.0091
13 | -4849.0017 | -774.9584 | 7245.0083 | -1264.975 | -356.0732
13 | -4833.3333 | -556.5155 | 7166.6667 | -1703.3837 | -73.4341
13 | -4826.6395 | -472.1487 | 7153.279 | -1874.3076 | 19.8168
13 | -4833.3333 | -535.6129 | 6736.5372 | -1710.3513 | 342.7603
13 | -4892.8046 | -1513.8979 | 7380.3254 | 225.3785 | -1199.0013
13 | -4894.3594 | -1499.5159 | 7328.3967 | 201.2407 | -1135.7622
13 | -4892.505 | -1367.8579 | 7182.4445 | -52.2631 | -869.8185
13 | -4906.7814 | -1542.1994 | 6745.6429 | 338.967 | -635.629
13 | -4899.4685 | -1706.551 | 7157.751 | 171.2112 | -722.9427
13 | -4887.3474 | -3098.1096 | 5928.9664 | 3527.411 | -1470.9204
13 | -4952.3708 | -2044.8708 | 4238.3579 | 1570.2767 | 1188.6069
13 | -4668.6187 | -1305.5545 | 9558.3534 | -3209.9393 | -374.2409
13 | -4658.6347 | -1964.2557 | 9818.652 | -3034.3617 | -161.3999
13 | 6092.4508 | 1210.1693 | -2908.6125 | -6665.9571 | 2271.9495
13 | 6316.9274 | 1407.2953 | -4624.0797 | -6100.143 | 3000
13 | 1558.9404 | 1501.9524 | -1285.1121 | -4775.7808 | 3000
13 | -1685.3881 | 793.4548 | 569.9708 | -2678.0375 | 3000
13 | -4880.6403 | -147.9929 | 3151.9028 | -735.7291 | 2612.4594
13 | -4976.5962 | -2161.0264 | 2529.644 | 2174.2529 | 2433.7257
13 | -4835.9275 | -272.5071 | 4810.2163 | -2028.1311 | 2326.3493
13 | -4833.3333 | -294.6926 | 4935.1483 | -2094.0855 | 2286.9632
13 | -4833.3333 | -307.1742 | 4941.7711 | -2101.4725 | 2300.2089
13 | -4782.6749 | -640.6894 | 7065.3498 | -3300.8142 | 1658.8287
13 | 1443.4691 | 1525.9606 | -1370.3691 | -4676.5095 | 3077.449
13 | -745.7277 | 1071.6964 | -191.7884 | -3249.0966 | 3114.9163
13 | 184.3778 | 1275.2249 | -80.0846 | -4458.5507 | 3079.0326
13 | -84.9423 | 1173.3321 | 404.9421 | -4493.332 | 3000
13 | 6333.261 | 1421.7643 | -4748.8534 | -6058.9462 | 3052.7743
13 | 2976.8813 | 1207.869 | -225.4409 | -5999.1017 | 2039.7923
13 | 6254.2322 | -16.8983 | -1438.4511 | -1567.7235 | -3231.1593
13 | 6235.2756 | -1699.4416 | -1196.1153 | -824.8253 | -2514.8934
13 | 6238.6265 | -2687.7011 | -1351.4493 | -634.7259 | -1564.7502
13 | 6331.1443 | -1728.9292 | -3168.7967 | -2447.2208 | 1013.8023
13 | 6099.7216 | -3848.9993 | -4631.7976 | 2016.9826 | 364.0926
13 | -4804.7338 | -4068.305 | 2503.6768 | 5728.3988 | 640.9631
13 | 6367.6783 | -1325.3522 | -3884.2583 | -3169.1938 | 2011.1259
13 | 6232.2605 | -2491.9825 | -5756.1293 | -575.4323 | 2591.2836
13 | 6222.1324 | -2580.2577 | -5882.0889 | -381.1872 | 2621.4013
13 | 5978.9452 | -4734.5812 | -8429.5475 | 4291.5761 | 2893.6074
13 | 5898.6569 | -5262.3174 | -9644.3852 | 5788.412 | 3219.6337
13 | 5747.6738 | -5268.3018 | -9548.9607 | 5848.5312 | 3221.0576
13 | 3097.4811 | -5352.9497 | -7855.4877 | 6864.3893 | 3246.5669
13 | 3052.1546 | -5355.3213 | -7797.5145 | 6866.4931 | 3234.1882
13 | -3947.7481 | -5277.3547 | -2515.9217 | 8661.2101 | 3079.8145
13 | -3907.9489 | -5249.8907 | -2776.5961 | 8743.3443 | 3191.0914
13 | -2705.5318 | -5239.9377 | -3876.7937 | 8512.3 | 3309.9633
13 | 5898.5359 | -5263.8301 | -9645.1686 | 5790.8475 | 3219.6153
13 | 6015.6561 | -6218.057 | -5354.5422 | 4038.3612 | 1518.5819
13 | 5894.3518 | -5684.8146 | -9408.3581 | 5967.223 | 3231.5979
13 | 5945.5903 | -6150.8719 | -7489.6117 | 5212.6837 | 2482.2096
13 | 5904.4566 | -5956.916 | -9057.7718 | 5863.4662 | 3246.7649
13 | 5905.2075 | -6032.5571 | -8958.8489 | 5835.1926 | 3251.0059
13 | -1347.7397 | -5588.1855 | -4384.6044 | 8007.3186 | 3313.2109
13 | -4221.9026 | -4811.9578 | -1193.5781 | 7440.3633 | 2787.0752
13 | 6178.1436 | -2511.9669 | -7275.7166 | 349.5511 | 3259.9888
13 | 6097.8672 | -3287.1248 | -7986.2504 | 1908.0394 | 3267.4687
13 | 3961.2258 | -2504.4165 | -5766.0327 | 1035.3499 | 3273.8735
13 | 579.9372 | -3953.5867 | -4904.8465 | 4970.3026 | 3308.1935
13 | 6231.5438 | -2629.1568 | -6304.506 | -528.9555 | 3231.0744
13 | -49.7996 | -2570.8587 | -1361.1009 | 1433.1308 | 2548.6284
13 | -1995.2273 | -2579.4612 | 26.6645 | 2020.4982 | 2527.5258
13 | -3958.592 | -2668.6325 | 1325.5152 | 2785.2068 | 2516.5026
13 | -4804.2132 | -3243.8337 | 1206.6132 | 4261.1615 | 2580.2722
13 | -4790.8732 | -3284.9663 | 1145.0458 | 4345.119 | 2585.6747
13 | -4788.7896 | -3282.8928 | 1130.9392 | 4348.7828 | 2591.9604
13 | -4970.2037 | -2742.2297 | 2277.9794 | 3023.36 | 2411.094
13 | -4969.9269 | -2808.7691 | 2159.1482 | 3188.7451 | 2430.8028
13 | -2235.6357 | -2566.4834 | -112.9 | 2250.9782 | 2664.0409
13 | -4217.8306 | -2533.4749 | 1706.3772 | 2569.3523 | 2475.576
13 | 298.7838 | -2533.0889 | -2412.3591 | 1735.2889 | 2911.3754
13 | 6350.3829 | -1949.5441 | -3533.6812 | -2719.1237 | 1851.9661
13 | 6296.0709 | -2597.3385 | -4061.2071 | -1633.8706 | 1996.3453
13 | 6331.2594 | -2656.5951 | -3142.2523 | -2217.2606 | 1684.8486
13 | 6327.8604 | -2770.1187 | -3073.0583 | -2131.0979 | 1646.4145
13 | 6287.2715 | -2696.6766 | -4139.7916 | -1459.4463 | 2008.643
13 | 6035.823 | -5337.1987 | -6142.509 | 3475.3094 | 1968.5754
13 | 6051.1566 | -5984.7116 | -4817.3858 | 3376.5157 | 1374.4251
13 | 6059.9946 | -6632.6817 | -3486.9132 | 3279.7333 | 779.8669
13 | -4538.9977 | -5327.0343 | 1009.9379 | 6859.235 | 1996.8591
13 | -441.4466 | -2668.3143 | 429.2979 | 653.4854 | 2026.9776
13 | -883.516 | -2669.1669 | 727.2474 | 797.2951 | 2028.1403
13 | -4961.4974 | -2845.7787 | 3336.9154 | 2434.0984 | 2036.2623
13 | -4950.6003 | -3881.6752 | 2477.2304 | 4334.793 | 2020.2521
13 | -4958.4762 | -2883.5078 | 3715.0967 | 2219.8 | 1907.0873
13 | -4920.4504 | -3116.9983 | 6051.5477 | 881.1212 | 1104.7798
13 | -4934.4427 | -3110.4438 | 5182.0983 | 959.2992 | 1903.489
13 | -4965.2801 | -2870.6385 | 3293.5007 | 2308.3724 | 2234.0456
13 | -4963.8546 | -2574.1802 | 3566.9338 | 1955.1345 | 2015.9665
13 | -4972.0047 | -2526.3215 | 2471.5358 | 2635.4014 | 2391.3889
13 | 6160.2279 | -3385.1525 | -2295.4948 | 872.4133 | -1351.9939
13 | 2151.538 | -3295.8408 | 1200.3562 | 1823.9445 | -1879.9979
13 | -4882.0857 | -3481.6693 | 5575.0262 | 4325.6946 | -1536.9659
13 | -4912.242 | -3943.0219 | 3228.5379 | 5455.3574 | 171.3686
13 | -4878.0524 | -4300.0413 | 5761.8539 | 4741.6538 | -1325.414
13 | 6161.985 | -4714.0806 | -941.415 | 1174.7745 | -1681.264
13 | 6154.5218 | -5192.3048 | -826.1926 | 1421.2052 | -1557.2296
13 | 6086.0269 | -5621.0554 | -1401.427 | 2692.8057 | -1756.3503
13 | 6208.3908 | -3952.8366 | -728.0063 | 195.5649 | -1723.1128
13 | 6415.8052 | 4006.7391 | -4406.708 | -5320.3738 | -695.4625
13 | 6360.5742 | 3441.1841 | -7896.074 | -4240.0569 | 2334.3727
13 | 6465.622 | 1918.013 | -5613.2067 | -5645.0778 | 2874.6495
13 | 6444.4064 | 737.1405 | -5280.5516 | -4989.1938 | 3088.1985
13 | 6438.1049 | 567.4424 | -5165.9039 | -4839.6434 | 3000
13 | 6203.5623 | -2454.4529 | -6652.1628 | -96.9466 | 3000
13 | 6184.2876 | -2444.2841 | -7225.7908 | 228.1822 | 3257.6051
13 | 3967.8184 | -2470.112 | -5743.0876 | 972.738 | 3272.6431
13 | 6237.384 | -2562.6884 | -6258.6725 | -644.8565 | 3228.8333
13 | 1200.8018 | -2514.1189 | -3228.2552 | 1541.5723 | 3000
13 | 6267.7945 | -2602.3107 | -5513.5548 | -1151.929 | 3000
13 | 6255.7567 | -2595.9599 | -5871.8056 | -948.8747 | 3160.8834
13 | 6291.8066 | -2674.5012 | -4953.3053 | -1664.0001 | 3000
13 | 6330.6566 | 4571.9134 | -2407.451 | -4014.1408 | -4480.9781
13 | 6328.3115 | 4501.4422 | -2379.1585 | -3977.7845 | -4472.8106
13 | 6086.2074 | 3240.282 | -815.7151 | -4625.8703 | -3884.904
13 | 5470.3204 | 1825.4803 | 2756.7306 | -7587.0709 | -2465.4604
13 | 1728.9376 | 1463.3596 | 5523.0845 | -6622.3275 | -2093.0542
13 | -2568.3906 | 1013.4669 | 8597.3689 | -5503.8107 | -1538.6346
13 | 5465.62 | 1143.957 | 2888.2285 | -7191.3395 | -2306.466
13 | 5468.2615 | 782.5401 | 2905.8566 | -6986.6068 | -2170.0515
13 | 5525.7239 | 1665.6321 | 2214.0918 | -7550.6757 | -1854.7721
13 | 6254.0455 | 884.3054 | -3902.0401 | -6014.8985 | 2778.5876
13 | 1981.4261 | 403.5726 | -64.4718 | -5323.9852 | 3003.4582
13 | -2045.54 | 125.7614 | 4661.4732 | -5008.5385 | 2266.844
13 | -2746.9465 | 88.1064 | 5552.5367 | -4974.1541 | 2080.4574
13 | -3018.7401 | 84.7345 | 5534.5059 | -4769.995 | 2169.4947
13 | -4747.1854 | -424.5339 | 6931.1807 | -3719.3193 | 1959.8579
13 | -4751.478 | -593.9431 | 7455.5808 | -3802.0718 | 1691.9121
13 | -4784.3669 | -769.5962 | 7068.7337 | -3343.6413 | 1828.8706
13 | -4789.8861 | -760.3214 | 6851.7276 | -3228.9884 | 1927.4684
13 | -4833.3333 | -1593.04 | 6597.745 | -2024.5422 | 1853.1706
13 | -4833.3333 | -1947.3684 | 7166.6667 | -1906.4327 | 1520.4678
13 | -4691.0463 | -992.5914 | 8696.9722 | -4050.2278 | 1036.8932
13 | -4686.8015 | -1191.0334 | 8909.5254 | -3927.2743 | 895.5838
13 | -4688.0965 | -1225.4513 | 8914.5216 | -3886.5725 | 885.5987
13 | -4656.7804 | -1209.015 | 8906.6335 | -3924.3489 | 883.5108
13 | -4574.5611 | -1244.8535 | 8884.1377 | -3924.7243 | 860.0011
13 | -4686.5492 | -1205.9495 | 8925.8908 | -3913.7424 | 880.3503
13 | -4684.6093 | -1337.8959 | 9072.3606 | -3775.239 | 725.3836
13 | -4689.2696 | -1165.7913 | 8893.72 | -3818.9262 | 780.267
13 | -2675.1716 | 203.8493 | 5036.7744 | -4814.4875 | 2249.0354
13 | -2926.474 | 184.1 | 6448.943 | -5167.6845 | 1461.1156
13 | 5908.7178 | 38.9975 | -1472.9297 | -6999.7839 | 2524.9983
13 | 6055.173 | 167.6084 | -2592.1514 | -6630.63 | 3000
13 | 6161.8042 | -571.4276 | -3068.9343 | -5521.4422 | 3000
13 | 6363.9101 | -2269.4132 | -3851.9259 | -3119.1182 | 2876.5472
13 | 6065.2719 | 176.5544 | -2669.2974 | -6605.1586 | 3032.6297
13 | 6094.0664 | -0.81152 | -2807.0447 | -6328.0172 | 3041.807
13 | 5851.9736 | 181.0995 | -2521.924 | -6544.8551 | 3033.706
13 | 5507.4121 | 178.5057 | -2207.7544 | -6478.1635 | 3000
13 | 5654.0153 | -2537.3771 | 1428.8218 | -5267.2132 | 721.7532
13 | 5711.3558 | -2970.0308 | 1186.7421 | -4635.1841 | 707.117
13 | 6344.6709 | -2786.4883 | -3501.8049 | -2662.7834 | 2606.4058
13 | 6328.8747 | -2765.8311 | -3995.0052 | -2399.4124 | 2831.3739
13 | 5725.348 | -3070.8988 | 1129.3704 | -4480.1526 | 696.333
13 | 6341.1717 | -2874.468 | -3437.5949 | -2581.3023 | 2552.1935
13 | 6321.6928 | -2844.2278 | -4054.7139 | -2257.7206 | 2834.9695
13 | 6139.5755 | -4330.6693 | -6220.8862 | 1209.8831 | 3202.0968
13 | 5748.0344 | -3224.9114 | 1039.7919 | -4227.1587 | 664.2438
13 | 6245.2528 | -5090.0389 | -1660.3234 | -396.7879 | 901.8973
13 | 6024.7198 | -7047.6806 | -3962.3149 | 3841.6837 | 1143.5921
13 | -4895.7445 | -6898.6664 | 4051.1523 | 6732.192 | 1011.0666
13 | -4896.1209 | -6895.9277 | 4028.8364 | 6741.3363 | 1021.8758
13 | -4293.859 | -6480.3281 | 84.1798 | 7984.2328 | 2705.7746
13 | 5912.8341 | -6520.1099 | -8227.7953 | 5611.8474 | 3223.2237
13 | 1230.562 | -6434.5998 | -4970.6011 | 6922.7158 | 3251.9232
13 | 6185.4763 | -5613.9383 | -477.7582 | 750.3869 | -844.1668
13 | 6074.7487 | -6594.1207 | -899.9936 | 2877.8029 | -1458.4373
13 | 3989.486 | -6577.6669 | 548.3056 | 3454.8601 | -1414.9847
13 | -4849.094 | -6562.5651 | 6314.2866 | 6015.1192 | -917.7467
13 | -4831.7529 | -3594.5633 | 8157.338 | -330.9404 | 599.9186
13 | -4884.0262 | -4009.3808 | 7673.5266 | 568.8054 | 651.075
13 | -4875.7871 | -4064.381 | 7948.7117 | 686.1114 | 305.345
13 | -4851.8455 | -5771.5908 | 7063.588 | 4327.837 | -767.9887
13 | 2291.295 | -3060.8379 | 3502.0572 | -3435.0408 | 702.5265
13 | 279.3953 | -2903.1355 | 1720.6047 | -1225.084 | 2128.2195
13 | 115.8025 | -2894.3044 | 1625.634 | -1068.2472 | 2221.1151
13 | 394.831 | -2890.6278 | 1372.4736 | -1125.0224 | 2248.3456
13 | 1800.7884 | -3016.5907 | 3861.2171 | -3353.394 | 707.9792
13 | -4275.2743 | -1412.7198 | 8801.405 | -3879.2963 | 765.8854
13 | -2480.3009 | 32.8036 | 5751.8092 | -5204.2011 | 1899.8892
13 | -4426.6568 | -880.5474 | 8377.5484 | -4193.6091 | 1123.2649
13 | -4888.0713 | 2815.921 | 5831.5584 | -327.647 | -3431.7611
13 | -4880.2922 | 2068.4064 | 7546.8898 | -2052.3642 | -2682.6398
13 | -4706.2792 | 1239.2938 | 9363.999 | -4044.8488 | -1852.1648
13 | -4640.4966 | 862.4231 | 9967.9664 | -4832.2321 | -1357.6608
13 | -4636.6321 | 795.439 | 9944.8035 | -4902.6345 | -1200.9758
13 | -4636.2404 | 725.6365 | 9860.0542 | -4943.7005 | -1005.7498
13 | -4656.0644 | 522.6093 | 9264.0314 | -4876.8949 | -253.6814
13 | -4662.9565 | 457.8386 | 9064.4179 | -4850.5374 | -8.7626
13 | -4562.2529 | 443.4886 | 8926.8405 | -4874.0278 | 65.9516
13 | -4668.1394 | -496.3247 | 9254.7617 | -4301.9302 | 211.6326
13 | -4685.856 | -1164.3093 | 8930.2043 | -3941.3077 | 861.2688
13 | -4553.4458 | 759.3464 | 9876.8652 | -4972.9325 | -1109.8333
13 | -4631.6533 | 850.6199 | 10028.4498 | -4950.2545 | -1297.1619
13 | -4630.2781 | 852.9423 | 10035.6401 | -4969.9114 | -1288.393
13 | -4610.476 | 850.2494 | 10024.6425 | -4974.8267 | -1289.5893
13 | -4635.5293 | 524.5992 | 10014.5573 | -4746.3283 | -1157.2989
13 | -4866.8756 | -145.2149 | 8218.7451 | -1134.9202 | -2071.7345
13 | -4866.146 | -466.3611 | 8270.7247 | -1007.8105 | -1930.4071
13 | -4890.625 | -1734.375 | 7453.125 | -640.625 | -187.5
13 | -4715.4685 | -264.1244 | 9501.9238 | -3267.972 | -1254.3588
13 | -4698.4765 | -1227.2642 | 9147.7942 | -3522.8526 | 300.7991
13 | -4705.6159 | -1594.1479 | 8910.8072 | -3415.7622 | 804.7188
13 | -4856.282 | -2592.9503 | 7281.4099 | -1155.7702 | 1323.5925
13 | -4713.8917 | -1831.8387 | 8907.6164 | -3113.9004 | 752.0145
13 | -4780.6748 | -2871.2491 | 8467.0683 | -1532.1239 | 716.9795
13 | -4866.8528 | -2837.5078 | 7249.4594 | -827.598 | 1282.4993
13 | -4891.3865 | -2810.9221 | 6221.2794 | -264.0078 | 1745.037
13 | -4816.6218 | -3387.0456 | 8246.5262 | -685.96 | 643.1013
13 | -4889.1792 | -3302.0007 | 7190.6492 | -151.8191 | 1152.3497
13 | -4899.2174 | -3499.2637 | 7166.1373 | 148.1617 | 1084.1822
13 | -4924.4312 | -3263.8345 | 5722.4054 | 658.0061 | 1807.8542
13 | -4939.8791 | -5037.7062 | 2950.017 | 4761.2041 | 2266.3641
13 | -4918.3607 | -3192.7655 | 5828.4202 | 492.671 | 1790.035
13 | -4860.7139 | -2765.9863 | 8452.1549 | 201.2114 | -1026.6661
13 | -4645.9198 | -106.6395 | 9968.0678 | -4311.2037 | -904.3049
13 | -4649.3564 | -229.9186 | 9891.0664 | -4259.6536 | -752.1378
13 | -4883.8191 | 2015.6497 | 7419.0957 | -2049.4365 | -2501.4898
13 | -4833.3333 | 1178.9216 | 7166.6667 | -2948.5294 | -563.7255
13 | -4778.0741 | 389.8519 | 7056.1481 | -3864.3704 | 1196.4444
13 | -4745.5033 | 283.9969 | 7460.777 | -4210.7477 | 1211.4771
13 | -4737.6158 | 121.1509 | 5954.445 | -3671.8994 | 2333.9192
13 | -4833.3333 | 443.0894 | 4892.2764 | -2703.252 | 2201.2195
13 | -4834.4214 | 443.6202 | 4843.6202 | -2678.0415 | 2225.2226
13 | -4740.3076 | 127.3778 | 5891.521 | -3631.8286 | 2353.2375
13 | -4869.0819 | 491.9918 | 3390.8721 | -1885.4205 | 2871.6385
13 | -4820.3957 | 325.4722 | 3887.1609 | -2359.8768 | 2967.6393
13 | -4862.9527 | 63.9491 | 3707.6932 | -1885.7526 | 2977.063
13 | -4848.7144 | -78.0771 | 4321.9229 | -2170.6374 | 2775.506
13 | -4833.3333 | -290.48 | 5055.2918 | -2458.7289 | 2527.2504
13 | -4962.1192 | 2280.0519 | 2199.7578 | 871.0669 | -388.7575
13 | -4867.7196 | 2161.5689 | 1300.1085 | 1102.1226 | 303.9197
13 | -4845.9102 | 2137.7268 | 1116.6187 | 1147.7543 | 443.8104
13 | -4544.492 | 1858.1057 | -1075.1683 | 1668.9231 | 2092.6315
13 | -4840.6487 | 1954.0171 | 935.2074 | 1016.2167 | 935.2074
13 | -4789.4335 | 1486.1065 | 226.2643 | 774.1585 | 2302.9042
13 | -4857.3123 | 2021.5601 | 1113.4175 | 1020.8624 | 701.4722
13 | -4967.0939 | 2132.3773 | 2141.069 | 729.4796 | -35.832
13 | -4957.8048 | 1331.3487 | 1508.4132 | 88.5322 | 2029.5107
13 | -4955.5901 | 1148.4302 | 1377.0025 | -64.284 | 2494.4415
13 | -4981.4815 | -1379.6296 | 2064.8148 | 1722.2222 | 2574.0741
13 | -4983.9555 | -2008.6831 | 2060.0851 | 1892.9289 | 3039.6245
13 | -4983.3402 | -2048.1336 | 2126.5575 | 1850.4763 | 3054.4402
13 | -4983.2606 | -2117.149 | 2072.5238 | 1970.8943 | 3056.9914
13 | -4984.3295 | -2054.1583 | 2060.9706 | 1918.7334 | 3058.7838
13 | -4950.3057 | 1808.1151 | 3704.1318 | -428.9047 | -133.0364
13 | -4955.194 | 1138.4234 | 1408.2048 | -91.6147 | 2500.1805
13 | -4976.4881 | -1778.8638 | 2333.149 | 1377.6759 | 3044.527
13 | -4978.2187 | -2015.9641 | 2559.6993 | 1497.0914 | 2937.3921
13 | 6285.7596 | 2671.5723 | -1813.5976 | -3025.8066 | -4117.9278
13 | 6206.8228 | -2237.6037 | -620.999 | -456.5868 | -2891.6334
13 | 6176.1213 | -4962.5961 | -228.5198 | 746.587 | -1731.5924
13 | 6212.0495 | 2208.4737 | -2469.2008 | -1656.9591 | -4294.3632
13 | -4886.2175 | 1922.5796 | 4471.1408 | 2272.7314 | -3780.2343
13 | -4884.4882 | 1413.1309 | 4003.3066 | 3334.694 | -3866.6433
13 | -4881.3038 | 1180.2875 | 3787.9294 | 3819.3448 | -3906.2579
13 | -4541.0086 | 128.0132 | 2603.093 | 5911.7082 | -4101.8056
13 | -4853.5263 | -3961.2456 | 4775.7045 | 6735.654 | -2696.5865
13 | -4853.8769 | -3935.3846 | 4799.2012 | 6682.401 | -2692.3407
13 | -4904.042 | 1729.8599 | 3494.9085 | 2746.1464 | -3066.8728
13 | -4907.9453 | 1670.1439 | 3191.1868 | 2892.3662 | -2845.7517
13 | -4941.7232 | 1975.5978 | 2459.5142 | 1849.9733 | -1343.3621
13 | -4922.1403 | 1981.8399 | 2222.69 | 1795.2268 | -1077.6164
13 | -4870.2104 | 1969.1277 | 1700.1992 | 1755.2594 | -554.3759
13 | -4290.4038 | 1302.615 | -2242.0902 | 3194.8924 | 2034.9866
13 | -4807.7864 | -3089.5282 | 1208.3678 | 3595.0179 | 3093.9289
13 | -4889.1089 | 453.4653 | 1807.9208 | 2227.7228 | 400
13 | -4876.5072 | -3245.1325 | 1672.4526 | 3503.6445 | 2945.5427
13 | -4878.8321 | 32.1168 | 1437.9562 | 1970.8029 | 1437.9562
13 | -4870.4726 | -1946.6898 | 1300.622 | 2579.8502 | 2936.6902
13 | -4872.758 | -2794.9945 | 1477.0942 | 3107.9851 | 3082.6733
13 | -4896.098 | -2675.4923 | 1584.3432 | 2909.1234 | 3078.1237
13 | -4871.7543 | -2427.0915 | 1321.678 | 2878.367 | 3098.8008
13 | -4923.501 | -115.093 | 2122.674 | 2427.9807 | 487.9394
13 | -4955.642 | -1947.8599 | 2410.1167 | 3064.5914 | 1428.7938
13 | -4959.716 | -3828.8768 | 2438.0526 | 3714.683 | 2635.8572
13 | -4893.2039 | -135.9223 | 1601.9417 | 2077.6699 | 1349.5146
13 | -4963.1534 | -3239.9314 | 2353.8989 | 3336.7609 | 2512.425
13 | -4963.9153 | -3542.1044 | 2356.6677 | 3437.2189 | 2712.1331
13 | -4945.3895 | 2025.9956 | 2419.8727 | 1688.433 | -1188.9117
13 | -4944 | 1416 | 2456 | 2024 | -952
13 | -4852.7071 | -4426.7436 | 4829.6146 | 6953.8149 | -2503.9788
13 | 5869.5931 | -907.154 | -5101.2263 | 4943.7057 | -4804.9184
13 | 5836.6969 | -2405.7729 | -4839.1605 | 5877.5957 | -4469.3592
13 | 5963.2647 | -4476.4213 | -2483.0654 | 4243.606 | -3247.384
13 | 6072.4065 | -6511.0678 | -868.6474 | 2896.8557 | -1589.5471
13 | -4482.7179 | -3385.5447 | 3115.1683 | 8080.3055 | -3327.2111
13 | -4740.4629 | -4318.0058 | 4383.5729 | 7434.722 | -2759.8263
13 | -4851.7865 | -4822.8386 | 4874.6251 | 7140.5071 | -2340.5071
13 | -4852.1555 | -4819.6772 | 4868.3416 | 7138.0347 | -2334.5436
13 | -3916.9567 | -5836.25 | -2170.8303 | 8819.895 | 3104.142
13 | -4017.5311 | -6132.9476 | -1638.5304 | 8578.099 | 3210.9101
13 | 5821.2051 | -5191.5085 | -10219.0495 | 6837.3911 | 2751.9618
13 | 5937.6061 | 26.1166 | -11371.6178 | 3554.1671 | 1853.7281
13 | 5995.191 | 546.0181 | -10842.6553 | 2445.2485 | 1856.1977
13 | 5681.4356 | 541.1341 | -10630.0211 | 2548.5727 | 1858.8787
13 | -4315.422 | 979.6557 | -803.8299 | 4397.2134 | -257.6173
13 | -4143.1921 | 719.0215 | -1863.6609 | 4946.8721 | 340.9595
13 | -4012.3738 | 746.0995 | -3278.3117 | 4736.9199 | 1807.6661
13 | -3489.6722 | 717.6045 | -3847.0935 | 4650.2614 | 1968.8998
13 | -3997.3046 | 745.1934 | -3439.9633 | 4715.3179 | 1976.7567
13 | 2323.0714 | 355.7523 | -8499.7027 | 3934.0627 | 1886.8163
13 | 6343.9403 | 2958.5279 | -2984.1027 | -4086.6177 | -2231.7478
13 | 6435.9169 | 1211.0831 | -5027.1233 | -5213.3587 | 2593.482
13 | 6385.3214 | -1605.0866 | -4233.8004 | -3649.1926 | 3102.7581
13 | 6256.8107 | 2210.5571 | -8067.5582 | -2418.421 | 2018.6114
13 | 5705.0831 | 3134.8599 | 1221.1813 | -7021.9145 | -3039.2098
13 | 5488.9581 | 2009.2786 | 2616.8019 | -7600.639 | -2514.3996
13 | 1200.6901 | 1958.6669 | 5534.9097 | -6512.4235 | -2181.8431
13 | 5569.8682 | 2502.2955 | 2055.5264 | -7471.2302 | -2656.4599
13 | 5566.0888 | 1954.3069 | 2161.2591 | -7153.0368 | -2528.6181
13 | 5595.7351 | -2102.013 | 2359.1062 | -4855.2422 | -997.5861
13 | 5759.0868 | -1933.4486 | 680.5193 | -5115.0677 | 608.9102
13 | 6021.0532 | -2789.899 | -880.2844 | -3358.1606 | 1007.2909
13 | 5633.7938 | -2951.2774 | 1863.9252 | -4734.1761 | 187.7346
13 | 5631.9108 | -2954.8673 | 1870.2623 | -4750.5664 | 203.2605
13 | 5426.0542 | -2956.3664 | 2048.2259 | -4691.4476 | 173.5339
13 | 6050.3093 | -2891.9079 | -1048.2076 | -3149.6797 | 1039.4858
13 | 5572.5723 | -2529.6592 | 2549.8257 | -4735.8813 | -856.8575
13 | 5630.5904 | -2973.6278 | 1894.612 | -4725.1884 | 173.6138
13 | 5951.7856 | -4775.4222 | 834.9635 | -968.0275 | -1043.2994
13 | 6177.3733 | -5752.6885 | -239.779 | 1051.4452 | -1236.351
13 | 6132.3363 | -6152.8352 | -590.3329 | 1918.6322 | -1307.8005
13 | 6077.1316 | -6642.9611 | -2629.4308 | 2969.4954 | 225.7648
13 | -4856.7748 | -6483.6288 | 6253.8728 | 5847.9211 | -761.3904
13 | 6172.1149 | -5764.5919 | -174.952 | 1078.9034 | -1311.4744
13 | 6077.6164 | -6574.9134 | -821.5513 | 2836.4074 | -1517.559
13 | 6076.9344 | -6580.0716 | -833.7563 | 2847.5613 | -1510.6678
13 | 6027.8005 | -6577.9984 | -791.5117 | 2857.6069 | -1515.8972
13 | 1938.978 | -6542.4591 | 1784.4513 | 3980.2388 | -1161.2091
13 | -4856.5057 | -6529.2974 | 6212.6215 | 5945.3223 | -772.1406
13 | 6109.002 | -6355.3313 | -757.3029 | 2357.7066 | -1354.0744
13 | 5630.8201 | -2973.507 | 1892.2383 | -4725.53 | 175.9787
13 | 5655.5831 | -3059.6601 | 1750.0395 | -4549.2408 | 203.2784
13 | 6235.1062 | -5239.3835 | -1390.3065 | -72.2329 | 466.8167
13 | 6068.0145 | -6723.8699 | -3126.6241 | 3141.8397 | 640.6398
13 | 3602.494 | -6805.7361 | -1462.9392 | 4040.6943 | 625.487
13 | 825.4166 | -6837.5461 | 486.496 | 4924.3551 | 601.2784
13 | -4887.8882 | -6760.3603 | 4675.4095 | 6438.2278 | 534.6112
13 | -4864.701 | -6588.5611 | 5814.3953 | 6071.7586 | -432.8918
13 | -4890.7555 | -6550.0566 | 4476.7363 | 6542.0258 | 422.0501
13 | -4897.8819 | -6534.842 | 3940.1581 | 6728.9317 | 763.6341
13 | -4866.3742 | -6530.8518 | 3714.9415 | 6789.3963 | 892.8882
13 | -4898.5566 | -6578.0523 | 3934.3637 | 6723.948 | 818.2971
13 | -4894.7853 | -6667.9032 | 4300.7623 | 6583.4929 | 678.4333
13 | -4898.8826 | -6725.1556 | 3987.2546 | 6728.957 | 907.8266
13 | 6028.1069 | -7026.722 | -3869.192 | 3796.4924 | 1071.3147
13 | 2172.694 | -6857.3983 | -508.822 | 4570.8436 | 622.6826
13 | 5678.1345 | -3066.7625 | 1538.709 | -4542.0353 | 391.9543
13 | 2713.8756 | -3054.989 | 3863.0095 | -3694.9947 | 173.0986
13 | -4778.0121 | -3394.1878 | 8805.3205 | -770.8667 | 137.7462
13 | -4877.7172 | -4188.0132 | 7884.245 | 950.892 | 230.5934
13 | -4786.4863 | -3395.3889 | 8682.8968 | -766.7108 | 265.6893
13 | -4897.1915 | -3218.7241 | 7068.106 | 293.5764 | 754.2332
13 | -4902.4484 | -3328.9331 | 7058.2239 | 444.7619 | 728.3957
13 | 2710.08 | -3055.1972 | 3859.8203 | -3693.4755 | 178.7723
13 | 2690.0112 | -3052.817 | 3883.2339 | -3692.6116 | 172.1835
13 | -4768.9067 | -3324.7751 | 8894.3873 | -921.4704 | 120.7649
13 | -4825.2554 | -3942.652 | 8645.6904 | 415.8266 | -293.6096
13 | -4863.9171 | -4285.724 | 8345.1692 | 1159.337 | -354.8652
13 | -4862.6819 | -4267.2154 | 8386.4253 | 1119.647 | -376.175
13 | 2072.5172 | -2996.0336 | 4351.9209 | -3594.5265 | 166.1221
13 | -3193.7795 | -2877.2548 | 8100.9876 | -2152.6986 | 122.7452
13 | -4740.0687 | -2834.7608 | 9034.0485 | -1624.4583 | 165.2392
13 | -4732.6431 | -2888.8755 | 9165.0499 | -1654.6557 | 111.1245
13 | -4875.8586 | -2739.9289 | 7110.1087 | -323.7521 | 829.431
13 | -4963.438 | -2576.8236 | 3624.6351 | 1918.7531 | 1996.8734
13 | -4962.6754 | -2600.4409 | 3689.5302 | 1902.2703 | 1971.3158
13 | -4966.3861 | -2586.8682 | 3465.1926 | 1941.7087 | 2146.3529
13 | -4968.3117 | -2590.9181 | 3339.3127 | 1977.1826 | 2242.7346
13 | -4967.4235 | -2595.1988 | 3396.0837 | 1933.5692 | 2232.9694
13 | -4968.4896 | -2577.7034 | 3337.8381 | 1963.5137 | 2244.8411
13 | -4732.6546 | -2844.7615 | 9139.7149 | -1717.5373 | 155.2385
13 | -4728.6516 | -2840.8581 | 9194.9508 | -1735.2324 | 109.7913
13 | -546.1252 | -2697.4291 | 941.7948 | 420.5674 | 1881.1921
13 | 5630.8152 | -2972.5136 | 1891.1463 | -4727.663 | 178.2151
13 | 5602.7416 | -2971.9669 | 1914.567 | -4720.5626 | 175.2209
13 | 6011.9768 | 624.5918 | -2200.5825 | -6835.309 | 2399.3228
13 | 6197.181 | 787.2304 | -3615.9266 | -6368.4847 | 3000
13 | 6210.3798 | 798.9225 | -3716.7539 | -6335.1944 | 3042.6459
13 | 6239.1892 | -1116.553 | -1025.5375 | -1037.079 | -3060.0198
13 | 6197.6949 | -4799.4879 | -495.0864 | 589.0579 | -1492.1786
13 | 6448.2597 | 2337.5972 | -5019.6961 | -5454.8134 | 1688.6526
13 | 6432.5601 | 2176.8373 | -6011.554 | -5147.7316 | 2549.8881
13 | 6454.7778 | 1684.7769 | -5273.9254 | -5499.5848 | 2633.9555
13 | 6462.4202 | 1743.8735 | -5362.6453 | -5547.111 | 2703.4627
13 | 6422.0216 | -504.7302 | -4729.2073 | -4298.1842 | 3110.1002
13 | 6414.1552 | -716.5683 | -4586.0899 | -4111.497 | 3000
13 | 6382.469 | -1722.9231 | -4147.2065 | -3512.3393 | 3000
13 | 6340.4556 | -2697.3323 | -3244.8786 | -2363.4117 | 1965.167
13 | 6336.3455 | -2800.6702 | -3169.4596 | -2267.7067 | 1901.491
13 | 6249.3726 | -2665.6485 | -5924.882 | -822.9216 | 3164.0796
13 | 6218.5928 | -2916.873 | -6290.9883 | -236.8595 | 3226.128
13 | 5930.3588 | -5700.0928 | -8842.1739 | 5358.9233 | 3252.9846
13 | 6292.2188 | -3819.9269 | -2351.8392 | -1262.7373 | 1142.2847
13 | 6285.2173 | -2177.9372 | -5752.2671 | -1554.2092 | 3199.1962
13 | 6400.8402 | -1181.781 | -4439.7185 | -3901.9873 | 3122.6466
14 | 6557.6215 | 4097.0276 | -11241.6016 | -1109.8624 | 1696.815
14 | 6297.8571 | 1558.7193 | -13911.5366 | 4380.4623 | 1674.4979
14 | 6255.8813 | -3821.7472 | -12791.7369 | 7752.8019 | 2604.8009
14 | 6286.5496 | -4170.6446 | -12274.0981 | 7428.8915 | 2729.3016
14 | 6406.1191 | -5420.9826 | -9991.2906 | 6111.0557 | 2895.0983
14 | 6485.0975 | -4664.6885 | -4675.1946 | 4449.5092 | -1594.7237
14 | -724.5057 | -4448.9422 | 1727.5777 | 6004.5744 | -2558.7042
14 | -4826.8095 | -4452.389 | 4474.7553 | 7162.9901 | -2358.5469
14 | -4851.4781 | -4560.1054 | 4613.713 | 7107.6295 | -2309.759
14 | -4849.4404 | -4791.3854 | 4875.2897 | 6973.2049 | -2207.6688
14 | 4052.6204 | -5545.0854 | -220.7513 | 4018.9097 | -2305.6933
14 | 6542.2735 | -5276.1263 | -3258.448 | 3826.1189 | -1833.818
14 | -3838.7242 | -5365.7066 | -2677.1029 | 8865.5344 | 3015.9993
14 | 6227.4358 | -953.5627 | -7147.1297 | 6780.9498 | -4907.6932
14 | 6371.5539 | -2744.2484 | -5078.3658 | 5334.3732 | -3883.3128
14 | -4072.6729 | -1887.3576 | 869.1065 | 8963.2267 | -3872.3028
14 | 6266.4095 | -1658.1602 | -6420.3664 | 6499.9262 | -4687.8092
14 | 1047.6475 | -4166.3308 | -8488.4542 | 8812.8059 | 2794.3316
14 | -3456.8361 | -4437.1258 | -4713.3165 | 9720.3048 | 2886.9736
14 | -3650.9431 | -5334.0816 | -3308.9012 | 9347.6282 | 2946.2977
14 | 6293.9653 | -4436.6346 | -11888.4236 | 7441.3811 | 2589.7118
14 | 6344.7927 | -5014.873 | -11030.5249 | 6904.5545 | 2796.0507
14 | 6635.295 | 4874.6279 | -6107.7672 | -2760.8573 | -2641.2984
14 | 6568.188 | 4228.0722 | -4657.1887 | -1347.0904 | -4791.981
14 | 6242.4428 | 1047.2402 | -7489.5732 | 5536.6848 | -5336.7946
14 | 6531.8609 | -2381.4182 | -3377.7755 | 2547.9702 | -3320.6374
14 | 6338.7281 | 5215.754 | -3559.1821 | -3387.5792 | -4607.7209
14 | -4910.4425 | 4753.6526 | 3433.4249 | 898.952 | -4175.587
14 | -4901.1203 | 4092.3081 | 2793.6006 | 2307.5906 | -4292.379
14 | -4152.0254 | 1993.6408 | 287.6474 | 6566.5766 | -4695.8395
14 | -4919.6581 | 3819.8985 | 5637.9138 | -1271.7948 | -3266.3594
14 | -4048.5332 | 3717.6355 | -4271.9909 | 2813.7795 | 1789.1092
14 | -3994.8945 | 3554.4599 | -4492.6751 | 3146.0717 | 1787.038
14 | -3566.1972 | 2419.2273 | -6066.7213 | 5441.5653 | 1772.126
14 | -3459.6234 | -3913.6695 | -4875.4943 | 9385.5733 | 2863.2139
14 | -4630.4404 | -1392.2055 | -425.1815 | 3439.129 | 3008.6984
14 | -4248.1357 | 3900.1177 | -2871.9316 | 2490.6047 | 729.345
14 | -4721.4186 | 4351.2733 | 571.364 | 1685.6509 | -1886.8697
14 | -4928.9325 | 4578.8656 | 2280.3789 | 1270.3625 | -3200.6745
14 | -4914.3297 | 4290.1895 | 2495.7347 | 1885.6735 | -3757.268
14 | -4911.5735 | 4365.5 | 2486.7358 | 1723.5863 | -3664.2486
14 | -4622.0701 | 3965.0063 | -478.7516 | 1671.2484 | -535.4331
14 | -4625.2257 | 3489.1792 | -853.5978 | 1296.4022 | 693.2421
14 | -4805.748 | 3205.2682 | 230.1036 | 564.5915 | 805.7847
14 | -4941.0088 | 4283.594 | 2121.8188 | 1008.9724 | -2473.3764
14 | -4966.9683 | 3617.7214 | 1883.2233 | 360.4062 | -894.3826
14 | -4961.0451 | 3350.5945 | 1648.7972 | 156.0546 | -194.4012
14 | -4922.2188 | 2382.89 | 652.0926 | -524.881 | 2412.1172
14 | -4940.4974 | -1185.0986 | 1344.8526 | 1807.4722 | 2973.2711
14 | -4915.5565 | 3759.9915 | 5776.8844 | -1413.3009 | -3208.0185
14 | -4910.586 | 3708.1282 | 5896.4506 | -1536.484 | -3157.5088
14 | -4825.2874 | 3018.6625 | 7475.8623 | -3183.2305 | -2486.0069
14 | -4808.0601 | 2937.7886 | 7657.3361 | -3379.8358 | -2407.2287
14 | -4776.6124 | 338.6121 | 8609.7774 | -2507.4372 | -1664.3399
14 | -4720.3025 | 1718.7712 | 9002.9319 | -4132.6767 | -1868.7239
14 | -4738.5951 | 290.8501 | 9088.2434 | -3087.2892 | -1553.2093
14 | -4818.4563 | 2915.8945 | 7455.369 | -3299.2589 | -2253.5483
14 | -4891.1151 | 1620.4511 | 7673.3454 | -1905.8921 | -2496.7892
14 | -4860.4908 | 1303.5567 | 7581.4723 | -1837.0554 | -2187.4828
14 | -4860.7355 | -459.7613 | 8025.9723 | -948.0554 | -1757.4201
14 | -4834.5791 | 59.7985 | 7503.7374 | -1992.5252 | -736.4316
14 | -4969.1817 | 3277.3645 | 1873.0074 | 436.7694 | -617.9596
14 | -4919.447 | 3724.9771 | 5702.5819 | -1279.0789 | -3229.0331
14 | -4898.1481 | -918.5919 | 7342.5926 | 403.7404 | -1929.593
14 | -4896.2117 | -1204.1198 | 7456.846 | 488.4094 | -1844.9239
14 | -4895.917 | -1283.3573 | 7393.9098 | 639.6715 | -1854.3071
14 | -4969.4259 | 3275.1672 | 1854.208 | 330.3205 | -490.2698
14 | -4918.9094 | 3729.8158 | 5743.9797 | -1329.898 | -3224.9882
14 | -4910.4143 | 3027.4063 | 6398.0953 | -1537.5139 | -2977.5733
14 | -4896.4597 | 1926.6224 | 7381.4273 | -1803.5964 | -2607.9936
14 | -4898.1481 | 1717.2755 | 7342.5926 | -1611.1111 | -2550.6088
14 | -4892.4731 | 1249.6686 | 7677.4194 | -1645.1613 | -2389.4535
14 | -4881.0773 | -1537.9304 | 8349.7713 | -300.4574 | -1630.3062
14 | -4941.8335 | 574.9198 | 2245.9361 | 2700.4313 | -579.4537
14 | -4912.4601 | -144.7284 | 1849.8403 | 2824.6006 | 382.7476
14 | -4954.4409 | -2014.7262 | 2210.9986 | 3437.6438 | 1320.5246
14 | -4805.6735 | 3196.4634 | 223.402 | 557.4432 | 828.365
14 | -4925.3526 | -1800.1385 | 1420.1929 | 2472.3086 | 2832.9897
14 | -4699.0654 | 1993.9252 | 14.0187 | 2164.0187 | 527.1028
14 | -4699.0654 | -1778.5864 | 14.0187 | 3421.5226 | 3042.1106
14 | -4729.4348 | -2149.9478 | 275.285 | 3537.8662 | 3066.2314
14 | -4655.0021 | 2738.8706 | -307.2763 | 1695.387 | 528.0208
14 | -4550.5064 | 2994.1639 | -1731.5495 | 1087.8108 | 2200.0812
14 | -4755.2702 | 2643.8073 | -522.1766 | 234.0797 | 2399.5598
14 | -4919.5073 | 2317.4614 | 589.8748 | -573.5123 | 2585.6834
14 | -4917.3917 | 2297.9945 | 649.717 | -627.2476 | 2596.9278
14 | -4891.4317 | 2208.407 | 916.2706 | -882.1142 | 2648.8683
14 | -4809.9547 | 491.7483 | 3548.1595 | -2189.903 | 2959.9499
14 | -4903.1534 | 1504.8785 | 1259.101 | -657.8371 | 2797.0109
14 | -4894.6933 | 202.1592 | 1880.6872 | -260.2803 | 3072.1272
14 | -4905.44 | -53.6022 | 1687.393 | 190.0026 | 3081.6466
14 | -4880.6279 | 311.4989 | 2532.3134 | -992.0705 | 3028.8862
14 | -4899.7201 | 2291.5386 | 1685.4476 | -1154.1676 | 2076.9014
14 | -4884.3684 | 2449.6831 | 3147.177 | -1693.7896 | 981.298
14 | -4879.6027 | 1812.2724 | 2963.2091 | -1722.3838 | 1826.5049
14 | -4851.8265 | -193.1259 | 4405.1769 | -1889.0407 | 2528.8163
14 | -4874.9439 | 155.0388 | 3582.4588 | -1750.3367 | 2887.783
14 | -4871.0229 | -60.1307 | 3766.6067 | -1773.8626 | 2938.4095
14 | -4933.0971 | -468.5234 | 1114.0143 | 1227.1746 | 3060.4317
14 | -4935.8495 | -846.4777 | 1207.469 | 1498.7251 | 3076.1331
14 | -4923.1179 | 2169.2354 | 667.0925 | -486.4594 | 2573.2493
14 | -4850.2769 | 1540.4239 | 463.2854 | 446.4965 | 2400.0711
14 | -4917.211 | -1365.0787 | 1243.6283 | 1961.4482 | 3077.2132
14 | -4923.7648 | -1523.8012 | 1335.1479 | 2029.3574 | 3083.0607
14 | -4918.6897 | -1432.0495 | 1263.6508 | 2006.0498 | 3081.0386
14 | -4938.2641 | -796.2928 | 1236.6372 | 1428.2106 | 3069.7091
14 | -4945.1998 | -1249.0156 | 1412.9457 | 1698.4324 | 3082.8372
14 | -4939.3092 | -993.6573 | 1279.5736 | 1574.8726 | 3078.5204
14 | -4868.2109 | -703.2005 | 731.6191 | 1792.3557 | 3047.4365
14 | -4888.126 | -1196.3894 | 961.5212 | 2049.4941 | 3073.5002
14 | -4679.3111 | -1272.0433 | -218.0947 | 3153.9032 | 3015.5459
14 | 6525.4006 | 3782.6978 | -11451.7941 | -429.108 | 1572.8038
14 | 6420.8246 | 2760.9662 | -12493.7599 | 1781.1176 | 1530.8515
14 | 6332.5501 | 1898.3779 | -13402.8477 | 3646.8712 | 1525.0484
14 | 6598.0701 | 4516.5287 | -5174.6167 | -1976.9028 | -3963.0792
14 | 6570.0962 | 4246.9829 | -4576.0533 | -1387.555 | -4853.4708
14 | 6268.111 | 1298.1406 | -7206.7356 | 4994.1266 | -5353.6425
14 | 6449.1856 | 4767.8076 | -3996.2111 | -2463.5657 | -4757.2164
14 | 3744.7441 | 2715.4147 | -10678.4643 | 2664.0913 | 1554.2142
14 | -345.1997 | 2486.5222 | -8083.3163 | 4353.2896 | 1588.7043
14 | -3763.4291 | 2713.4968 | -4608.9965 | 4878.7927 | 780.136
14 | -3756.107 | 2951.1427 | -5193.8038 | 4363.7972 | 1634.9709
14 | -3683.95 | 2760.728 | -5454.7224 | 4748.774 | 1629.1703
14 | -4015.3031 | 3119.8572 | -3136.9813 | 4091.9287 | -59.5015
14 | -4906.533 | 4310.861 | 2587.6624 | 1839.8154 | -3831.8058
14 | 6421.0249 | 1547.3486 | -11896.7265 | 2286.7789 | 1641.5742
14 | 6423.2609 | 2295.0736 | -12266.147 | 1974.4729 | 1573.3396
14 | 6340.007 | 1465.0031 | -13116.6911 | 3742.3847 | 1569.2963
14 | 6615.6645 | 4686.0093 | -5563.4062 | -2347.5526 | -3390.7149
14 | 6413.3879 | 4920.7342 | -3828.7736 | -2779.4428 | -4725.9057
14 | -3155.901 | 4506.4031 | 2103.7 | 912.3177 | -4366.5197
14 | -4902.1796 | 4391.5375 | 2926.8586 | 1668.2311 | -4084.4476
14 | -4898.1873 | 4433.5646 | 3185.775 | 1578.9283 | -4300.0807
14 | -4893.7694 | 4115.7821 | 2877.8405 | 2255.8073 | -4355.6605
14 | -4236.2218 | 2271.4533 | 672.8544 | 5998.8461 | -4706.9321
14 | -4897.71 | 4387.7639 | 3233.4163 | 1558.3087 | -4281.7789
14 | -3921.6354 | 3386.6308 | -4603.2687 | 3483.4367 | 1654.8365
14 | -4015.4001 | 3616.723 | -4369.1903 | 3019.5663 | 1748.301
14 | -4908.1524 | 4333.9774 | 2551.8434 | 1790.542 | -3768.2105
14 | -4913.8881 | 3829.6762 | 2440.1431 | 1731.7127 | -3087.6439
14 | 6566.5775 | 3257.5645 | -10656.4157 | -835.6664 | 1667.9401
14 | 6652.3558 | 1962.4392 | -8685.3826 | -1832.001 | 1902.5885
14 | -4444.0066 | 1600.2752 | -1502.5653 | 2367.1831 | 1979.1136
14 | -4560.007 | 1446.0012 | -955.9553 | 2003.318 | 2066.6431
14 | -4599.4687 | 1389.1269 | -756.2434 | 1867.6343 | 2098.9508
14 | -4881.0808 | 907.2804 | 907.0106 | 693.4955 | 2373.2944
14 | -4956.064 | 751.4287 | 1436.2078 | 306.2058 | 2462.2218
14 | -4875.1423 | 6.8285 | 3725.1451 | -1749.1464 | 2892.3151
14 | -4869.063 | -36.1908 | 3856.6231 | -1868.5498 | 2917.1804
14 | -4863.5468 | -55.227 | 3913.2626 | -1922.7059 | 2928.2172
14 | -4780.875 | -258.529 | 6046.7566 | -3265.8179 | 2258.4653
14 | -3641.956 | -281.9936 | 5774.6535 | -3995.6331 | 2144.9293
14 | -4868.2886 | -84.6587 | 3893.0862 | -1869.4313 | 2929.2924
14 | -4789.9805 | -167.2009 | 6891.7712 | -3564.6946 | 1630.1049
14 | -4794.2895 | -667.1594 | 6798.8369 | -3303.2441 | 1965.8562
14 | -4872.0398 | -142.0912 | 3850.47 | -1767.7614 | 2931.4223
14 | -4968.5999 | -1812.4417 | 1917.8099 | 1964.217 | 2899.0147
14 | -4965.2803 | -2361.1194 | 2173.4169 | 2138.9687 | 3014.0141
14 | -4968.0943 | -2334.1925 | 1956.7384 | 2316.2186 | 3029.3298
14 | -4967.1555 | -2634.5906 | 2029.0271 | 2802.7533 | 2769.9657
14 | -4965.7589 | -2213.8873 | 1960.8616 | 2255.4149 | 2963.3696
14 | -4963.3097 | -2565.6403 | 2012.6186 | 2494.6442 | 3021.6873
14 | -4967.1774 | -2380.1041 | 1964.8246 | 2354.4373 | 3028.0196
14 | -4609.3458 | 1061.9808 | -640.1869 | 2026.0687 | 2161.4832
14 | -4864.6642 | -3075.7321 | 1556.3027 | 3342.7283 | 3041.3654
14 | -4556.4205 | -4192.2444 | 503.0553 | 5160.6393 | 3084.9702
14 | -4688.557 | -1576.33 | -62.6052 | 3301.5617 | 3025.9305
14 | -4804.5637 | -2673.6154 | 995.4115 | 3398.82 | 3083.9476
14 | -4609.3458 | 1454.5629 | -640.1869 | 1895.208 | 1899.7618
14 | -4778.4695 | 1815.7796 | 814.7746 | 1733.3505 | 414.5647
14 | -4887.3167 | 1644.5935 | 1468.2 | 1292.1002 | 482.4231
14 | -4934.3963 | 2019.9213 | 2126.6404 | 1446.7737 | -658.9391
14 | -4970.1563 | 1102.6635 | 1797.9685 | 553.3559 | 1516.1684
14 | -4904.7738 | 1429.1427 | 6832.4169 | -1571.3572 | -1785.4286
14 | -4898.1481 | 1111.1111 | 7342.5926 | -1611.1111 | -1944.4444
14 | -4892.4731 | 838.7097 | 7677.4194 | -1645.1613 | -1978.4946
14 | -4878.8959 | -3180.1551 | 8478.4769 | -43.0463 | -376.3796
14 | -4934.7562 | 401.526 | 2180.8028 | 2184.8944 | 167.5329
14 | -4930.3514 | 293.6102 | 2121.4058 | 2203.5144 | 311.8211
14 | -4936.6467 | 13.1922 | 2175.5637 | 2295.4441 | 452.4467
14 | -4947.4124 | -3562.5864 | 2268.18 | 3484.7317 | 2757.0872
14 | -4809.9499 | 1938.1753 | 1147.5226 | 1737.9142 | -13.6622
14 | -4932.4134 | 2068.4036 | 2152.6753 | 1489.6928 | -778.3583
14 | -4923.2186 | 1960.049 | 2285.5912 | 1843.1107 | -1165.5323
14 | 6722.8682 | 1615.6966 | -7637.3721 | -2804.4566 | 2103.2639
14 | 5949.1852 | 214.1462 | -2824.2225 | -6240.8993 | 2901.7904
14 | 4526.753 | 53.7623 | -1546.3997 | -6011.3924 | 2977.2768
14 | 4445.4232 | 50.944 | -1493.2407 | -5981.0587 | 2977.9321
14 | 4167.524 | 107.8903 | -1368.5883 | -5886.7339 | 2979.908
14 | -717.1744 | 702.3176 | 1584.7656 | -4396.6533 | 2826.7445
14 | -905.5419 | 413.9401 | 2876.0549 | -4789.8849 | 2405.4318
14 | -1702.5148 | 188.4661 | 3802.0178 | -4592.811 | 2304.8419
14 | -3192.5316 | -183.6092 | 5307.5175 | -4131.8114 | 2200.4348
14 | 4154.5805 | 33.9975 | -1075.3279 | -5992.0461 | 2878.796
14 | -1623.0777 | -210.1285 | 4157.8021 | -4601.042 | 2276.4461
14 | -2559.2212 | -246.4332 | 4897.8983 | -4319.1205 | 2226.8765
14 | -3905.4329 | -413.726 | 6088.7989 | -3842.2355 | 2072.5954
14 | -4794.0247 | -679.8481 | 6822.0017 | -3304.8413 | 1956.7123
14 | -4789.6706 | -788.7924 | 7162.7678 | -3364.3166 | 1780.0118
14 | -4792.2225 | -981.4827 | 7376.6675 | -3243.9445 | 1640.9822
14 | -4779.0634 | -1578.4438 | 8023.5812 | -2876.864 | 1210.7899
14 | -4794.2863 | -974.0129 | 7382.859 | -3119.0627 | 1504.503
14 | -4841.2531 | -1619.849 | 6546.561 | -1952.4811 | 1867.0223
14 | -4832.9936 | -2016.305 | 7498.9809 | -2002.0381 | 1352.3558
14 | 5906.9854 | 54.482 | -2546.6312 | -6374.3158 | 2959.4797
14 | 5906.2487 | -19.6359 | -2528.8744 | -6330.3405 | 2972.6021
14 | 5991.6634 | -545.2512 | -2937.1044 | -5509.3078 | 3000
14 | 6100.8568 | -1216.9076 | -3459.0337 | -4459.8922 | 3034.9768
14 | 6243.1207 | -2001.5876 | -4155.3974 | -3151.3289 | 3065.1931
14 | 6213.0495 | -1655.1126 | -4055.838 | -3567.0151 | 3064.9163
14 | 5086.7285 | -439.3909 | -2254.1347 | -5393.2029 | 3000
14 | 6153.217 | -1661.5867 | -3657.6336 | -3833.9967 | 3000
14 | 6288.7969 | -2809.6055 | -4173.1474 | -2216.4876 | 2910.4435
14 | 5621.7502 | -3010.3313 | 833.1344 | -4315.0007 | 870.4475
14 | 6307.4617 | -2901.0004 | -4268.7857 | -2055.5003 | 2917.8247
14 | 5617.4127 | -3050.9952 | 883.719 | -4287.1549 | 837.0184
14 | 5604.5066 | -3155.9652 | 1032.0484 | -4213.6571 | 733.0673
14 | 6599.0471 | -6893.3182 | -4383.2851 | 3462.1445 | 1215.4118
14 | 6582.3603 | -7054.0903 | -4022.5853 | 3813.6908 | 680.6245
14 | 6212.173 | -6626.8629 | -843.0481 | 3028.3393 | -1770.6014
14 | 1324.4739 | -6588.3976 | 2549.7988 | 4381.1215 | -1666.9965
14 | 6184.992 | -6585.1267 | -622.1078 | 2948.3924 | -1926.1499
14 | 6572.6058 | -7151.8391 | -4689.6116 | 4021.0748 | 1247.77
14 | -4787.8994 | -6996.7854 | 3648.5714 | 7027.9944 | 1108.119
14 | -4868.8198 | -6919.0229 | 4235.9652 | 6889.0178 | 662.8596
14 | -4831.6639 | -6582.6943 | 6528.7335 | 6174.4085 | -1288.7839
14 | -4874.7032 | -6901.135 | 4146.1627 | 6851.7891 | 777.8864
14 | 6591.3383 | -7029.7788 | -4141.5633 | 3758.2136 | 821.7903
14 | 6581.1703 | -7013.4566 | -4059.7698 | 3726.782 | 765.2741
14 | 6191.4479 | -6562.8132 | -713.496 | 2898.1152 | -1813.2538
14 | 5577.1634 | -3166.2109 | 1317.3726 | -4181.8185 | 453.4933
14 | 3800.3292 | -3055.923 | 2451.1399 | -3896.9139 | 701.3678
14 | 3270.6038 | -3054.8912 | 2832.1397 | -3743.4908 | 695.6386
14 | 2496.9258 | -3058.1018 | 3382.6642 | -3509.3546 | 687.8664
14 | -4232.1223 | -3346.8082 | 7842.7146 | -916.9758 | 653.1918
14 | -4851.5927 | -3374.7166 | 8251.6292 | -675.4875 | 650.1676
14 | -4856.7837 | -3414.4422 | 8205.366 | -589.268 | 655.128
14 | -4899.1506 | -4185.626 | 7265.406 | 1067.3302 | 752.0404
14 | -4879.0666 | -6765.5212 | 4004.9031 | 6561.7259 | 1077.9588
14 | -4898.1481 | -4167.1435 | 7342.5926 | 1028.0162 | 694.6829
14 | -4884.1588 | -3910.2916 | 8167.965 | 479.9094 | 146.5761
14 | -4875.3402 | -4502.5086 | 7867.1757 | 1743.0898 | -232.4166
14 | -4841.0566 | -5945.9035 | 7125.2414 | 4818.0508 | -1156.3321
14 | -4863.2212 | -4766.9846 | 8145.9127 | 2307.7557 | -823.4626
14 | -4898.1481 | -4194.4094 | 7342.5926 | 1086.3882 | 663.5768
14 | -4863.6382 | -3537.9855 | 8339.0698 | -321.8603 | 384.4142
14 | -4875.5139 | -3851.9111 | 8678.0108 | 356.0216 | -306.6073
14 | -4848.909 | -3354.7927 | 8277.2304 | -718.7361 | 645.2073
14 | -4850.2769 | -3373.4308 | 8275.5899 | -678.4513 | 626.5692
14 | 302.167 | -3009.0304 | 5036.6248 | -2969.0632 | 639.3018
14 | -4430.1031 | -3179.8218 | 8218.0562 | -1214.6612 | 606.5299
14 | -4844.0585 | -3318.8602 | 8323.7132 | -796.7351 | 635.9406
14 | -4846.1145 | -3372.5208 | 8409.3137 | -680.6597 | 489.9813
14 | -4057.8901 | -2909.4113 | 8089.3388 | -1767.4864 | 645.449
14 | 2731.3677 | -3048.6263 | 3361.0568 | -3597.4832 | 553.685
14 | 3331.2825 | -3051.1634 | 2848.3283 | -3768.8773 | 640.4299
14 | 3686.8942 | -3049.6811 | 2541.4422 | -3876.8886 | 698.2332
14 | 2099.2476 | -2962.9349 | 3819.1388 | -3595.1959 | 639.7443
14 | -2744.0859 | -2410.3559 | 7416.8332 | -2924.0549 | 661.6634
14 | -3434.0116 | -2384.6363 | 7904.5427 | -2748.8709 | 662.9761
14 | 5602.2307 | -3325.7519 | 1259.7756 | -3847.9092 | 311.6547
14 | 6577.883 | -7001.813 | -4041.0129 | 3702.9361 | 762.0068
14 | 6114.175 | -6216.6639 | -360.0778 | 2181.8632 | -1719.2965
14 | 6134.5354 | -7006.8742 | -3729.7221 | 3843.9724 | 758.0885
14 | -4873.531 | -6858.1094 | 4342.9927 | 6760.7255 | 627.9222
14 | -4840.7446 | -6550.3591 | 6408.2824 | 6106.9575 | -1124.1362
14 | -4486.5908 | -6550.6317 | 6179.1633 | 6003.672 | -1145.6128
14 | -4605.967 | -6424.7064 | 2339.8506 | 7369.3701 | 1321.4527
14 | -4876.459 | -6804.4991 | 4123.643 | 6844.8008 | 712.5142
14 | -4873.293 | -6462.1213 | 4188.468 | 6880.726 | 266.2202
14 | -4840.8722 | -6531.8068 | 6391.7426 | 6115.7587 | -1134.8222
14 | 5538.6331 | -3357.2517 | 1932.6734 | -3757.3715 | -356.6832
14 | 5820.5633 | -4935.4519 | 1023.9019 | -466.4917 | -1442.5216
14 | 5487.6494 | -2968.7376 | 2518.272 | -3776.4621 | -1260.7217
14 | 1557.0275 | -3100.3215 | 4440.0729 | -3140.1431 | 243.3642
14 | -4830.0407 | -3374.3531 | 8672.9062 | -679.5217 | 211.0094
14 | -4859.8277 | -3602.855 | 8408.2009 | -183.5983 | 238.0801
14 | -4892.2332 | -4193.8615 | 7691.5772 | 1085.9651 | 308.5524
14 | -4893.0009 | -4378.5101 | 7460.9786 | 1479.8668 | 330.6656
14 | -4866.3592 | -4781.3721 | 8073.7373 | 2338.9549 | -764.9608
14 | -4874.9665 | -3882.0541 | 8710.3112 | 420.6224 | -373.913
14 | -4870.9531 | -3892.6981 | 8856.9182 | 443.2832 | -536.5502
14 | -4869.3674 | -3993.2712 | 8810.2831 | 657.8083 | -605.4529
14 | -4870.0157 | -3869.8987 | 8890.4386 | 444.9655 | -595.4897
14 | -1838.3807 | -2913.4964 | 7152.0557 | -2540.6438 | 140.4652
14 | -2942.6214 | -2888.8363 | 7983.9021 | -2268.7493 | 116.3048
14 | -4370.6356 | -2940.4542 | 8943.6763 | -1739.1703 | 106.5838
14 | -4790.523 | -3081.3586 | 9051.2743 | -1315.5229 | 136.1303
14 | -4791.9889 | -3133.0501 | 9146.5516 | -1203.7653 | -17.7474
14 | -4263.2821 | -2857.5162 | 8925.3669 | -1909.6145 | 105.0458
14 | -2498.9852 | -2877.3713 | 7683.6625 | -2423.5004 | 116.1944
14 | -3234.2433 | -2808.5606 | 8245.2356 | -2303.2624 | 100.8307
14 | -4180.3387 | -2781.2458 | 8923.2359 | -2053.5528 | 91.9014
14 | -4338.7678 | -2680.9091 | 9169.78 | -2025.8312 | -124.2719
14 | -4462.3648 | -2503.6991 | 9499.532 | -2018.7646 | -514.7036
14 | -3475.0436 | -2496.9237 | 8840.9904 | -2284.5474 | -584.4757
14 | 6452.3844 | -3340.4718 | -5111.367 | -1055.5769 | 3055.0313
14 | 6678.2977 | -4403.3993 | -6232.6511 | 929.3618 | 3028.3909
14 | 6469.6307 | -6719.0095 | -8205.6479 | 5478.0059 | 2977.0208
14 | -1778.2367 | -6560.6929 | -2532.8588 | 7812.6615 | 3059.1268
14 | -4161.0153 | -6583.3169 | -324.9024 | 8260.5962 | 2808.6384
14 | -4922.6393 | -5008.1448 | 2923.2251 | 4716.7986 | 2290.7605
14 | 861.4308 | -2928.374 | 816.7739 | -1088.4112 | 2338.5805
14 | 473.3297 | -2932.9851 | 1174.9123 | -1013.2947 | 2298.0378
14 | 1855.9752 | -3037.7678 | 3210.5411 | -2990.9808 | 962.2322
14 | -4853.3629 | -2881.4158 | 7574.6 | -958.4055 | 1118.5842
14 | -4853.4755 | -3242.3363 | 8112.716 | -774.5679 | 757.6637
14 | -4846.7731 | -2884.7993 | 7922.7961 | -1154.4078 | 963.1842
14 | -4827.9518 | -2888.0824 | 8220.9649 | -1330.9596 | 826.0289
14 | -4898.702 | -3233.4314 | 5752.0382 | 577.7755 | 1802.3197
14 | -4855.8885 | -3370.7479 | 8181.0144 | -637.9713 | 683.5933
14 | -4928.6141 | -3721.0867 | 4996.7162 | 1718.9656 | 1934.019
14 | -4879.4672 | -2845.5561 | 6165.7428 | -193.2073 | 1752.4878
14 | 5400.0256 | 35.1642 | -2149.765 | -6258.2616 | 2972.8369
14 | 5838.5259 | 339.6921 | -1874.6515 | -6476.1186 | 2172.5521
14 | 6688.4446 | -3431.22 | -6521.0183 | 278.385 | 2985.4086
14 | 6681.45 | 2236.1717 | -6822.5703 | -2441.649 | 346.5974
14 | 6041.6346 | 2949.7461 | -1342.1572 | -3811.332 | -3837.8915
14 | 5421.5652 | 1545.8164 | 2290.5296 | -6786.1118 | -2471.7994
14 | -2731.5908 | 780.4403 | 8372.6465 | -4682.0531 | -1739.4429
14 | 5411.4216 | -290.4202 | 2646.2555 | -5704.3118 | -2062.9451
14 | -2842.9758 | 161.7784 | 8571.1163 | -4295.6717 | -1594.2471
14 | -4226.7075 | 127.5681 | 9513.0566 | -3897.6635 | -1516.2536
14 | -4192.8947 | -146.1515 | 9374.1243 | -3758.0854 | -1276.9926
14 | -4345.4938 | -636.472 | 9627.8662 | -3303.8462 | -1342.0541
14 | -3126.0034 | -729.7449 | 8803.2342 | -3563.8587 | -1383.6272
14 | 5450.0762 | -1896.5334 | 2669.7331 | -4502.178 | -1721.0979
14 | -4881.5427 | 2539.4246 | 5357.3767 | 440.4028 | -3455.6613
14 | -4890.5703 | 1624.7239 | 7516.8827 | -1686.0496 | -2564.9866
14 | -4889.4915 | 1533.1547 | 7732.0267 | -1899.8704 | -2475.8195
14 | -4699.8047 | 642.6656 | 9730.2038 | -4064.6589 | -1608.4057
14 | -4700.1877 | 571.9234 | 9744.5496 | -4023.855 | -1592.4304
14 | -4706.3574 | 405.9026 | 9728.9617 | -3855.5112 | -1572.9957
14 | -4740.9734 | -418.7217 | 9614.431 | -2964.6699 | -1490.066
14 | -4762.1838 | -1100.9224 | 9336.8233 | -2498.1341 | -975.583
14 | -4741.9564 | -925.3819 | 9687.0709 | -2663.0062 | -1356.7264
14 | -4702.2905 | 387.9554 | 9760.4514 | -3894.5027 | -1551.6138
14 | -4713.8056 | -552.6849 | 9826.9968 | -3217.0889 | -1343.4174
14 | -4579.5853 | 442.3661 | 9688.8455 | -3982.2922 | -1569.3341
14 | -4865.2986 | -2153.0798 | 8892.112 | -381.5941 | -1492.1395
14 | -4863.6306 | -2519.4618 | 8720.1871 | 157.0609 | -1494.1555
14 | -4865.1484 | -2236.1493 | 8906.5205 | -336.1249 | -1469.0979
14 | -4896.7688 | 1491.805 | 7374.3171 | -1768.3542 | -2200.999
14 | -4891.1576 | 1509.621 | 7673.4728 | -1897.7397 | -2394.1966
14 | -4782.9859 | -117.7264 | 7348.9578 | -3735.0675 | 1286.8221
14 | -4782.8899 | -117.5243 | 7350.8226 | -3735.8115 | 1285.4031
14 | -4783.022 | -124.1081 | 7349.0659 | -3732.1477 | 1290.2119
14 | -4861.1633 | -3182.8896 | 8193.2445 | 1423.5259 | -1572.7176
14 | -4860.4819 | -3623.9888 | 8208.9153 | 1660.4277 | -1384.8722
14 | 6578.0859 | 1713.2567 | -4625.6018 | -500.5247 | -3165.2161
14 | 6378.546 | 1993.5268 | -3035.0573 | -1123.2856 | -4213.7299
14 | 6540.4501 | 1273.0422 | -3805.9432 | 331.1646 | -4338.7137
14 | 6505.7168 | -5046.4723 | -2582.6612 | 4055.3386 | -2931.9218
14 | 6212.8292 | -6396.4637 | -754.5391 | 3078.4215 | -2140.2479
14 | 6181.1705 | -6396.9096 | -732.8313 | 3087.0321 | -2138.4617
14 | 6212.5525 | -6397.5598 | -752.907 | 3077.2913 | -2139.377
14 | 6298.9004 | -1156.0871 | -5888.2723 | 5470.9118 | -4725.4529
14 | -4866.6293 | 1722.8497 | 4094.7386 | 2812.2577 | -3763.2168
14 | -4860.442 | 1275.7042 | 3678.1919 | 3743.181 | -3836.635
14 | -4383.0092 | -105.1602 | 2091.0521 | 6480.6473 | -4083.53
14 | 6430.8535 | 474.8654 | -11173.296 | 2511.198 | 1756.3791
14 | -3927.8772 | 674.1007 | -3512.8694 | 4885.2043 | 1881.4416
14 | -3843.8953 | 491.0301 | -3831.5098 | 5312.9694 | 1871.4056
14 | 6407.2606 | 282.9316 | -11427.8391 | 2990.5487 | 1747.0982
14 | 2746.349 | 80.7629 | -9105.9084 | 4501.0525 | 1777.744
14 | -3998.5234 | 459.6841 | -2183.9426 | 5557.5002 | 165.2816
14 | 6353.9822 | -248.2728 | -11972.1455 | 4121.9254 | 1744.5107
14 | 6316.5016 | -5052.5507 | -10972.264 | 7133.1246 | 2575.1885
14 | 6387.3967 | -5859.0885 | -9775.6507 | 6384.3486 | 2862.994
14 | -3739.4084 | -5717.8628 | -2663.608 | 9179.7502 | 2941.129
14 | -3786.3278 | -5850.7112 | -2424.0917 | 9071.8514 | 2989.2793
14 | -4017.8015 | -6413.5517 | -1189.882 | 8553.7496 | 3067.4856
14 | 6289.8392 | -2364.1668 | -5681.5057 | 6222.1959 | -4466.3626
14 | -4317.159 | -3325.7839 | 2573.5725 | 8469.4933 | -3400.1229
14 | -4824.847 | -5052.5741 | 5000.9108 | 7257.5662 | -2381.0559
14 | -4826.1847 | -5897.1582 | 6022.9969 | 6594.9006 | -1894.5545
14 | 6435.9508 | 537.7076 | -10555.0987 | 2396.9449 | 1184.4954
14 | -4381.0129 | 1012.2039 | 77.1979 | 4397.2414 | -1105.6303
14 | -4877.0622 | 1566.4951 | 3299.6633 | 3195.168 | -3184.2642
14 | 6750.5216 | 3148.4473 | -8374.5704 | -3770.199 | 2245.8005
14 | 6724.7016 | -637.0696 | -7537.2322 | -1457.8665 | 2907.4667
14 | 6705.4337 | -2483.1384 | -6989.6525 | -221.7284 | 2989.0857
14 | 6704.3318 | -2499.9731 | -6998.011 | -195.4059 | 2989.0582
14 | 6704.9839 | -2500.7949 | -6978.8774 | -205.5906 | 2980.2791
14 | 6625.1254 | -2524.8257 | -6379.5283 | -456.8234 | 2736.052
14 | -89.2359 | -2609.2424 | -1681.8294 | 1690.1539 | 2690.1539
14 | 5939.862 | -367.9374 | -2234.4548 | -4980.0366 | 1642.5668
14 | 50.9686 | -64.7947 | 2524.1746 | -3923.0157 | 1412.6673
14 | -4863.8106 | -913.0515 | 4631.5175 | -629.1558 | 1774.5004
14 | -4943.9023 | -2320.9945 | 2305.9802 | 2477.5657 | 2481.3509
14 | -4959.5141 | -2602.7093 | 1938.1164 | 3086.7789 | 2537.3281
14 | -4965.965 | -2747.5893 | 2120.6964 | 3352.7441 | 2240.1137
14 | -4954.4047 | -2624.2448 | 1905.1214 | 3131.5493 | 2541.9787
14 | -4964.5076 | -2784.8323 | 2136.7564 | 3423.802 | 2188.7815
14 | -4862.3617 | -2932.0319 | 1418.8467 | 3765.9808 | 2609.5661
14 | -4957.2815 | -2958.222 | 2235.4361 | 3751.4462 | 1928.6212
14 | -4963.4771 | -2850.4386 | 2048.6692 | 3282.5991 | 2482.6474
14 | -4965.977 | -2872.6436 | 2119.7701 | 3378.7355 | 2340.115
14 | 5882.3874 | -445.964 | -1627.0078 | -4880.1271 | 1070.7115
14 | 6603.4703 | -3930.8199 | -4769.4853 | 2128.9136 | -32.0785
14 | -4763.7499 | -4159.4325 | 2668.8053 | 5997.8353 | 256.5418
14 | -4899.6516 | -4007.5744 | 3551.6581 | 5668.5055 | -312.9376
14 | -4869.9038 | -3561.7509 | 5818.7043 | 4576.6904 | -1963.7399
14 | 6283.3405 | -3481.1717 | -2217.7123 | 1129.7939 | -1714.2504
14 | 1958.766 | -3383.1626 | 1562.1346 | 2152.2737 | -2290.0117
14 | -801.7924 | -3449.6106 | 3312.4157 | 3118.4033 | -2179.416
14 | -4861.4309 | -3959.4093 | 5254.2191 | 5738.2336 | -2171.6125
14 | -4853.3394 | -4402.4565 | 4569.1524 | 7025.1257 | -2338.4822
14 | 3390.7743 | -3942.6849 | 850.5164 | 1932.9471 | -2231.5529
14 | 6124.8079 | -4891.9207 | -630.071 | 1487.2735 | -2090.0897
14 | -2.8764 | -67.1921 | 2603.493 | -3907.6323 | 1374.2078
14 | -4857.1224 | -833.2714 | 5269.7856 | -869.6924 | 1290.3006
14 | -4939.8251 | -2394.7764 | 4133.4688 | 2392.1406 | 808.9921
14 | -4918.0207 | -3686.1825 | 3133.2955 | 5062.8231 | 408.0846
14 | -4898.1481 | -1750.1332 | 7342.5926 | 819.5111 | -1513.8223
14 | -4895.4989 | -1706.5832 | 7498.8961 | 718.2597 | -1615.0736
14 | -4895.1146 | -1802.7944 | 7412.3637 | 918.6463 | -1633.101
14 | -4832.6831 | -479.9992 | 7610.2457 | -1779.5085 | -518.0549
14 | -4857.5692 | -995.4177 | 8112.393 | -775.2139 | -1484.1922
14 | -4875.6534 | -3339.7346 | 8669.7838 | 339.5676 | -793.9634
14 | -4777.3994 | -308.39 | 8677.1745 | -2231.0999 | -1360.2853
14 | -4753.4286 | -644.163 | 9015.3205 | -2472.0219 | -1145.7071
14 | -3696.8307 | -139.5604 | 8072.1857 | -2902.9969 | -1332.7976
14 | -3785.1967 | -143.3085 | 8189.4192 | -2873.8008 | -1387.1132
14 | -3718.0168 | -144.5706 | 8145.2382 | -2891.3933 | -1391.2575
14 | 5574.7281 | -758.6257 | 1610.313 | -4406.6331 | -2019.7822
14 | 5858.1552 | -2019.8964 | 260.8106 | -1860.4922 | -2238.5772
14 | 5974.8338 | -3392.4403 | -89.7076 | -308.3996 | -2184.2863
14 | 3855.1236 | -647.3987 | 2841.3855 | -4123.1865 | -1925.924
14 | 5563.4876 | -1002.0532 | 1734.3421 | -4334.3165 | -1961.4599
14 | 5909.6132 | -653.8324 | -1907.6489 | -4866.173 | 1518.0412
14 | 6292.6519 | -2666.5549 | -3919.9934 | -1673.8696 | 1967.7661
14 | 3.1384 | -80.8749 | 2582.3288 | -3907.4359 | 1402.8436
14 | -4857.5853 | -1002.3698 | 5063.7211 | -823.6499 | 1619.8839
14 | -4821.6619 | -1483.0374 | 7508.191 | -1983.618 | 780.1263
14 | -4787.0196 | -1598.8868 | 8108.9739 | -2291.1674 | 568.0999
14 | -4760.7874 | -2601.6504 | 9164.5973 | -1955.9524 | 153.7929
14 | -4751.5361 | -2522.1509 | 9450.7104 | -1955.7708 | -221.2526
14 | -4744.632 | -2414.6619 | 9654.6524 | -1968.7595 | -526.599
14 | -4767.0301 | -2753.3651 | 9542.7663 | -1509.2969 | -513.0743
14 | -4790.2705 | -3109.5131 | 9168.1479 | -1228.8107 | -39.5536
14 | -2932.2866 | -1042.0422 | 6125.3102 | -2989.1208 | 838.1394
14 | 6695.9739 | -2610.4497 | -7069.1115 | -4.3513 | 2987.9386
14 | 6701.7446 | -2616.0201 | -6902.2249 | -95.34 | 2911.8403
14 | 6696.4998 | -2780.8046 | -6779.8326 | 72.2814 | 2791.8561
14 | 6565.4792 | -4058.57 | -8302.9706 | 2840.2484 | 2955.8131
14 | 6473.6586 | -4966.7852 | -9220.6639 | 4786.441 | 2927.3496
14 | 6605.0427 | -3933.2879 | -4781.4866 | 2134.6997 | -24.9679
14 | 6557.9802 | -4171.3753 | -3781.1894 | 3018.5091 | -1623.9247
14 | -782.6762 | -5074.5183 | -4304.6846 | 7159.5753 | 3002.3037
14 | -3994.1669 | -5098.6994 | -2025.8284 | 8150.4422 | 2968.2524
14 | -3934.3243 | -5194.8639 | -2302.024 | 8401.7013 | 3029.5109
14 | 6477.5243 | -5111.0942 | -9098.1291 | 4795.7774 | 2935.9216
14 | 6432.972 | -5764.2615 | -9443.6571 | 5846.3362 | 2928.6105
14 | 6530.83 | -6486.8368 | -6339.1963 | 4617.4312 | 1677.7719
14 | 6455.1271 | -6168.6393 | -8924.0333 | 5688.5036 | 2949.0419
14 | -3868.6287 | -5461.0665 | -2497.9667 | 8801.8923 | 3025.7695
14 | -3966.0616 | -5997.7762 | -1717.8352 | 8627.3988 | 3054.2742
14 | 6656.473 | -4508.7769 | -5683.7644 | 1586.7018 | 1949.3664
14 | 6552.0927 | -5751.0638 | -6635.349 | 3904.0259 | 1930.2943
14 | 6570.8582 | -6208.0293 | -5693.8369 | 3827.5684 | 1503.4394
14 | -4412.0686 | -5740.7871 | 780.1611 | 7412.7929 | 1959.9017
14 | 6605.0741 | -3940.5971 | -4780.777 | 2137.845 | -21.545
14 | 6655.154 | -2626.1474 | -6554.3392 | -246.0163 | 2771.3489
14 | -63.3635 | -2613.5542 | -1706.9438 | 1691.9308 | 2691.9308
14 | -1755.7029 | -2629.6587 | -510.3244 | 2221.2636 | 2674.4224
14 | -3052.2877 | -2688.2092 | 347.9709 | 2725.5332 | 2666.9929
14 | -4558.7063 | -3672.6106 | 185.2478 | 5269.035 | 2777.034
14 | -4887.0171 | -3082.6433 | 1635.9722 | 3790.0767 | 2543.6115
14 | -4957.0815 | -3397.3794 | 2249.0363 | 3836.5997 | 2268.825
14 | -4955.2364 | -3520.074 | 2255.452 | 3788.7943 | 2431.0642
14 | -4959.3293 | -2820.9467 | 2198.8927 | 3131.3391 | 2450.0442
14 | -4964.1472 | -2893.9793 | 2069.2736 | 3316.0971 | 2472.7558
14 | -4965.9323 | -2986.8786 | 2123.2124 | 3400.5853 | 2429.0132
14 | -4965.9851 | -2990.642 | 2119.1445 | 3374.7647 | 2462.7179
14 | -2085.0797 | -2605.2965 | -236.2834 | 2264.7494 | 2661.9101
14 | -3231.4122 | -2581.5732 | 630.301 | 2547.7847 | 2634.8997
14 | -4947.7899 | -2567.1772 | 2418.0886 | 2670.4046 | 2426.4739
14 | -939.3353 | -2677.0797 | 13.2795 | 1296.5073 | 2306.6282
14 | -154.9296 | -2634.8903 | -1233.9991 | 1472.3482 | 2551.4708
14 | -154.9296 | -2711.181 | -852.5456 | 1014.604 | 2704.0522
14 | 6308.2721 | -2747.3281 | -3999.2852 | -1539.4004 | 1977.7416
14 | 782.6347 | -2724.5467 | -247.5886 | 196.5635 | 1992.9371
14 | -477.2236 | -2727.0389 | 601.483 | 606.4975 | 1996.282
14 | -4937.453 | -2920.6402 | 3455.3919 | 2397.4561 | 2005.2452
14 | -4951.8074 | -3229.6764 | 3210.8275 | 2970.1867 | 2000.4696
14 | -4942.9856 | -3991.2343 | 2578.2902 | 4367.3473 | 1988.5823
14 | -4898.1481 | -4160.2986 | 7342.5926 | 1286.6797 | 429.1745
14 | 886.692 | -2878.9635 | 2309.9769 | -1438.7418 | 1121.0365
14 | -4875.5091 | -3212.6173 | 7018.2948 | 282.4488 | 787.3827
14 | -4854.183 | -3335.6227 | 8279.6127 | -440.7746 | 350.9676
14 | -4855.5825 | -3362.7916 | 8193.7219 | -612.5562 | 637.2084
14 | 2901.1925 | -3004.9714 | 3161.4493 | -3440.575 | 382.9045
14 | -4885.6104 | -2720.5672 | 5796.1333 | 530.6116 | 1279.4328
14 | -4843.7462 | -2799.2418 | 8037.7273 | -924.5453 | 529.806
14 | -4775.7124 | -2838.6414 | 9094.1056 | -1645.3291 | 165.5772
14 | -4924.25 | -2623.5089 | 3696.3838 | 1868.4322 | 1982.9429
14 | 3473.7981 | -2996.9986 | 2659.303 | -3556.0456 | 419.943
14 | 711.4927 | -2589.8789 | -3039.0975 | 1872.1435 | 3045.3401
14 | 101.5115 | -2592.9449 | -2469.4907 | 1980.462 | 2980.462
14 | -1914.7204 | -2624.5875 | -621.2693 | 2388.6124 | 2771.9648
14 | -2259.9725 | -2597.4401 | -275.4481 | 2398.9531 | 2733.9076
14 | -673.76 | -2754.62 | 50.1111 | 805.096 | 2573.1728
14 | -4160.5531 | -4496.0612 | -1512.7715 | 7121.6214 | 3047.7644
14 | 6704.5861 | -2628.5102 | -6933.4827 | -135.2693 | 2992.6761
14 | 6705.3125 | -2502.0908 | -6982.5389 | -210.282 | 2989.5993
14 | 6575.6503 | 2831.6628 | -7286.6813 | -4546.9188 | 2426.287
14 | -510.5609 | 2032.6689 | -920.8789 | -3403.5711 | 2802.342
14 | -626.034 | 899.3442 | 898.221 | -4174.5385 | 3003.0074
14 | 6162.8412 | 1269.7882 | -4571.2153 | -5852.0318 | 2990.6177
14 | 6192.0911 | 1089.7931 | -4711.0122 | -5570.8721 | 3000
14 | 4317.4633 | 1309.0892 | -3296.1987 | -5330.3538 | 3000
14 | 2012.8427 | 1358.2073 | -1703.9368 | -4678.8173 | 3011.7041
14 | -1677.0676 | 592.3722 | 282.0981 | -2272.6753 | 3075.2725
14 | -1839.4006 | 568.3354 | 364.8369 | -2169.8034 | 3076.0318
14 | -1732.3732 | 580.6067 | 312.7544 | -2236.7569 | 3075.769
14 | -123.0863 | 932.8511 | 484.9082 | -4309.0807 | 3014.4077
14 | -1720.1905 | 583.524 | 311.2063 | -2250.3618 | 3075.8219
14 | 2030.0073 | 1354.5967 | -1690.9523 | -4693.6517 | 3000
14 | -2308.2149 | 407.2142 | 789.6108 | -1888.6101 | 3000
14 | -4882.8847 | -363.8669 | 2914.0454 | -331.5257 | 2664.232
14 | -4844.6477 | -537.5207 | 5033.6017 | -1932.1137 | 2280.6804
14 | -4820.9931 | -1428.4172 | 7462.9793 | -2074.0415 | 860.4725
14 | 2761.4737 | 1201.0955 | -1130.8029 | -5328.1092 | 2496.3428
14 | -168.145 | 915.1752 | 568.9391 | -4315.9693 | 3000
14 | 1670.1787 | 588.1549 | -289.9088 | -4968.4249 | 3000
14 | 6197.8762 | 1054.2089 | -4738.6639 | -5515.2743 | 3001.8531
14 | 6271.57 | 540.5941 | -5065.488 | -4746.6761 | 3000
14 | 5544.5783 | -2512.7711 | -6228.6747 | 196.8675 | 3000
14 | 294.4047 | -2575.3878 | -2635.4366 | 1916.4197 | 3000
14 | 27.5595 | -2581.2273 | -2390.0991 | 1971.8834 | 2971.8834
14 | 724.4358 | -2568.3409 | -3032.8278 | 1831.2826 | 3045.4503
14 | 6659.4652 | -2541.15 | -6660.1021 | -458.213 | 3000
14 | 6089.4174 | 1204.213 | -4001.7974 | -6039.4616 | 2747.6286
14 | 5716.3397 | 3806.5736 | 87.091 | -6373.4847 | -3236.5196
14 | -2097.8238 | 2826.502 | 6497.0506 | -4931.1627 | -2294.566
14 | -2037.5704 | 2810.2911 | 6476.3628 | -4960.9434 | -2288.1401
14 | -3525.6121 | 483.0804 | 8001.396 | -3290.6251 | -1668.2393
14 | -3695.0973 | 52.8233 | 8126.3627 | -3009.402 | -1474.6868
14 | -2098.2986 | 2791.2755 | 6537.3644 | -4951.266 | -2279.0754
14 | -3137.7501 | 2305.1926 | 7584.1113 | -4661.9579 | -2089.5958
14 | -3628.1861 | 465.682 | 8104.1925 | -3285.6141 | -1656.0744
14 | 5596.9059 | 3256.0737 | 832.5632 | -6771.8522 | -2913.6906
14 | 5544.0419 | 2835.1903 | 1306.689 | -6886.9905 | -2798.9307
14 | 6745.462 | 2377.9053 | -7997.6944 | -3302.7109 | 2177.038
14 | 6715.4255 | -2025.8226 | -7023.6109 | -612.7525 | 2946.7605
14 | 6700.6197 | -3444.3704 | -6602.8422 | 337.115 | 3009.4778
14 | 6631.9088 | -5603.149 | -4999.4278 | 2533.0569 | 1437.6111
14 | 6593.3017 | -6943.5898 | -4173.0538 | 3706.9808 | 816.361
14 | 6591.8024 | -6996.8121 | -4141.6402 | 3752.0256 | 794.6243
14 | 6602.7344 | -5944.3927 | -4364.0481 | 3177.7625 | 527.944
14 | 6124.7795 | -5273.0661 | -554.2411 | 1686.0729 | -1983.5451
14 | 6640.3874 | 3952.0027 | -5930.6053 | -2382.2961 | -2279.4886
14 | 6597.1555 | 3733.2945 | -5011.7277 | -1570.4248 | -3748.2976
14 | 6566.6075 | 3375.9831 | -4346.4306 | -895.3628 | -4700.7971
14 | 6521.5172 | -4827.9059 | -2758.3863 | 3939.2981 | -2874.5231
14 | 6570.3878 | -6108.033 | -3676.532 | 3785.2151 | -571.0379
14 | 6337.7675 | -5849.3118 | -1682.5248 | 3289.6596 | -2095.5905
14 | 6280.5733 | -6001.0662 | -1262.361 | 3148.195 | -2165.3411
14 | 6218.9737 | -5550.7682 | -1006.2519 | 2472.7068 | -2134.6603
14 | 6521.0467 | -4763.5078 | -2809.5996 | 3914.7454 | -2862.6847
14 | 6366.0502 | -5544.4918 | -1788.0049 | 3420.743 | -2454.2965
14 | 6306.2551 | -5834.4528 | -1407.1882 | 3237.9133 | -2302.5274
14 | 6261.1088 | -5488.1784 | -1221.2313 | 2734.0476 | -2285.7466
14 | 6282.7577 | 521.4661 | -6793.4161 | 5144.454 | -5155.2618
14 | 6435.1938 | 3960.7829 | -3720.7213 | -2075.9047 | -4599.3508
14 | 6307.4633 | 4323.3068 | -3078.9055 | -3095.0024 | -4456.8621
14 | 5521.5323 | 2543.8416 | 1525.4843 | -6865.5025 | -2725.3557
14 | 5498.8042 | -1570.4715 | 2322.5318 | -4441.5971 | -1809.2675
14 | 6274.2196 | 1524.2352 | -5066.0539 | -5395.8133 | 2663.4124
14 | 6042.3419 | 646.9196 | -3540.7582 | -6128.9041 | 2980.4008
14 | 5940.8518 | 206.0375 | -2799.6609 | -6320.4738 | 2973.2453
14 | 6103.4438 | 270.9179 | -3832.7877 | -5541.5739 | 3000
14 | 6216.3683 | -423.6891 | -4372.5514 | -4456.2997 | 3036.1719
14 | 6535.5697 | -2648.388 | -5788.1749 | -1127.1523 | 3028.1455
14 | 6410.9093 | -2743.9204 | -5003.1788 | -1717.1216 | 3053.3115
14 | 6553.138 | -2750.4652 | -5870.8405 | -958.7016 | 3026.8693
14 | 5924.9357 | -2887.0165 | -1180.1375 | -2990.3405 | 1132.5588
14 | 5651.7692 | -2983.3733 | 771.0936 | -3988.8508 | 549.3614
14 | 6423.4347 | -2842.7947 | -5055.8001 | -1577.7544 | 3052.9145
14 | 6526.1075 | -2649.6886 | -5717.8681 | -1158.5508 | 3000
14 | 6365.1085 | -2766.6337 | -4692.4507 | -1906.0241 | 3000
14 | 6012.1321 | 619.9391 | -3306.4745 | -6206.021 | 2880.4243
14 | 5737.3902 | -2268.1936 | -59.7624 | -4259.7952 | 850.3609
14 | 5910.0829 | -2835.061 | -1094.5152 | -3096.5493 | 1116.0427
14 | 5657.0023 | -2943.0335 | 719.9352 | -4004.6639 | 570.7599
14 | 5510.5167 | -2498.7559 | 2327.4958 | -3910.6323 | -1428.6243
14 | 5615.7589 | 2271.2764 | 584.2185 | -6795.4489 | -1675.8048
15 | 6798.3649 | 3966.9389 | -10210.5036 | -1215.1637 | 660.3636
15 | 6781.7722 | 3820.4006 | -11151.1699 | -908.898 | 1457.8951
15 | 6498.6987 | 1421.7911 | -13630.446 | 4290.6982 | 1419.258
15 | -4050.4785 | 3404.2342 | -4041.6531 | 3159.2402 | 1528.6572
15 | -4828.1078 | 4163.2481 | 1613.8223 | 1828.9913 | -2777.954
15 | -4938.4171 | 4287.1842 | 2522.1656 | 1606.8383 | -3477.771
15 | -4944.227 | 4119.6427 | 2422.8399 | 1459.0472 | -3057.3027
15 | -4755.0845 | 2926.4943 | 36.2567 | 1073.2805 | 719.053
15 | -4745.5015 | 2383.2853 | -417.1262 | 638.4647 | 2140.8777
15 | -4993.0224 | 2600.1853 | 1780.1335 | -13.2586 | 625.9621
15 | -4965.4826 | 2037.4836 | 1164.76 | -404.0264 | 2167.2654
15 | -4951.8531 | 1971.1713 | 1006.327 | -414.9082 | 2389.2629
15 | -4919.873 | 1926.7694 | 2671.4171 | -1324.9225 | 1646.6091
15 | -4904.198 | 1798.2472 | 1531.9409 | -921.7514 | 2495.7613
15 | -4928.6447 | 27.7445 | 2382.1813 | -357.3129 | 2876.0318
15 | -4933.1356 | -108.7278 | 2627.15 | -367.9094 | 2782.6229
15 | -4903.306 | 1522.6292 | 3318.1717 | -1643.6852 | 1706.1903
15 | -4882.8996 | 1285.5778 | 2315.8817 | -1312.4271 | 2593.8671
15 | -4897.5775 | 1394.8735 | 3550.626 | -1755.471 | 1707.5489
15 | -4900.0262 | 1251.1129 | 3498.5598 | -1698.5075 | 1848.861
15 | -4880.4935 | 420.973 | 3421.695 | -1660.7081 | 2698.5335
15 | -4901.4726 | 23.7102 | 3787.2584 | -1616.0635 | 2706.5675
15 | -4892.4989 | -282.3878 | 4210.9715 | -1789.2456 | 2753.1608
15 | -4906.5202 | -188.8914 | 3631.676 | -1328.3503 | 2792.0859
15 | -4841.1539 | 394.2799 | 3676.5035 | -1994.1957 | 2764.5661
15 | -4835.559 | 290.474 | 3834.6134 | -2073.9966 | 2784.4682
15 | -4826.2642 | 38.6287 | 6616.8903 | -3177.7017 | 1348.4469
15 | -4799.3844 | -422.172 | 6173.0303 | -3097.2386 | 2145.7648
15 | -4901.1547 | 1299.0762 | 3436.4896 | -1634.1801 | 1799.7691
15 | -4878.3542 | 330.0556 | 3110.8987 | -1354.1902 | 2791.5901
15 | -4884.6875 | 160.0406 | 3117.0153 | -1222.1608 | 2829.7924
15 | -4915.5703 | -178.862 | 3240.9486 | -812.4941 | 2665.9777
15 | -4968.364 | 1429.1605 | 1186.7816 | -140.7438 | 2493.1656
15 | -4942.3962 | -66.8483 | 2317.5412 | -187.3962 | 2879.0996
15 | -4967.4183 | 1754.14 | 1179.5543 | -352.4841 | 2386.2081
15 | -4906.1076 | 3068.3683 | 6740.2005 | -1994.5305 | -2907.9307
15 | -4885.7143 | 2828.5714 | 6828.5714 | -2342.8571 | -2428.5714
15 | -4853.8013 | 2392.7938 | 6780.7019 | -2867.7711 | -1451.9233
15 | -4825.8967 | 175.7986 | 6738.845 | -3203.8751 | 1115.1282
15 | -4952 | 2112 | 2344 | 2072 | -1576
15 | -4881.8898 | 814.9606 | 1385.8268 | 2177.1654 | 503.937
15 | -4881.8898 | -283.1961 | 836.7484 | 1628.087 | 2700.2505
15 | -4913.6387 | -1455.6512 | 1230.7687 | 2212.6008 | 2925.9204
15 | -4952 | 824 | 2383.0303 | 2657.4545 | -912.4848
15 | -4912.4601 | -144.7284 | 1849.8403 | 2824.6006 | 382.7476
15 | -4964.8649 | -2479.0541 | 2300.6757 | 3589.8649 | 1553.3784
15 | -4997.6572 | 510.738 | 1745.0215 | 780.5545 | 1961.3432
15 | -4986.4827 | 84.9923 | 1482.7949 | 687.8067 | 2730.8889
15 | -4998.6656 | -892.4556 | 1715.292 | 1269.462 | 2906.3672
15 | -5000 | -750 | 1750 | 1250 | 2750
15 | -5000.3865 | -964.3349 | 1751.0144 | 1330.3333 | 2883.3736
15 | -5000 | -947.2372 | 1742.6949 | 1315.7457 | 2888.7966
15 | -5000 | -974.4681 | 1774.9409 | 1324.8227 | 2874.7045
15 | -5000 | -843.4164 | 1743.7722 | 1231.3167 | 2868.3274
15 | -5000.2854 | -951.637 | 1747.8592 | 1300.6566 | 2903.4066
15 | -5000 | -940.5388 | 1741.8972 | 1294.6885 | 2903.9531
15 | -5000 | -955.4394 | 1763.2716 | 1289.8147 | 2902.3531
15 | -4948.9907 | 2620.5793 | 2302.8723 | 1512.2618 | -1486.7228
15 | -4881.8898 | 1599.7209 | 1385.8268 | 1392.4051 | 503.937
15 | -4881.8898 | 843.1745 | 972.6897 | 909.5402 | 2156.4854
15 | -4995.2255 | 1040.8356 | 1687.959 | 137.6288 | 2128.8022
15 | -4992.3438 | 945.2791 | 1620.3351 | 99.4744 | 2327.2553
15 | -4995.4133 | 838.5006 | 1681.6066 | 155.0062 | 2320.2999
15 | -4931.6925 | 4134.1303 | 2647.6438 | 1935.6135 | -3785.6952
15 | -4930.5858 | 4174.0684 | 2646.4585 | 1849.4584 | -3739.3995
15 | -3636.0053 | 2304.5742 | -5558.8406 | 5383.2378 | 1507.0338
15 | -4106.1711 | 3331.6155 | -3780.5052 | 2982.9632 | 1572.0975
15 | -4642.498 | 3442.0513 | -348.0128 | 1801.9872 | -253.5277
15 | -4644.6647 | 3095.539 | -625.1893 | 1524.8107 | 649.5043
15 | -4578.9585 | 2662.9461 | -1397.2375 | 1340.4772 | 1972.7728
15 | -4699.0654 | 1993.9252 | 14.0187 | 2164.0187 | 527.1028
15 | -4699.0654 | -1343.9383 | 14.0187 | 3276.6399 | 2752.3452
15 | -4756.07 | -2276.5887 | 504.4255 | 3573.5516 | 2954.6816
15 | -4666.6985 | 2541.1281 | -221.9899 | 1819.7833 | 527.7771
15 | -4621.3622 | 1262.8882 | -552.5676 | 2019.1814 | 1891.8602
15 | 6577.8185 | 2143.2802 | -6100.2779 | 2824.6297 | -5445.4505
15 | 6435.5759 | 939.4262 | -7154.4323 | 5437.0352 | -5657.605
15 | 6398.2101 | -686.3431 | -6866.9562 | 6450.6722 | -5295.583
15 | 6381.1439 | -3618.3268 | -12528.557 | 7460.9935 | 2304.7465
15 | -4148.3074 | -1661.1378 | 1313.8202 | 8692.7406 | -4197.1156
15 | -4520.9454 | -2949.9736 | 3085.9718 | 7802.1924 | -3417.2452
15 | -3523.8896 | -4271.4359 | -4337.2337 | 9476.5484 | 2656.0108
15 | 6426.165 | -1398.095 | -6141.6813 | 6174.3426 | -5060.7313
15 | 6409.6449 | -4236.2637 | -11622.1273 | 7152.3365 | 2296.4096
15 | 6505.794 | -2365.2477 | -4953.6385 | 5122.1591 | -4309.0669
15 | 6572.3927 | -4945.8755 | -6351.3746 | 4685.0876 | 39.7698
15 | 6512.1997 | -5445.4097 | -9832.4061 | 5788.1076 | 2977.5085
15 | 6276.9839 | -4627.3624 | -3906.1568 | 4075.444 | -1818.9087
15 | 1244.7734 | -4477.022 | 555.5143 | 5160.6468 | -2483.9125
15 | 5978.8616 | -5455.1008 | -1624.388 | 3298.6671 | -2198.0399
15 | 6454.8674 | -2608.1052 | -4632.5641 | 4948.8723 | -4163.0704
15 | 6107.0588 | -2454.9248 | -2741.0146 | 2659.3621 | -3570.4815
15 | 3856.9185 | -3266.964 | -2122.2923 | 5177.4438 | -3645.1059
15 | 6267.0582 | -3584.2178 | -3384.4053 | 4337.3337 | -3635.7688
15 | 5929.3688 | 4952.6976 | -2993.3513 | -2984.6016 | -4904.1135
15 | -4915.8482 | 4471.4258 | 3703.311 | 1221.2662 | -4480.1548
15 | -4913.9244 | 3844.7212 | 3104.4111 | 2558.9735 | -4594.1814
15 | -4223.4874 | 1908.3127 | 802.2899 | 6491.6689 | -4978.7842
15 | -4882.8243 | -1833.7763 | 4269.6014 | 5687.4938 | -3240.4945
15 | -4902.5328 | 3133.663 | 6865.7305 | -1981.3261 | -3115.5346
15 | -4837.5949 | 2810.3193 | 7598.4809 | -2785.887 | -2785.3183
15 | -4792.1406 | 2600.6002 | 8072.0299 | -3309.3684 | -2571.1211
15 | -4783.1 | 2549.5282 | 8153.8783 | -3418.5915 | -2501.715
15 | -4781.911 | 864.9089 | 8393.1509 | -2721.3167 | -1754.8321
15 | -4761.7085 | 2200.8766 | 8467.8758 | -3605.8792 | -2301.1647
15 | -4820.5928 | 2349.5841 | 7870.5158 | -2790.9956 | -2608.5116
15 | -4786.4023 | 412.4507 | 8417.5631 | -2464.3954 | -1579.2161
15 | -4787.5383 | 2033.7453 | 8399.3867 | -3196.0484 | -2449.5453
15 | -4744.6486 | 1227.4122 | 9085.6222 | -3538.0513 | -2030.3346
15 | -4749.0029 | 634.9908 | 9015.9536 | -3458.201 | -1443.7406
15 | -4894.0176 | 1616.4504 | 7276.2649 | -1280.7734 | -2717.9243
15 | 5234.6383 | 3375.9612 | 1097.9755 | -6408.4678 | -3300.1072
15 | -1529.3628 | 2715.4707 | 6128.2245 | -4646.1823 | -2668.1501
15 | -2262.152 | 2660.3026 | 6634.3625 | -4416.1119 | -2616.4012
15 | -1543.9012 | 2601.1724 | 6160.0628 | -4576.5604 | -2640.7737
15 | -917.542 | 1378.5882 | 6634.7101 | -4737.1269 | -2358.6294
15 | 5227.7371 | 1724.2838 | 1410.6477 | -5443.7566 | -2918.912
15 | 6772.7527 | 3756.1007 | -9606.7204 | -746.2558 | -175.8771
15 | 6740.8681 | 3474.777 | -11378.8913 | -157.801 | 1321.0472
15 | 1913.4721 | 3277.4479 | -8219.3114 | 1680.5374 | 1347.854
15 | -3956.6384 | 3173.6775 | -4276.502 | 3624.7392 | 1434.7236
15 | 6744.7765 | 3524.8512 | -9074.5701 | -233.8306 | -961.227
15 | 6579.6931 | 2159.5829 | -6027.9158 | 2790.0909 | -5501.4512
15 | 6464.2785 | 1182.772 | -6884.862 | 4909.7816 | -5671.9701
15 | 6695.1547 | 3094.0984 | -10886.1431 | 680.2108 | 416.6792
15 | 6643.8494 | 2652.8479 | -12207.9783 | 1624.2352 | 1287.0458
15 | 6538.0616 | 1756.4462 | -13136.392 | 3567.3868 | 1274.4973
15 | 301.4801 | 2304.8257 | -8161.3858 | 4228.7648 | 1326.3153
15 | 6688.3061 | 3029.5026 | -11824.9446 | 807.6495 | 1299.4863
15 | 938.544 | 3212.199 | -7608.7475 | 2105.989 | 1352.0154
15 | -3861.511 | 2931.3459 | -4565.3874 | 4114.4104 | 1381.1421
15 | -3750.193 | 2637.0549 | -4966.6588 | 4709.5515 | 1370.2454
15 | -3293.5757 | 3561.6266 | -1375.2191 | 2644.1116 | -1536.9434
15 | -4404.3626 | 3493.8189 | -687.6906 | 3114.695 | -1516.4607
15 | -3846.1307 | 2584.6921 | -3947.2911 | 4863.7514 | 344.9783
15 | -4507.3703 | 3448.7599 | -1.2639 | 2906.17 | -1846.2957
15 | -4121.1063 | 2136.3918 | -3057.1453 | 3504.3828 | 1537.4769
15 | 6698.3977 | 2629.5447 | -10291.9697 | 743.6509 | 220.3763
15 | 6633.6395 | 2121.0571 | -12010.6592 | 1923.0941 | 1332.8685
15 | 6538.8522 | 1303.4512 | -12833.2399 | 3667.7887 | 1323.1479
15 | 6689.6623 | 2525.1351 | -11482.7618 | 911.704 | 1356.2604
15 | 6192.7767 | 4423.0502 | -4804.6719 | -1946.8413 | -3864.3137
15 | 6005.8967 | 4647.3615 | -3272.6897 | -2354.1261 | -5026.4425
15 | -4909.0032 | 4154.9306 | 3460.9361 | 1896.0145 | -4602.8779
15 | -4908.1784 | 3872.1442 | 3190.2533 | 2499.6309 | -4653.8499
15 | -4305.3691 | 2179.4709 | 1175.4214 | 5937.4889 | -4987.0121
15 | -2172.6239 | 3769.2822 | -1326.0685 | 1880.5697 | -2151.1595
15 | -4817.9312 | 3956.7021 | 2173.135 | 2277.8921 | -3589.798
15 | -4919.5305 | 4060.6713 | 2896.5702 | 2093.5528 | -4131.2638
15 | -4856.9771 | 3571.5316 | 2373.3708 | 2198.6142 | -3286.5396
15 | -4922.5151 | 3568.3972 | 2827.187 | 2078.3111 | -3551.3801
15 | -4939.4416 | 1889.8863 | 2437.6551 | 1884.0129 | -1272.1128
15 | -4360.8967 | 1477.6609 | -1701.3292 | 2903.2052 | 1681.3598
15 | 5970.9756 | 4413.6397 | -3011.7853 | -2444.5432 | -4928.2869
15 | -4900.3425 | 3575.8843 | 4053.0376 | 1633.0208 | -4361.6003
15 | 6785.8922 | 3142.354 | -9814.1293 | -806.3372 | 692.2203
15 | 6802.9148 | 2844.3648 | -10153.3082 | -1008.4563 | 1514.4849
15 | 6663.1953 | -4969.9033 | -7882.3651 | 3215.5527 | 2973.5205
15 | 6600.896 | -6351.6221 | -6764.6502 | 4573.3453 | 1942.031
15 | 6770.1401 | 3013.91 | -10676.0992 | -518.2548 | 1410.3039
15 | 6792.2951 | 2581.9683 | -10014.2979 | -853.9117 | 1493.9462
15 | 6577.4255 | 1713.5442 | -8530.5183 | -1421.9499 | 1661.4984
15 | 5653.9589 | 2713.665 | -894.643 | -3342.5966 | -4130.3844
15 | 5060.8617 | 1367.5921 | 2598.1567 | -6265.5796 | -2761.0309
15 | 5577.9637 | -73.2836 | -2302.8275 | -5938.5143 | 2736.6617
15 | 3417.0091 | -249.0423 | -589.0076 | -5386.4176 | 2807.4585
15 | 683.6917 | -372.1295 | 1879.2318 | -4718.8134 | 2528.0194
15 | 338.3865 | -387.1785 | 2192.5661 | -4634.6288 | 2490.8546
15 | 217.3359 | -392.1137 | 2289.2233 | -4598.1142 | 2483.6687
15 | -4832.3576 | -889.0136 | 6633.4117 | -2890.8187 | 1978.7782
15 | -4833.7771 | -987.3486 | 6739.9335 | -2828.2311 | 1909.4233
15 | -4838.9715 | -1115.6831 | 6758.4573 | -2676.3699 | 1872.5673
15 | -4885.7143 | -2210.299 | 6828.5714 | -1329.9003 | 1597.3422
15 | -4880.2366 | -2212.5761 | 6916.2151 | -1380.2668 | 1556.8643
15 | -4816.316 | -2098.6604 | 7938.9441 | -1817.1716 | 793.2039
15 | -4833.972 | -997.3171 | 6750.958 | -2819.0036 | 1899.3347
15 | -4841.4858 | -975.7009 | 6762.2288 | -2390.4414 | 1445.3993
15 | -4923.9119 | -2630.0049 | 6124.4168 | -387.8493 | 1817.3494
15 | -4914.1082 | -2771.9459 | 6705.531 | -546.4121 | 1526.9351
15 | 5574.0913 | -489.3114 | -2202.9647 | -5693.4219 | 2811.6067
15 | 5809.265 | -1942.2372 | -3321.5424 | -3428.2178 | 2882.7324
15 | 5913.3772 | -2816.6085 | -3723.132 | -2192.3377 | 2818.701
15 | 5339.6069 | -2890.8239 | 471.4987 | -4069.9875 | 1149.7059
15 | 5954.8526 | -3021.0914 | -3934.4017 | -1833.4239 | 2834.0644
15 | 5330.3882 | -2974.5781 | 575.0664 | -4012.3455 | 1081.469
15 | 5259.0538 | -3537.3074 | 1363.8478 | -3615.8178 | 530.2236
15 | 6221.0621 | -7114.6661 | -3894.2885 | 3724.2041 | 1063.6884
15 | 5792.7066 | -6626.1267 | -339.6139 | 2846.3042 | -1673.2701
15 | -4847.2154 | -6611.7357 | 6587.4707 | 5932.053 | -1060.5726
15 | 1216.2897 | -7043.5798 | -204.1721 | 5043.5798 | 987.8824
15 | -4884.8782 | -5457.9601 | 6207.6655 | 3457.9601 | 677.2127
15 | -4890.9899 | -6954.872 | 4312.0146 | 6649.5734 | 884.274
15 | 660.0835 | -6893.2469 | 848.6743 | 4893.2469 | 491.2422
15 | -4878.1023 | -5454.0606 | 6659.0419 | 3454.0606 | 219.0604
15 | -4883.5321 | -6813.2459 | 4945.7014 | 6352.1006 | 398.976
15 | 5236.6196 | -3545.298 | 1586.9072 | -3589.1182 | 310.8894
15 | 5790.7842 | -6617.7401 | -330.4668 | 2828.9571 | -1671.5344
15 | 2277.4746 | -3375.3305 | 3714.9211 | -3084.7092 | 467.644
15 | -2119.4387 | -3538.0386 | 6669.448 | -1445.8004 | 433.8297
15 | -4880.8063 | -4498.5719 | 7429.3349 | 1412.4695 | 537.5738
15 | -4861.4791 | -4814.3716 | 7925.1033 | 2092.6522 | -341.9048
15 | -4850.4631 | -5639.1673 | 7505.4927 | 3856.0085 | -871.8708
15 | -682.4282 | -3091.373 | 5889.6775 | -2640.8898 | 525.0136
15 | -1429.0076 | -3065.8407 | 6416.451 | -2451.7005 | 530.0978
15 | -993.8192 | -3311.5399 | 6437.7413 | -2255.1431 | 122.7608
15 | -2003.2282 | -3316.9306 | 7206.7399 | -1946.2937 | 59.7127
15 | 5255.8494 | -3712.4167 | 1586.8493 | -3235.447 | 105.1649
15 | 6129.8421 | -6970.3373 | -3181.5762 | 3450.038 | 572.0333
15 | 6126.8413 | -6966.8695 | -3156.7242 | 3443.7897 | 552.9626
15 | 5800.98 | -6594.1279 | -453.7952 | 2773.5741 | -1526.6311
15 | -2169.7336 | -6581.6386 | 4729.7035 | 5081.4556 | -1059.787
15 | -4854.4056 | -6578.427 | 6478.976 | 5860.9756 | -907.119
15 | 5193.8644 | -3741.7167 | 2211.0915 | -3146.0441 | -517.195
15 | 5344.3644 | -4600.3082 | 1716.9357 | -1350.6902 | -1110.3017
15 | 5744.7628 | -6343.1501 | -192.5884 | 2253.8922 | -1462.9165
15 | -1163.5687 | -3368.5677 | 6759.0775 | -2079.88 | -147.0611
15 | -2192.8291 | -3353.9973 | 7474.5407 | -1809.0538 | -118.6606
15 | -3421.2084 | -3918.1729 | 8063.906 | -239.8402 | -484.6845
15 | -2469.0824 | -3179.4209 | 7898.9245 | -1756.8892 | -493.532
15 | -1129.126 | -3364.0757 | 6619.7616 | -2101.2801 | -25.2797
15 | -2254.1289 | -3350.0731 | 7446.336 | -1800.4967 | -41.6374
15 | -4873.1303 | -4258.7274 | 8174.4729 | 905.4507 | 51.934
15 | -4861.0764 | -4440.9076 | 8505.8476 | 1298.2252 | -502.0889
15 | -4856.9324 | -4697.5513 | 8328.5734 | 1846.046 | -620.1357
15 | 3605.8447 | -2942.2719 | 2014.2821 | -3663.5727 | 985.7179
15 | 1064.483 | -2925.0229 | 657.3559 | -1139.4601 | 2342.6441
15 | -4921.6258 | -2997.4052 | 5997.1673 | 136.4585 | 1785.4052
15 | -638.0632 | -2992.5801 | 5723.8543 | -2717.3481 | 624.1371
15 | -1350.4695 | -3000 | 6269.1389 | -2516.1547 | 597.4853
15 | -4918.8233 | -3000 | 6193.2165 | 27.2464 | 1698.3604
15 | -4908.1544 | -3011.6543 | 6937.8339 | -385.0366 | 1367.0115
15 | -4902.3653 | -3013.0938 | 7029.9006 | -439.1469 | 1324.7054
15 | -4905.0335 | -3115.3191 | 7058.1387 | -309.2405 | 1271.4544
15 | -4908.0671 | -3000 | 6947.5889 | -344.5705 | 1305.0488
15 | -4885.1684 | -3000 | 7315.8395 | -538.4725 | 1107.8013
15 | -1547.8251 | -3002.4388 | 6420.7113 | -2460.1696 | 589.7221
15 | -1658.1531 | -3000 | 6502.5805 | -2412.7304 | 568.303
15 | 6071.9094 | -3400.2272 | -4601.2626 | -1004.0992 | 2933.6797
15 | 6628.0437 | -5944.7009 | -7411.467 | 3780.4655 | 2947.6587
15 | 6588.568 | -6820.1754 | -6703.2287 | 4640.8142 | 2294.0219
15 | 6610.2281 | -6111.7246 | -7559.0363 | 4111.7246 | 2948.8083
15 | 6579.3989 | -6779.6912 | -7038.1882 | 4779.6912 | 2458.7893
15 | 2805.4927 | -4843.6021 | -3762.3946 | 2843.6021 | 2956.9019
15 | -4926.4905 | -3688.2932 | 4980.484 | 1688.2932 | 1946.0065
15 | -4936.2422 | -5006.9014 | 3000.4402 | 4678.9279 | 2263.7755
15 | 6551.8223 | -6656.9971 | -8044.0283 | 5197.137 | 2952.0662
15 | -1173.0306 | -6504.9351 | -2666.164 | 7362.188 | 2981.9418
15 | -4242.7433 | -6518.581 | 92.482 | 7974.0867 | 2694.7555
15 | -4892.6202 | -6942.3634 | 4208.4524 | 6691.8787 | 934.6526
15 | 3615.7264 | -284.1124 | -734.6786 | -5407.1041 | 2810.1688
15 | 2459.1501 | -331.6779 | 306.2663 | -5127.4722 | 2693.7337
15 | 3595.2519 | -2917.4701 | 1995.0165 | -3677.7818 | 1004.9835
15 | 1095.0393 | -2893.2398 | 656.0655 | -1201.7995 | 2343.9345
15 | -4921.6264 | -2996.3234 | 5998.0621 | 134.5361 | 1785.3516
15 | -636.7482 | -2989.3468 | 5719.0227 | -2719.7803 | 626.8525
15 | -439.1628 | 830.5263 | 6688.4123 | -4832.6092 | -2247.1665
15 | -655.235 | 807.1482 | 6842.199 | -4775.6083 | -2218.5039
15 | -3226.5114 | 595.0104 | 8560.2235 | -3961.693 | -1967.0296
15 | 5055.6447 | 118.98 | 2834.5262 | -5536.2906 | -2472.8603
15 | 5064.857 | -691.6702 | 2863.3766 | -5075.1986 | -2161.3647
15 | -773.5171 | -546.3973 | 6984.8733 | -3978.7191 | -1686.2398
15 | -2258.2811 | -636.4115 | 7975.3951 | -3527.0879 | -1553.6146
15 | -4881.6096 | 2288.1348 | 5511.3172 | 843.5291 | -3761.3715
15 | -4871.1316 | 1235.4362 | 7999.856 | -1676.6221 | -2687.5385
15 | -4769.2912 | 728.3443 | 9149.0101 | -2938.3946 | -2169.6686
15 | -4768.5345 | 723.6407 | 9156.5883 | -2948.417 | -2163.2775
15 | -4735.4517 | 811.7313 | 9348.2316 | -3509.6813 | -1914.8298
15 | -4863.0324 | -207.6453 | 8390.3317 | -1010.2985 | -2309.3555
15 | -4859.2437 | -2179.7492 | 8659.4616 | -179.7812 | -1440.6875
15 | -4855.6064 | -3733.2255 | 8374.0896 | 1263.2614 | -1048.5192
15 | -4404.2961 | 1329.8933 | -1444.8164 | 2809.3654 | 1709.8537
15 | -4935.8084 | 1823.7508 | 2392.469 | 1884.2307 | -1164.6421
15 | -4940.0008 | 1828.2431 | 2426.807 | 1875.6172 | -1190.6666
15 | -4946.6667 | 1636.0181 | 2312.8479 | 1706.0524 | -708.2517
15 | -4899.5006 | 1262.1047 | 1653.1348 | 1550.1387 | 434.1224
15 | -4893.6651 | 600.1346 | 1141.9772 | 1003.9678 | 2147.5854
15 | -4986.0332 | 411.737 | 1791.6585 | 521.4698 | 2261.1679
15 | -4980.9019 | 180.5298 | 2525.7066 | -127.9023 | 2402.568
15 | -4907.1293 | 577.9198 | 6735.7729 | -1809.5906 | -596.9728
15 | -4885.7143 | 326.1084 | 6828.5714 | -2175.3695 | -93.5961
15 | -4827.9997 | -461.9942 | 6741.9996 | -3124.6749 | 1672.6693
15 | -4833.6601 | -973.6892 | 6750.4902 | -2835.2413 | 1892.1004
15 | -4790.47 | 289.9812 | 8352.48 | -3052.2737 | -799.7175
15 | -4809.1203 | -279.6977 | 7293.81 | -3195.1552 | 990.1631
15 | -4895.068 | -381.8859 | 4272.1286 | -1742.9441 | 2747.7694
15 | -4876.3805 | -436.3803 | 4861.3577 | -2117.2152 | 2568.6183
15 | -4828.0168 | -477.0362 | 6695.0413 | -3119.3016 | 1729.3133
15 | -4809.3834 | -576.3947 | 6367.5063 | -3089.191 | 2107.4628
15 | -4832.3074 | -885.3066 | 6630.4324 | -2893.1093 | 1980.2908
15 | -4967.1082 | -1438.89 | 3501.0842 | 122.2346 | 2782.6794
15 | -4946.6667 | 693.3333 | 2341.4141 | 2134.5455 | -222.6263
15 | -4930.3514 | 293.6102 | 2121.4058 | 2203.5144 | 311.8211
15 | -4951.9751 | -669.5946 | 2307.4324 | 2519.2827 | 794.8545
15 | -4970.3698 | -2232.4918 | 2093.9219 | 2416.1407 | 2692.799
15 | -4965.0908 | -3095.2574 | 2224.2118 | 2997.8648 | 2838.2716
15 | -4973.1658 | -2628.914 | 2093.2398 | 2654.6378 | 2854.2022
15 | -4958.2325 | -3604.0389 | 2361.2645 | 3495.8972 | 2705.1097
15 | -4821.8542 | 1380.9758 | 1188.0105 | 1867.6517 | 385.2163
15 | -4649.4263 | 1010.2631 | -295.377 | 2033.4843 | 1901.0559
15 | -4915.9943 | -3351.0515 | 1997.8921 | 3421.9205 | 2847.2332
15 | -4939.7269 | 1824.5075 | 2431.8408 | 1887.87 | -1204.4914
15 | 6756.4568 | 1237.2213 | -9498.641 | -101.7283 | 1606.6912
15 | 6693.2238 | 938.0634 | -8309.0111 | 1000.5967 | -322.8728
15 | 6670.8477 | 954.4561 | -8109.7691 | 980.3728 | -495.9075
15 | 5911.5578 | 1975.4186 | -2191.7005 | -1265.4937 | -4429.7822
15 | 6519.8945 | -750.0573 | -5091.4934 | 4239.2285 | -4917.5723
15 | 6486.2564 | -2855.7097 | -4555.9696 | 5312.2612 | -4386.8383
15 | 6084.57 | -4771.2593 | -2023.4801 | 3945.4541 | -3235.2846
15 | 6457.3567 | -1293.1799 | -5548.9933 | 5391.2483 | -5006.4319
15 | 6438.5538 | -2111.2856 | -5404.3321 | 5901.3221 | -4824.2582
15 | -4390.1909 | -3112.1661 | 2995.3639 | 8203.3888 | -3696.3956
15 | -4751.3398 | -4361.2647 | 4712.8767 | 7340.2979 | -2940.5701
15 | -4849.1138 | -4793.7235 | 5124.8526 | 7092.6287 | -2574.6441
15 | -3811.8006 | -5530.0522 | -2239.1359 | 8929.42 | 2651.5688
15 | -4095.4158 | -6340.734 | -794.6392 | 8276.9096 | 2953.8795
15 | 6422.5822 | -4855.2268 | -10702.8265 | 6846.8465 | 2288.6246
15 | -4880.5272 | 1715.3654 | 4638.0856 | 2510.6596 | -3983.5835
15 | -4878.334 | 1017.7714 | 3996.4202 | 3965.6058 | -4101.4633
15 | -4451.1114 | -219.7397 | 2580.8565 | 6419.7983 | -4329.8037
15 | -4850.55 | -4055.256 | 5037.372 | 6760.5474 | -2892.1134
15 | 6690.0856 | 918.7294 | -8250.1941 | 1056.4267 | -415.0476
15 | 6577.8886 | 37.748 | -11227.9142 | 3099.874 | 1512.4037
15 | 3483.7426 | -130.083 | -9254.472 | 4369.4192 | 1531.3932
15 | -4084.4857 | 302.3596 | -1489.5127 | 5550.2162 | -278.5774
15 | 6526.3329 | -406.9558 | -11675.3237 | 4048.8301 | 1507.1166
15 | -4838.8266 | 1401.9595 | 2966.6535 | 3255.8945 | -2785.6809
15 | -4902.1034 | 1471.9047 | 3380.6395 | 3105.316 | -3055.7568
15 | 6678.7858 | 765.4936 | -10277.1691 | 1278.3572 | 1554.5326
15 | -4209.0057 | 978.8395 | -2203.1109 | 3764.3434 | 1668.9337
15 | -3911.705 | 329.7133 | -3327.688 | 5281.9439 | 1627.7358
15 | 6735.9285 | 2905.9733 | -8874.139 | 64.6687 | -832.4315
15 | 6566.4678 | 1244.3487 | -5728.9949 | 3233.8104 | -5315.6321
15 | 6504.6804 | -2623.3698 | -4745.3305 | 5204.7856 | -4340.7658
15 | 6202.2256 | -4065.7068 | -2838.4609 | 4175.6311 | -3473.6891
15 | 6467.0541 | 380.9691 | -6456.2638 | 5065.1291 | -5456.8885
15 | 6694.8535 | 1098.3138 | -8319.0852 | 955.6486 | -429.7307
15 | 5963.8727 | 3944.1011 | -2856.5707 | -2218.9573 | -4832.4459
15 | 5914.2304 | 4086.3698 | -2606.6126 | -2619.2392 | -4774.7484
15 | 5159.2534 | 2372.8999 | 1839.5113 | -6340.0208 | -3031.6438
15 | 5698.591 | 870.0657 | -3272.2179 | -5998.8915 | 2702.4526
15 | 5693.0367 | 273.3378 | -3128.9801 | -5647.3441 | 2809.9498
15 | 5405.868 | -2667.7499 | 146.3854 | -3659.1542 | 774.6508
15 | 5447.5032 | -2803.9853 | -100.6446 | -3380.1127 | 837.2393
15 | 5387.679 | -2817.5591 | 319.3618 | -3602.853 | 713.3713
15 | 4036.2936 | -2842.294 | 1505.8741 | -3325.9649 | 626.0912
15 | 5196.2806 | -2872.2416 | 2249.4942 | -3334.4139 | -1239.1193
15 | 5163.5786 | -3524.5533 | 2532.8191 | -3151.6485 | -1020.196
15 | -1307.8414 | -3176.2124 | 7118.4674 | -2064.806 | -569.6076
15 | 6175.889 | -2709.7708 | -5425.6141 | -996.4872 | 2955.9831
15 | 6217.0408 | -2929.9728 | -5627.6495 | -621.9586 | 2962.5401
15 | 5467.631 | -2874.153 | -215.9076 | -3236.8483 | 859.2779
15 | 6339.7755 | -6182.744 | -4951.3593 | 3491.8358 | 1302.4921
15 | 5757.6732 | -5400.0329 | -414.3288 | 1770.0637 | -1713.3752
15 | 6132.2244 | -6966.4658 | -3199.6448 | 3455.5587 | 578.3275
15 | 5379.3617 | -2880.0884 | 398.8905 | -3578.3802 | 680.2164
15 | 4038.5348 | -2857.8747 | 1521.9946 | -3320.7219 | 618.0671
15 | -1095.6637 | -2936.0018 | 6034.6109 | -2271.6866 | 268.7412
15 | -3549.381 | -2964.4115 | 7914.5539 | -1593.4416 | 192.6802
15 | 6602.3297 | -4692.78 | -7574.5545 | 2692.78 | 2972.2248
15 | 6533.7797 | -6405.8465 | -6251.8122 | 4405.8465 | 1718.0325
15 | 6464.4887 | -6461.3709 | -5722.2038 | 4233.0253 | 1486.0607
15 | 5917.9857 | -5872.1249 | -1198.5773 | 3105.191 | -1952.4745
15 | 6521.3687 | -6371.6432 | -6168.585 | 4371.6432 | 1647.2163
15 | 6594.0929 | -6610.5717 | -6730.8357 | 4610.5717 | 2136.7428
15 | 6642.1393 | -5554.0659 | -7600.2688 | 3554.0659 | 2958.1295
15 | 6055.2394 | -2996.639 | -4601.5849 | -1397.5516 | 2940.5362
15 | 6021.7158 | -2779.4619 | -4446.3916 | -1730.904 | 2935.0416
15 | 5153.1833 | 920.1437 | 2114.5265 | -5491.4953 | -2696.3582
15 | 6817.2072 | 3637.093 | -10585.9426 | -1438.8903 | 1570.5327
15 | 6680.3751 | -4015.6862 | -8361.9306 | 2697.8257 | 2999.416
15 | 6669.5275 | -4256.2738 | -8167.3119 | 2934.2472 | 2819.811
15 | 6629.8915 | -4673.846 | -7433.1258 | 3682.7243 | 1794.356
15 | 6572.8199 | -5073.5369 | -9145.2673 | 4710.0613 | 2935.9231
15 | 6555.2188 | -5184.1371 | -9401.2079 | 5023.7289 | 3006.3973
15 | 441.1757 | -5409.8437 | -5477.6587 | 7414.3633 | 3031.9634
15 | -3942.4341 | -5357.2219 | -2143.3588 | 8530.0308 | 2912.984
15 | -4870.3936 | -4495.5993 | 4558.3909 | 6917.0125 | -2109.4105
15 | -4877.2311 | -4530.7279 | 4595.3739 | 6901.2084 | -2088.6233
15 | -3892.3156 | -5324.5399 | -2460.7821 | 8628.9145 | 3048.723
15 | -3962.2678 | -5651.3824 | -1920.5048 | 8501.5494 | 3032.6055
15 | 6520.9932 | -5592.7624 | -9615.5737 | 5682.0505 | 3005.2924
15 | 6542.8555 | -6093.3872 | -8881.6466 | 5451.9452 | 2980.2331
15 | -4081.3868 | -5134.4138 | -1500.1836 | 7948.3665 | 2767.6178
15 | -4916.8184 | -4114.7797 | 3596.1412 | 5611.5742 | -176.1174
15 | -4877.6748 | -4481.6279 | 4583.2721 | 6878.2059 | -2102.1754
15 | 6622.4977 | -5567.1473 | -7243.4924 | 4026.1987 | 2161.9433
15 | 6599.91 | -6246.853 | -6784.8151 | 4563.1758 | 1868.5823
15 | 5913.3333 | 2021.1563 | -4953.8644 | -5523.4932 | 2542.868
15 | 5593.2708 | 2376.6516 | -2301.0689 | -6181.6338 | 512.7803
15 | 5793.7424 | 1560.312 | -4162.9555 | -5905.3565 | 2714.2577
15 | 5788.8845 | 1038.4071 | -4037.6781 | -5597.8893 | 2808.2759
15 | 5616.3201 | -728.9409 | -2069.4571 | -4403.1533 | 1585.2312
15 | 6223.0781 | -2628.1188 | -5704.3785 | -423.5475 | 2532.9667
15 | 5449.8311 | -951.6435 | -389.9028 | -4110.2409 | 1.9561
15 | 6040.4792 | -3772.1291 | -3037.1286 | 1572.9223 | -804.1437
15 | 5816.8873 | -3471.4813 | -1294.4059 | 911.571 | -1962.5712
15 | 4251.2002 | -3438.2734 | 67.5874 | 1287.9773 | -2168.4915
15 | -4880.8783 | -3678.8794 | 5739.2974 | 4532.9648 | -1712.5045
15 | 5761.1942 | -3962.5323 | -742.3676 | 1038.1364 | -2094.4308
15 | -4907.8946 | -3983.7249 | 4164.8059 | 5277.5544 | -550.7407
15 | -4914.1983 | -4521.0821 | 3669.9693 | 5769.7933 | -4.4821
15 | 5260.2488 | -1136.6164 | 1512.4646 | -3816.4971 | -1819.5999
15 | 5657.1621 | -2923.8043 | -370.8997 | -207.552 | -2154.9062
15 | -1369.2966 | -523.4425 | 4542.4216 | -2966.1675 | 316.4849
15 | -2920.2608 | -496.0199 | 5608.4389 | -2560.6017 | 368.4435
15 | -4874.9068 | -791.9146 | 6688.3499 | -1362.9857 | 341.4571
15 | -4922.8528 | -1361.0215 | 6266.715 | -166.418 | 183.5773
15 | -4809.4162 | -572.9494 | 8035.3508 | -1930.4586 | -722.5265
15 | -4872.9295 | -773.1558 | 6809.3942 | -1410.7625 | 247.4536
15 | -4885.7143 | -930.8905 | 6828.5714 | -1089.7032 | 77.7365
15 | -4915.1805 | -1286.6213 | 6700.8847 | -352.3366 | -146.7464
15 | -4887.9821 | -1525.1216 | 7704.9903 | 42.2451 | -1334.1316
15 | -4863.8622 | -3993.4625 | 8651.8836 | 730.7871 | -525.346
15 | -4808.6479 | -575.5844 | 8061.6338 | -1927.4249 | -749.9766
15 | -4793.7824 | -616.8923 | 8471.2159 | -1880.6649 | -1179.8763
15 | -4777.3133 | -2376.8798 | 9138.491 | -1377.9099 | -606.388
15 | -1830.3047 | -676.2497 | 6505.5288 | -2647.0041 | -1351.9702
15 | 5523.452 | -1588.3553 | -1088.3648 | -4062.138 | 1215.4061
15 | 5739.2379 | -2735.8248 | -2206.745 | -2256.8696 | 1460.2015
15 | 2278.8632 | -2774.3057 | 99.5065 | -1079.7986 | 1475.7345
15 | 1636.2519 | -1213.8088 | 1856.4366 | -3422.4431 | 1143.5634
15 | 224.8937 | -2723.5908 | 1530.7668 | -501.3029 | 1469.2332
15 | -4937.4718 | -2785.6428 | 4969.1626 | 1277.8115 | 1476.1406
15 | -4907.8371 | -2881.0335 | 7010.2469 | -16.2348 | 794.8585
15 | -4823.7958 | -2943.9675 | 8330.5844 | -902.6018 | 339.7807
15 | -1099.4033 | -944.3157 | 3934.8945 | -2972.8161 | 1081.6406
15 | -2880.1683 | -871.0062 | 5201.2787 | -2513.5846 | 1063.4805
15 | -4876.3504 | -1229.5949 | 6247.1461 | -1279.9233 | 1138.7226
15 | -4936.8578 | -2157.8028 | 5501.07 | 253.6232 | 1339.9674
15 | -4916.1353 | -2522.4006 | 6696.7471 | -179.5132 | 921.302
15 | -4864.3658 | -1337.2995 | 6796.5486 | -1544.3385 | 949.4552
15 | -4885.7143 | -1879.1296 | 6828.5714 | -974.3504 | 910.6228
15 | -4824.0309 | -1959.6773 | 7815.5053 | -1600.4628 | 568.6657
15 | -4803.7567 | -2569.5666 | 8443.058 | -1391.0697 | 321.335
15 | -4837.3537 | -1427.8563 | 7264.9949 | -1784.2393 | 784.4543
15 | 2932.4453 | -2816.4561 | 2426.6881 | -3115.9892 | 573.3119
15 | -1094.7155 | -2906.2275 | 5999.2995 | -2282.7456 | 284.3892
15 | -3600.3951 | -2948.7287 | 7934.7291 | -1585.2439 | 199.6386
15 | 1078.093 | -499.8705 | 1586.9042 | -3578.2225 | 1413.0958
15 | -1084.9157 | -392.4749 | 3341.5271 | -3183.0168 | 1318.8803
15 | -1234.5803 | -390.9765 | 3452.882 | -3142.6779 | 1315.3528
15 | -4900.5833 | -992.4241 | 5099.2205 | -756.9431 | 1550.73
15 | -4963.5971 | -1695.1977 | 3954.2579 | 800.6043 | 1903.9326
15 | 6379.0899 | -2607.9391 | -6844.9251 | 86.9973 | 2986.777
15 | 6421.6854 | -2835.866 | -7054.0481 | 474.6648 | 2993.564
15 | 6281.8814 | -2825.4527 | -6044.4767 | -13.1482 | 2601.1962
15 | 5761.8682 | -2853.6092 | -2320.732 | -2061.6286 | 1474.1016
15 | 6383.8658 | -6006.187 | -5344.1637 | 3500.8566 | 1465.6283
15 | 2261.355 | -2788.6121 | 99.3509 | -1049.5808 | 1477.4871
15 | 6511.3587 | -3246.1471 | -7507.1767 | 1246.1471 | 2995.818
15 | 6496.5437 | -3616.3723 | -7221.3077 | 1616.3723 | 2724.764
15 | 3193.8949 | -2770.0007 | -3741.8564 | 770.0007 | 2547.9615
15 | 1792.5882 | -2730.9417 | -2675.9708 | 1095.2787 | 2519.0456
15 | -4976.5748 | -2789.2154 | 2156.213 | 3194.642 | 2414.9352
15 | -4976.6164 | -2798.987 | 2143.7121 | 3215.5494 | 2416.342
15 | -4963.1551 | -2857.8227 | 2058.5033 | 3337.4341 | 2425.0404
15 | -4896.8851 | -3087.5599 | 1715.8497 | 3809.3618 | 2459.2334
15 | -4966.2032 | -3106.686 | 2312.1895 | 3798.7475 | 1961.9522
15 | -4966.0435 | -3399.2827 | 2321.0235 | 3855.488 | 2188.8147
15 | -4964.1345 | -3562.0416 | 2333.9894 | 3792.6531 | 2399.5337
15 | -4970.7422 | -2978.4205 | 2232.4562 | 3556.9096 | 2159.7969
15 | -4972.0779 | -3065.1312 | 2211.5981 | 3506.5821 | 2319.0289
15 | 1299.7739 | -2688.2103 | -2257.3547 | 1146.8442 | 2498.9469
15 | -2466.8144 | -2610.2956 | 588.3905 | 2077.11 | 2411.6095
15 | -4975.3605 | -2619.2326 | 2397.1285 | 2827.8104 | 2369.6542
15 | -2864.353 | -2589.0043 | 368.1778 | 2453.3573 | 2631.8222
15 | -4977.5359 | -2612.5207 | 2248.7083 | 2904.5968 | 2436.7514
15 | -4977.8298 | -2726.3023 | 2124.3011 | 3128.8448 | 2450.9864
15 | 950.7149 | -2727.7028 | -919.7113 | 570.2793 | 2126.4199
15 | -1737.0839 | -2660.5763 | 845.9721 | 1397.6602 | 2154.0279
15 | -4942.7254 | -2769.8021 | 4606.9049 | 1504.1929 | 1601.4297
15 | -4932.7105 | -2930.8103 | 5246.3157 | 702.875 | 1914.3301
15 | 416.1432 | -2807.4318 | -430.8177 | 256.9001 | 2565.2061
15 | -1048.2282 | -2752.6987 | 504.2942 | 800.9269 | 2495.7058
15 | 1478.5909 | -2747.0735 | -1762.1376 | 747.0735 | 2283.5467
15 | -2470.5899 | -2815.9077 | 2846.189 | 815.9077 | 1624.4009
15 | -4929.711 | -2896.3536 | 5449.6395 | 896.3536 | 1480.0715
15 | -4928.8173 | -2967.3776 | 5498.5998 | 527.8063 | 1869.7888
15 | 1039.3437 | -2745.8881 | -838.2798 | 468.7211 | 2076.1031
15 | 518.3208 | -2849.9193 | -225.5794 | 34.6076 | 2522.5704
15 | 6509.1138 | -5777.1635 | -6340.8328 | 3777.1635 | 1831.719
15 | 4809.4491 | -6002.203 | -4276.5369 | 4002.203 | 1467.0877
15 | -3308.0359 | -2835.6438 | 3825.5394 | 835.6438 | 1482.4965
15 | -4926.1514 | -2874.9695 | 5703.4155 | 874.9695 | 1222.7359
15 | -4906.8879 | -2918.5444 | 7046.0208 | 1.9157 | 777.4957
15 | -4824.6705 | -2960.9531 | 8326.8423 | -879.8767 | 338.658
15 | -4875.9908 | -4012.613 | 8207.2604 | 573.6621 | 107.6814
15 | -3753.6448 | -2834.0801 | 4128.1386 | 977.3425 | 1482.2438
15 | -4937.432 | -2843.2551 | 4921.0118 | 1378.1876 | 1481.4877
15 | -4933.1913 | -4938.2724 | 3189.1988 | 5214.1339 | 1468.1309
15 | -4931.9301 | -2851.9502 | 5309.202 | 1119.6649 | 1355.0134
15 | -4937.4649 | -2809.4737 | 4949.1798 | 1318.695 | 1479.0639
15 | 2134.535 | -6754.8565 | -902.6742 | 4754.8565 | 768.1392
15 | -4739.6298 | -6391.6182 | 3083.5611 | 6976.6494 | 1071.0374
15 | -4897.6254 | -6612.4685 | 4124.9585 | 6669.3861 | 715.7493
15 | -4895.9 | -6400.5101 | 4166.119 | 6690.4652 | 439.8259
15 | -4856.1302 | -6440.77 | 6350.1793 | 5928.4514 | -981.7305
15 | -4622.3928 | -5964.5042 | 2132.1316 | 6992.9953 | 1461.7701
15 | 5217.0618 | -2814.7565 | -6215.6331 | 814.7565 | 2998.5713
15 | 2283.3155 | -2730.9417 | -4148.1527 | 1586.006 | 3009.7729
15 | 1018.6112 | -2742.0437 | -3302.324 | 2010.8927 | 3014.8638
15 | -4964.8626 | -2789.5081 | 2043.3477 | 3250.8986 | 2460.1243
15 | -4976.7885 | -2789.2752 | 2140.9781 | 3203.5265 | 2421.5591
15 | -4976.7941 | -2794.5879 | 2138.4828 | 3188.3003 | 2444.5989
15 | -4960.964 | -2804.1948 | 2017.666 | 3283.45 | 2464.0428
15 | -4882.9867 | -3036.7625 | 1596.2828 | 3795.8359 | 2527.6306
15 | -4047.6612 | -4857.5938 | -1906.3783 | 7764.8835 | 3046.7498
15 | -4972.6835 | -3054.1063 | 2192.0731 | 3403.2202 | 2431.4965
15 | 1550.2202 | -2664.5461 | -3595.6155 | 1698.7628 | 3011.1787
15 | 1111.7337 | -2654.8125 | -3290.7488 | 1821.172 | 3012.6556
15 | 1457.908 | -2676.8097 | -3389.2943 | 1600.1287 | 3008.0674
15 | 2072.2332 | -2772.4179 | -3587.3041 | 1286.972 | 3000.5168
15 | 2791.2319 | -2828.9994 | -3781.37 | 828.9994 | 2990.1381
15 | 1697.7797 | -2817.3142 | -2542.3118 | 817.3142 | 2844.5321
15 | -4935.9539 | -2964.0195 | 4978.5768 | 964.0195 | 1957.3771
15 | 2693.0669 | 1362.7891 | -1716.5857 | -5145.273 | 2806.0027
15 | 661.8635 | 447.4768 | 968.2029 | -4109.3403 | 2031.7971
15 | -697.1713 | 687.3217 | 145.2845 | -2990.1504 | 2854.7155
15 | -1748.1571 | -492.9833 | 81.9514 | -758.8595 | 2918.0486
15 | -2850.2015 | 265.6085 | 1324.2597 | -1623.7572 | 2884.0905
15 | -4928.8604 | -310.6908 | 2986.3468 | -390.3683 | 2643.5726
15 | -4985.2113 | -1382.2579 | 2673.0643 | 1150.1905 | 2544.2144
15 | -4891.4708 | -394.2851 | 4218.3336 | -1367.1774 | 2434.5997
15 | -4834.7365 | -724.6963 | 6476.4715 | -2726.8824 | 1809.8436
15 | -4832.3287 | -885.3074 | 6629.5057 | -2891.7906 | 1979.921
15 | -4807.7211 | -526.1775 | 6234.5091 | -2992.7823 | 2092.1718
15 | -1057.7128 | -319.8831 | 3243.1508 | -3236.4347 | 1370.8797
15 | 2757.3958 | 1448.0022 | -1786.2262 | -5208.6724 | 2789.5006
15 | 5737.4967 | 1245.7822 | -3651.7547 | -6020.6274 | 2689.1031
15 | 2202.6865 | 1590.9126 | -1601.7 | -4934.8383 | 2742.9392
15 | 1987.0985 | 1699.2329 | -604.3127 | -5141.3642 | 2059.3454
15 | -1056.8751 | 2147.5435 | 3917.2276 | -4579.1436 | -428.7524
15 | -3939.7238 | 2521.898 | 7755.2492 | -3885.091 | -2452.3325
15 | 2162.3601 | 1312.8539 | -1151.2911 | -5118.5556 | 2794.6327
15 | 1895.1041 | 1212.2821 | -865.5509 | -5047.779 | 2805.9437
15 | 3275.5987 | -189.4193 | -543.4244 | -5352.5411 | 2809.7861
15 | 2366.238 | -235.8606 | 284.5784 | -5130.3774 | 2715.4216
15 | 861.5574 | 928.6211 | 323.1708 | -4790.1785 | 2676.8292
15 | 562.2056 | 953.2337 | 183.763 | -4515.4393 | 2816.237
15 | -1066.8145 | 644.1652 | 1454.5283 | -3859.2641 | 2827.3851
15 | -112.4473 | 664.5764 | 1446.0144 | -4547.9194 | 2549.7759
15 | -3591.6144 | -164.648 | 4934.8383 | -3466.7817 | 2288.2058
15 | 1685.6259 | 123.777 | 183.3389 | -4809.4028 | 2816.6611
16 | -4908.0621 | 4503.311 | 4281.8547 | 787.5718 | -4664.6755
16 | -4938.6532 | 4209.5318 | 2389.2707 | 1389.2619 | -3049.4113
16 | -4706.7243 | 3947.9491 | 473.1498 | 1847.8647 | -1562.2393
16 | -4254.7787 | 3504.2116 | -2829.4163 | 2608.4016 | 971.5818
16 | -4130.7117 | 3387.5542 | -3702.3321 | 2806.7814 | 1638.7082
16 | -4096.3621 | 3282.8006 | -3843.2826 | 3020.1607 | 1636.6834
16 | -4109.4521 | 3322.8785 | -3764.486 | 2939.042 | 1612.0177
16 | -4608.3761 | 3565.5712 | -566.3928 | 1833.6072 | -224.4094
16 | -4612.093 | 3005.1163 | -1007.907 | 1392.093 | 1222.7907
16 | -4572.7358 | 2744.3745 | -1470.3547 | 1282.2207 | 2016.4953
16 | -4699.0654 | 1243.9252 | 14.0187 | 2414.0187 | 1027.1028
16 | -4699.0654 | -1470.1066 | 14.0187 | 3318.696 | 2836.4573
16 | -4744.1955 | -2208.4795 | 402.2704 | 3553.759 | 2996.6457
16 | -4647.1653 | 2121.3622 | -364.4199 | 1862.0389 | 1028.1841
16 | -4617.1661 | 1277.4898 | -583.1635 | 1993.3341 | 1929.5058
16 | -4954.2691 | 3827.7148 | 2184.236 | 1051.2573 | -2108.9389
16 | -4954.6958 | 3733.1349 | 2181.713 | 1081.0185 | -2041.1706
16 | -4955.6563 | -586.4204 | 2326.2745 | 3051.0892 | 164.713
16 | -4959.8214 | -1441.9643 | 2314.7321 | 3294.6429 | 792.4107
16 | -4965.7143 | -1817.1429 | 2268.5714 | 3251.4286 | 1262.8571
16 | -4966.2338 | -1854.5455 | 2262.3377 | 3245.4545 | 1312.987
16 | -4946.0651 | -2066.316 | 1672.4055 | 2645.4381 | 2694.5374
16 | -4954.1421 | -2796.9617 | 1990.2025 | 3293.4552 | 2467.4461
16 | -4957.4764 | -3014.6646 | 2113.0018 | 3519.0068 | 2340.1324
16 | -4909.0909 | -3005.0316 | 1758.0291 | 3674.1499 | 2481.9436
16 | -4909.0909 | -3135.9321 | 1820.8556 | 3822.4943 | 2401.6731
16 | -4903.5246 | -3003.9685 | 1719.4948 | 3690.7469 | 2497.2515
16 | -4886.7577 | -3053.4862 | 1628.7241 | 3800.4862 | 2511.0336
16 | -3956.966 | -5057.6732 | -2281.7055 | 8200.879 | 3095.4657
16 | -4962.2921 | -3306.9265 | 2288.1445 | 3833.6882 | 2147.3859
16 | -4950.3948 | -3350.6029 | 2222.9612 | 3924.0168 | 2154.0197
16 | -4274.7303 | -5034.5303 | -447.5843 | 7344.207 | 2412.638
16 | -4092.331 | -5327.0246 | -1290.4103 | 8108.992 | 2600.7738
16 | -3907.1963 | -5207.0095 | -2459.3942 | 8477.5507 | 3096.0493
16 | -3928.3925 | -5305.1164 | -2296.233 | 8438.5159 | 3091.2258
16 | -4963.6588 | -3412.3894 | 2340.1015 | 3934.2538 | 2101.6929
16 | -4961.9072 | -3379.8587 | 2283.7752 | 3856.6827 | 2201.308
16 | -4958.3799 | -3513.0955 | 2278.9585 | 3799.8437 | 2392.6731
16 | -4964.1511 | -3471.6622 | 2383.3282 | 3981.121 | 2071.3642
16 | -4956.2536 | -3026.4397 | 2077.1292 | 3482.0971 | 2423.467
16 | -4955.9574 | -3028.8106 | 2073.63 | 3472.9129 | 2438.2251
16 | -4909.0909 | -2982.5247 | 1747.8315 | 3649.6516 | 2494.1326
16 | -4955.7182 | -2990.4423 | 2057.3069 | 3445.3595 | 2443.4942
16 | -4964.7374 | -3310.4638 | 2362.591 | 3921.0425 | 1991.5677
16 | -4964.4768 | -3364.0673 | 2360.0535 | 3938.7213 | 2029.7693
16 | -4965.3846 | -2296.1538 | 2280.7692 | 3436.5385 | 1544.2308
16 | -4965.0811 | -2444.0473 | 2286.3624 | 3499.8625 | 1622.9035
16 | -4964.9596 | -2582.2102 | 2296.496 | 3564.69 | 1685.9838
16 | -4964.7766 | -2761.9382 | 2308.9241 | 3648.1493 | 1769.6414
16 | -4949.7814 | -2446.916 | 1823.0691 | 2965.8082 | 2607.8201
16 | -4963.4991 | -2709.8804 | 2350.5349 | 3719.9497 | 1602.8949
16 | -4963.5397 | -2327.5436 | 2298.0834 | 3504.4546 | 1488.5453
16 | -4964.653 | -2703.2455 | 2307.8406 | 3628.6954 | 1731.3625
16 | -4949.5704 | -735.5248 | 2270.2652 | 2607.7699 | 807.0601
16 | -4876.7123 | 691.7808 | 1164.3836 | 1924.6575 | 1095.8904
16 | -4909.0909 | -324.6753 | 1655.8442 | 2610.3896 | 967.5325
16 | -4941.7637 | -926.7887 | 2138.9351 | 3109.817 | 619.8003
16 | -4909.0909 | -860.9626 | 1820.8556 | 3064.1711 | 885.0267
16 | -4934.8182 | -1096.9538 | 2046.3479 | 3119.8821 | 865.5421
16 | -4909.0909 | -1321.7975 | 1157.2831 | 2111.8285 | 2961.7769
16 | -4910.1468 | -1349.6926 | 1168.6769 | 2123.7503 | 2967.4123
16 | -4909.0909 | -1355.5121 | 1163.5243 | 2133.4689 | 2967.6098
16 | -4909.9854 | -1353.2103 | 1168.5803 | 2127.263 | 2967.3524
16 | -4885.9725 | -468.0594 | 870.3722 | 1686.2073 | 2797.4525
16 | -4700.3207 | 2866.3588 | -478.2635 | 1034.431 | 1277.7943
16 | -4684.4327 | 2551.3344 | -812.0005 | 814.9113 | 2130.1874
16 | -4954.4892 | 3753.4717 | 2179.0183 | 1054.8604 | -2032.8613
16 | -4876.7123 | 1471.7394 | 1164.3836 | 1144.699 | 1095.8904
16 | -4882.7302 | 838.0569 | 973.3167 | 869.6856 | 2201.671
16 | -4893.3353 | 3468.0571 | 3283.9358 | 2995.276 | -4853.9336
16 | -4922.4807 | 3895.0201 | 2627.5871 | 2068.3104 | -3668.4369
16 | -4328.6904 | 1885.8215 | 1400.9307 | 6210.7401 | -5168.8019
16 | 3997.316 | 1131.4633 | -4814.6151 | 5385.4207 | -5699.585
16 | -3714.0227 | 2268.485 | -5242.8669 | 5071.6844 | 1616.7202
16 | -4255.639 | -1582.5637 | 1897.9775 | 8349.4906 | -4409.2655
16 | -4562.081 | -2636.2003 | 3353.9033 | 7613.8427 | -3769.4646
16 | -3601.3662 | -4339.2386 | -4015.3687 | 9184.7353 | 2771.2382
16 | -4864.797 | -1768.7707 | 4359.0657 | 5879.8598 | -3605.3577
16 | -4861.9226 | -3956.4992 | 4616.3522 | 6851.534 | -2649.4643
16 | -4865.6137 | -4484.1916 | 5044.3765 | 6513.8746 | -2208.4457
16 | -4876.5533 | -4584.087 | 4362.4289 | 6731.6096 | -1633.3982
16 | 2058.0039 | -4473.1531 | 472.5165 | 4554.8726 | -2612.2398
16 | 6316.0569 | -4608.2197 | -3318.0162 | 3654.9281 | -2044.749
16 | 6066.2826 | -5291.9967 | -1407.7766 | 2999.4371 | -2365.9464
16 | -4858.1856 | -5784.4032 | 6247.1332 | 5847.9588 | -1452.5033
16 | 5978.1279 | 4954.131 | -2473.1085 | -3362.242 | -5096.9085
16 | 7008.0186 | 3781.9839 | -11050.8527 | -1304.4602 | 1565.3103
16 | 6775.219 | 1503.7885 | -6292.7329 | 3776.7438 | -5763.0184
16 | 6771.5035 | 1472.3637 | -6320.277 | 3844.9764 | -5768.5666
16 | 6704.9891 | 906.3402 | -7120.952 | 5067.3416 | -5557.719
16 | 6767.3544 | 1355.927 | -13590.6582 | 3941.5089 | 1525.8679
16 | 6702.8239 | 891.4961 | -6828.2337 | 5106.2381 | -5872.3244
16 | 6701.1522 | 839.8481 | -6825.6564 | 5146.3147 | -5861.6587
16 | 6667.9018 | -606.8604 | -6569.8426 | 6048.3107 | -5539.5095
16 | 6726.8872 | -1521.6474 | -5523.2835 | 5318.4949 | -5000.4512
16 | 6485.5298 | -2666.4887 | -4002.6314 | 4493.4886 | -4309.8983
16 | 5540.0641 | -2904.3906 | -3087.539 | 4573.0127 | -4121.1473
16 | 6357.8997 | -2608.4434 | -3308.8233 | 3652.2216 | -4092.8546
16 | 6419.702 | -3006.8388 | -3565.4539 | 4278.0594 | -4125.4686
16 | 6820.5175 | -5163.6241 | -7489.0395 | 4707.4967 | 1124.6494
16 | 6862.0132 | -4972.1773 | -8269.9602 | 3985.33 | 2394.7943
16 | 6649.5093 | -3696.6355 | -12486.0485 | 7119.632 | 2413.5428
16 | 6695.9236 | -1315.7013 | -5845.0825 | 5770.166 | -5305.306
16 | 6678.0935 | -4311.0056 | -11580.3986 | 6808.7314 | 2404.5792
16 | 7039.0485 | 3657.9756 | -11210.9749 | -1049.0318 | 1562.9826
16 | 6897.8143 | -4241.0087 | -8915.412 | 3220.7705 | 3037.8359
16 | 6867.6704 | -4912.715 | -8374.7566 | 3878.535 | 2541.2663
16 | 6853.5604 | -5031.4782 | -8518.2885 | 4137.5135 | 2558.6928
16 | 6785.2995 | -5459.8026 | -9509.0673 | 5353.834 | 2829.7364
16 | 6773.0737 | -5406.0481 | -9950.9884 | 5539.0639 | 3044.8989
16 | 6835.4724 | -5872.476 | -7724.6005 | 4641.6923 | 2119.9117
16 | 6861.0528 | -5097.9824 | -8244.7271 | 4032.3877 | 2449.269
16 | 5205.1001 | 3154.4092 | 2086.8474 | -7144.3391 | -3302.0177
16 | 5474.9711 | 2406.8322 | -469.6064 | -6972.9022 | -439.2948
16 | 5982.9961 | 1895.5705 | -4653.9162 | -5901.944 | 2677.2936
16 | 2704.1537 | 1912.538 | 907.467 | -6196.374 | 672.2153
16 | 3277.1094 | 1582.9089 | -2198.2705 | -5486.4108 | 2824.663
16 | 5202.7011 | 2484.2799 | 2211.4965 | -6750.3982 | -3148.0793
16 | -4896.1732 | 4193.7405 | 4041.8701 | 1446.9052 | -4786.3426
16 | -4917.7955 | 3962.2117 | 2649.1858 | 1922.5261 | -3616.1281
16 | -4919.4533 | 3977.1379 | 2617.6339 | 1890.1137 | -3565.4323
16 | -4847.5075 | 3889.8731 | 2146.4856 | 2048.2184 | -3237.0696
16 | -3619.9641 | 3865.2841 | 919.9423 | 1733.0189 | -2898.2811
16 | 6148.5335 | 4540.6841 | -3529.5962 | -2540.4871 | -4619.1343
16 | 7023.4278 | 3531.8366 | -10794.7466 | -763.6614 | 1003.1435
16 | 7016.333 | 3467.8774 | -11199.0719 | -632.3799 | 1347.2414
16 | 7015.0217 | 3455.812 | -11295.5831 | -608.0558 | 1432.8052
16 | 7014.0917 | 3447.9491 | -11302.2186 | -590.9775 | 1431.1554
16 | 7016.5334 | 3421.0924 | -11251.0153 | -623.9408 | 1437.3303
16 | 7039.0268 | 3658.3318 | -11163.0741 | -1048.7677 | 1514.4832
16 | 7030.6515 | 3193.8236 | -10908.7878 | -796.5425 | 1480.8552
16 | -4659.9077 | 3669.2007 | 863.95 | 2444.4974 | -2317.7404
16 | -4474.0202 | 3419.5478 | -340.4192 | 2905.4435 | -1510.5519
16 | -3941.5307 | 2544.2274 | -3446.9879 | 4578.729 | 265.5623
16 | 970.7869 | 2207.4765 | -8436.181 | 3829.8062 | 1428.1115
16 | -3827.9206 | 2600.7259 | -4652.3617 | 4399.3756 | 1480.1807
16 | -4407.6562 | 3382.4611 | -888.1923 | 2955.2198 | -1041.8324
16 | 158.9566 | 3050.8152 | -6941.8896 | 2268.7775 | 1463.3404
16 | -3920.9163 | 2846.5378 | -4317.1262 | 3902.2138 | 1489.2909
16 | -4129.2885 | 2242.181 | -3119.5877 | 3394.8541 | 1611.8411
16 | -4070.5818 | 3227.6592 | -3861.1843 | 3131.5433 | 1572.5636
16 | -4886.3223 | 3491.5256 | 3363.8999 | 2944.411 | -4913.5141
16 | -4410.0956 | 2155.4373 | 1771.8821 | 5659.7665 | -5176.9902
16 | 6053.2089 | 4655.4794 | -2746.0762 | -2744.7724 | -5217.8396
16 | 6777.0499 | 1519.9128 | -6222.2665 | 3742.9614 | -5817.6576
16 | 6730.6628 | 1127.5717 | -6566.7999 | 4594.8363 | -5886.271
16 | 6807.1154 | 1694.5096 | -13091.9556 | 3210.748 | 1379.5826
16 | 6980.0002 | 3177.4352 | -9968.3815 | 30.6387 | -219.6925
16 | 6947.7141 | 2893.7296 | -11154.2797 | 626.214 | 686.622
16 | 6906.1141 | 2533.3398 | -12223.1003 | 1392.3117 | 1391.3347
16 | 6942.3777 | 2840.5421 | -11910.6365 | 726.2261 | 1401.4906
16 | 6952.2453 | 2458.5148 | -10545.9273 | 661.3855 | 473.7818
16 | 6896.1608 | 2015.0015 | -12030.8123 | 1683.6367 | 1436.0133
16 | 6945.0275 | 2367.3964 | -11570.3101 | 801.4538 | 1456.4323
16 | -4891.8385 | 3763.2257 | 4480.6104 | 1255.675 | -4607.6727
16 | -4886.4432 | 3121.8075 | 5201.6005 | 874.1955 | -4311.1602
16 | -4905.3586 | 2062.9118 | 4501.7303 | 914.9577 | -2574.2412
16 | -4940.7502 | 1732.9091 | 2279.7387 | 1638.5486 | -710.4462
16 | -4948.0645 | 1554.0708 | 2183.703 | 1480.2314 | -269.9408
16 | -4948.5352 | -562.9454 | 2254.5527 | 2445.7641 | 811.1639
16 | -4894.6608 | 1128.3263 | 1436.8161 | 1304.781 | 1024.7374
16 | -4890.8001 | 671.8452 | 1089.3757 | 934.1763 | 2195.403
16 | -4809.9908 | 1592.1414 | 1205.0594 | 1902.2641 | 110.5259
16 | -4518.8701 | 1319.8246 | -907.114 | 2400.665 | 1705.4944
16 | -4222.8747 | 1308.0092 | -1245.2075 | 2334.9759 | 1825.097
16 | -4501.1087 | 1293.4122 | -1046.9785 | 2424.9102 | 1829.7648
16 | -4494.2491 | 1294.6085 | -1077.1297 | 2450.9309 | 1825.8394
16 | -4749.4397 | 1356.7185 | 565.0326 | 1893.4861 | 934.2026
16 | -4635.4231 | 1113.2004 | -415.8454 | 2002.604 | 1935.4641
16 | -4903.6016 | -3274.4637 | 1891.2788 | 3399.4287 | 2887.3579
16 | -4944.4444 | 1391.4643 | 3055.5556 | 859.8234 | -362.3988
16 | -4955.962 | 1351.4961 | 2111.1164 | 1282.9218 | 210.4277
16 | -4954.7739 | -1040.201 | 2208.5427 | 2437.1859 | 1349.2462
16 | -4953.4167 | -2556.8901 | 2319.8344 | 3148.0279 | 2042.4444
16 | -4951.4569 | -3884.5021 | 2480.5365 | 3743.2416 | 2612.1809
16 | -4964.6115 | -2751.9154 | 2309.3761 | 3637.3586 | 1769.792
16 | -4948.7577 | -3542.1167 | 2279.7539 | 3477.5787 | 2733.5418
16 | -4936.2185 | -1005.4097 | 1653.0412 | 1770.3521 | 2518.2349
16 | -4943.4813 | -3068.1748 | 2075.3868 | 3055.9337 | 2880.3356
16 | -4939.3973 | -1930.6573 | 1594.9912 | 2344.2332 | 2930.8302
16 | -4929.4125 | 590.7682 | 1361.3178 | 734.0518 | 2243.2747
16 | -4844.7973 | -325.4497 | 4147.775 | -1769.3683 | 2791.8404
16 | -4944.4444 | -4133.8141 | 3055.5556 | 3622.4626 | 2400.2404
16 | -4932.7157 | -4769.0263 | 3489.5185 | 4057.356 | 2154.8675
16 | -4894.8026 | -6098.9474 | 4892.3026 | 5101.4474 | 1000
16 | -4887.28 | -6821.1194 | 4201.6236 | 6506.7759 | 1000
16 | -4888.7333 | -6805.6593 | 4072.7536 | 6559.6122 | 1062.0268
16 | -4305.083 | -6427.3032 | 387.4484 | 7721.5198 | 2623.418
16 | -456.5581 | -6394.9202 | -3188.2464 | 7016.3801 | 3023.3447
16 | -4931.0616 | -5077.9922 | 3020.1296 | 4758.9728 | 2229.9514
16 | -4874.0222 | 2005.4806 | 5661.1804 | 1257.0382 | -4049.677
16 | -4868.0066 | 1681.7783 | 5161.1823 | 2201.6189 | -4176.5729
16 | -4853.0193 | 607.6346 | 4164.777 | 4439.4978 | -4358.89
16 | -4828.1679 | -3952.6436 | 5101.0101 | 6951.4201 | -3271.6186
16 | -4827.8507 | -4194.0795 | 5129.404 | 7058.6532 | -3166.127
16 | -4842.4957 | -6287.7843 | 6827.6594 | 5718.9352 | -1416.3147
16 | -4858.1977 | -6729.7991 | 6246.6833 | 5782.9221 | -441.6085
16 | -4880.3895 | -6602.7705 | 5425.5888 | 5497.4903 | 560.0809
16 | -4877.9979 | -6918.8889 | 5023.4241 | 6170.1188 | 603.3439
16 | -4874.4305 | -6777.4037 | 5646.0707 | 5877.2637 | 128.4998
16 | -4556.1127 | -251.8077 | 3180.8697 | 6144.775 | -4517.7242
16 | -4497.6642 | -3026.8693 | 3578.5578 | 7855.9933 | -3910.0177
16 | -4794.7604 | -4048.3724 | 4990.0812 | 7142.781 | -3289.7293
16 | -3889.4177 | -5589.6197 | -1918.8007 | 8632.4808 | 2765.3573
16 | -4099.3465 | -6185.2775 | -850.7441 | 8147.0531 | 2988.3151
16 | -4893.7109 | 1308.6541 | 3238.9937 | 3102.2646 | -2756.2015
16 | -4930.9653 | 1619.4887 | 2421.1152 | 2013.7718 | -1123.4104
16 | -4947.6135 | -629.3912 | 2269.9103 | 2506.9506 | 800.1438
16 | -4868.1166 | 1280.1528 | 3071.2787 | 3163.0136 | -2646.3285
16 | -4179.5937 | 267.4298 | -993.1309 | 5262.6975 | -357.4027
16 | 4136.9741 | -215.7628 | -9523.7044 | 3970.217 | 1632.2761
16 | -3989.6447 | 289.0678 | -3010.8679 | 4973.2265 | 1738.2183
16 | -4249.8825 | 857.1314 | -2026.4495 | 3644.8947 | 1774.3059
16 | -4849.7833 | -2424.8745 | 6558.0185 | 3714.6044 | -2997.9652
16 | -4874.5802 | 2303.6565 | 6118.4116 | 385.553 | -3933.041
16 | 5699.2568 | 2702.7849 | -353.2753 | -3734.5737 | -4314.1926
16 | 5033.3787 | 1152.5233 | 3574.6231 | -6992.4327 | -2768.0924
16 | 5519.4494 | -193.9543 | -1029.863 | -6683.6539 | 2388.0218
16 | 5673.566 | -155.9594 | -2163.8683 | -6197.5206 | 2843.7823
16 | 5929.7543 | -1738.7155 | -3382.3997 | -3729.9027 | 2921.2637
16 | 5258.8769 | -2890.069 | 1953.2563 | -4851.9576 | 529.8934
16 | 6036.7811 | -2670.82 | -3781.7647 | -2425.8943 | 2841.6979
16 | 5249.0085 | -2980.9752 | 2064.546 | -4789.1328 | 456.5535
16 | 5438.0813 | -2964.6216 | 686.7773 | -4160.237 | 1000
16 | 6322.7331 | -7016.6708 | -3773.9936 | 3467.9313 | 1000
16 | 6825.6838 | -6612.1927 | -7609.8862 | 4735.6863 | 2660.7088
16 | 6807.0551 | -6530.2856 | -8283.2527 | 5017.9258 | 2988.5575
16 | 6070.8099 | -2840.6274 | -3954.1898 | -2129.2208 | 2853.2281
16 | 6208.7262 | -3276.2673 | -4743.7249 | -1162.196 | 2973.462
16 | 6845.4536 | -6171.655 | -7964.4743 | 4304.2924 | 2986.3833
16 | 5228.155 | -3147.9195 | 2295.9306 | -4671.073 | 294.9069
16 | 5032.3948 | 877.6936 | 3625.7435 | -6830.8719 | -2704.9601
16 | 5045.2918 | -156.1334 | 3653.889 | -6239.4515 | -2303.5959
16 | 6659.516 | 1658.5463 | -8316.9617 | -1775.2871 | 1774.1865
16 | 5966.2413 | 1941.6835 | -1698.2633 | -1584.2598 | -4625.4016
16 | 6703.0371 | -1356.9972 | -5210.7754 | 5081.449 | -5216.7135
16 | 6704.0151 | -2026.3223 | -5104.8725 | 5496.22 | -5069.0403
16 | 6216.0967 | -4340.687 | -2030.7841 | 3828.4211 | -3673.0466
16 | 6708.2671 | -2044.9845 | -5144.7368 | 5501.9063 | -5020.4522
16 | 6691.1152 | -4926.3512 | -10661.8887 | 6500.9659 | 2396.1587
16 | 6726.2177 | -1327.4487 | -5450.8197 | 5030.8245 | -4978.7738
16 | 6795.3438 | -457.5876 | -11638.8661 | 3690.0594 | 1611.0504
16 | 6785.2186 | 833.1129 | -8087.8204 | 830.1503 | -360.6614
16 | 6922.0431 | 576.6597 | -9086.0872 | 1372.6354 | 214.749
16 | 6840.389 | -69.0565 | -11247.9486 | 2860.9431 | 1615.6731
16 | 6944.758 | 714.3249 | -9511.9242 | 969.1008 | 883.7405
16 | 6970.7167 | 834.0892 | -10000.4483 | 517.3317 | 1678.3107
16 | 6939.0789 | 642.631 | -10317.9305 | 1079.3096 | 1656.9109
16 | -4866.8885 | 1520.9612 | 7921.0181 | -1423.203 | -3151.8878
16 | -4714.1727 | 1013.9105 | 9011.2463 | -2665.3881 | -2645.596
16 | -2440.19 | 855.8656 | 8182.3948 | -4113.9009 | -2484.1695
16 | 3657.4842 | 1020.1025 | 4602.5142 | -6641.9302 | -2638.1706
16 | 49.5486 | 638.3962 | 7192.9767 | -5712.1243 | -2168.7972
16 | -96.7869 | 540.406 | 7046.872 | -5648.7933 | -1841.6977
16 | 462.9172 | -1.8339 | 6920.8961 | -5425.6998 | -1956.2798
16 | -4652.2443 | 1142.1149 | 9282.0683 | -3270.626 | -2501.3128
16 | -4784.544 | -523.6856 | 6192.6269 | -3046.7372 | 2162.3399
16 | -3743.6673 | -542.725 | 5911.5223 | -3695.0421 | 2069.9121
16 | -2148.4003 | -510.4113 | 5594.0878 | -4671.656 | 1736.3798
16 | 1008.496 | -386.7001 | 3075.0215 | -5609.4654 | 1912.6479
16 | 255.7573 | -1970.8638 | 5347.273 | -4407.3072 | 775.1407
16 | 1223.9929 | -2717.5864 | 5272.2014 | -4118.4467 | 339.8387
16 | 3800.8876 | -221.0434 | -932.2115 | -5503.0209 | 2855.3882
16 | -4835.9582 | -2205.8015 | 6380.6735 | -1138.5606 | 1799.6469
16 | -4847.1181 | -2796.2206 | 6473.4584 | -452.7573 | 1622.6376
16 | -4851.256 | -2785.08 | 6207.8168 | -313.4998 | 1742.019
16 | -2585.4613 | -2893.7905 | 6045.4239 | -1672.3815 | 1106.2095
16 | -1481.9915 | -2920.5508 | 5329.9788 | -2006.8856 | 1079.4492
16 | -1430.9668 | -2829.0915 | 3043.9753 | -863.6432 | 2079.7261
16 | -1225.105 | -2943.0079 | 5786.5138 | -2416.8634 | 798.4624
16 | 917.6078 | -2959.803 | 5369.383 | -3659.3676 | 332.1798
16 | 3079.1224 | -2933.8744 | 3886.3396 | -4365.4093 | 333.8217
16 | 153.3701 | -2965.3081 | 6435.5068 | -3436.159 | -187.4098
16 | 742.7621 | -2965.0573 | 5932.0886 | -3684.7383 | -25.0551
16 | -4857.3267 | -3290.3128 | 6593.1676 | 151.5919 | 1402.8799
16 | -4871.8078 | -3273.5558 | 5696.5688 | 650.0497 | 1798.745
16 | -4873.9296 | -4057.7069 | 6815.2463 | 1116.3902 | 1000
16 | -4895.3836 | -4571.3481 | 6342.6311 | 2124.1006 | 1000
16 | -4930.1166 | -4420.0264 | 4015.5204 | 3264.0945 | 2070.528
16 | -2646.1674 | -3158.5381 | 6120.5886 | -1315.8831 | 1000
16 | -524.2446 | -3014.7576 | 4782.5018 | -2243.4996 | 1000
16 | -129.41 | -2933.3925 | 1745.0166 | -900.9766 | 2218.7626
16 | -2006.087 | -3113.5532 | 5982.1589 | -1748.9655 | 886.4468
16 | -534.8837 | -3015.2616 | 4824.8547 | -2259.4477 | 984.7384
16 | -390.2984 | -3024.863 | 5639.8417 | -2811.2442 | 586.5638
16 | 831.5518 | -3021.6729 | 5399.2932 | -3534.9706 | 325.7985
16 | 3675.6541 | -2997.7274 | 3443.0467 | -4447.8763 | 326.9029
16 | -4885.9258 | -4611.3824 | 6976.306 | 1813.0935 | 707.9086
16 | -4758.6177 | 158.0296 | 8943.0644 | -1803.3197 | -2539.1566
16 | -4877.3207 | 1331.0085 | 7552.8488 | -1459.281 | -2547.2556
16 | -4812.055 | -469.8412 | 5947.1919 | -2843.1554 | 2177.8597
16 | -4800.9908 | -506.9887 | 6025.6398 | -2933.3728 | 2215.7125
16 | -4815.8741 | -472.3898 | 5670.759 | -2708.2114 | 2325.7164
16 | -4811.6945 | -565.0738 | 5959.6449 | -2808.1559 | 2225.2793
16 | -4868.8445 | -2008.5871 | 8120.7496 | -86.1478 | -1157.1702
16 | -4816.8431 | -1137.4707 | 6264.9249 | -2341.7566 | 2031.1455
16 | -4856.0127 | -407.3735 | 8468.4074 | -567.7589 | -2637.2622
16 | -4853.7162 | -1683.1446 | 8650.8085 | -53.0525 | -2060.8953
16 | -4844.9288 | -5712.5082 | 7928.396 | 3620.8207 | -991.7797
16 | -4874.8664 | -5235.9192 | 7153.1559 | 2584.4774 | 373.1522
16 | -172.9072 | -3666.6217 | 5781.1615 | -2139.9527 | 198.3201
16 | 5281.3056 | -3508.3247 | 2084.174 | -4080.031 | 222.8761
16 | 6238.2345 | -7084.0686 | -3129.3535 | 3255.0679 | 720.1197
16 | 5843.5087 | -6588.7957 | 107.2143 | 2366.0078 | -1727.9352
16 | 5853.9143 | -6633.8988 | 57.4186 | 2459.336 | -1736.7701
16 | 5862.1273 | -6603.0287 | -55.5686 | 2388.0357 | -1591.5658
16 | -4842.1774 | -6600.7597 | 7079.869 | 5517.9567 | -1154.8886
16 | -4662.7446 | -5648.6028 | 7870.2403 | 3430.9701 | -989.8629
16 | -4919.1264 | 3770.1962 | 2622.9238 | 1916.0662 | -3390.0598
16 | -4921.0918 | 3597.8455 | 2584.6525 | 1895.8661 | -3157.2724
16 | -4855.0667 | 3776.5937 | 2178.1498 | 2032.1468 | -3131.8237
16 | 6034.383 | 4528.66 | -2605.2401 | -2793.0353 | -5164.7675
16 | 5957.3394 | 4078.9917 | -2053.7625 | -3027.1747 | -4955.3938
16 | 5130.7515 | 2154.5742 | 2822.1349 | -7071.3185 | -3036.1421
16 | 5650.9595 | 713.5319 | -2105.7294 | -6740.8539 | 2482.0918
16 | 5770.4495 | 742.9902 | -2984.9488 | -6363.944 | 2835.453
16 | 5129.0518 | 1679.7952 | 2910.4474 | -6792.216 | -2927.0785
16 | 5181.9415 | -2559.8798 | 3025.8704 | -4366.829 | -1281.1032
16 | 5349.8772 | -2401.7327 | 1341.1589 | -4624.3939 | 335.0905
16 | 5296.1876 | -2849.0654 | 1853.2441 | -4453.9972 | 153.6309
16 | 5468.5184 | -2790.9353 | 637.6409 | -3828.2516 | 513.0276
16 | 6304.3284 | -2555.3658 | -5524.2853 | -1221.5962 | 2996.9188
16 | 6159.108 | -2622.0725 | -4601.6701 | -1912.5854 | 2977.2201
16 | 5291.7232 | -2883.064 | 1896.0389 | -4440.538 | 135.84
16 | 5480.8871 | -2834.177 | 566.8877 | -3740.0455 | 526.4478
16 | 6334.1696 | -6089.4213 | -4049.8305 | 2876.3854 | 928.6967
16 | 5645.6426 | -2819.9267 | -633.6821 | -3192.0339 | 1000
16 | 6383.595 | -6200.0356 | -4354.7354 | 3171.176 | 1000
16 | 6430.9555 | -6511.758 | -4569.8479 | 3650.6504 | 1000
16 | 6485.5102 | -6428.2969 | -4983.1259 | 3779.6299 | 1146.2828
16 | 6328.7574 | -2686.0584 | -5644.2246 | -999.2812 | 3000.8067
16 | 6184.9601 | -2782.9861 | -4722.979 | -1660.4209 | 2981.4259
16 | 5813.7871 | -5385.0297 | 10.1281 | 1342.2564 | -1781.1419
16 | 5152.7692 | -3158.3001 | 3280.3575 | -4195.3814 | -1079.4451
16 | 6979.2801 | 2967.6772 | -10528.9903 | -942.0348 | 1524.0678
16 | 6023.1481 | 3891.3887 | -2385.287 | -2497.1463 | -5032.1034
16 | 6763.4253 | 577.1215 | -5914.396 | 4200.0584 | -5626.2093
16 | 6725.7881 | -1778.8605 | -5315.2066 | 5400.6582 | -5032.3792
16 | 6334.5459 | -3634.657 | -2850.2181 | 4063.317 | -3912.9878
16 | 5981.0468 | -5872.8894 | -812.0797 | 2727.0554 | -2023.1331
16 | 6707.9756 | -2002.85 | -5132.2033 | 5504.2335 | -5077.1559
16 | 6725.5259 | -1046.2158 | -5395.5821 | 5018.4202 | -5302.1481
16 | 6733.4465 | 316.8984 | -6133.7664 | 4752.2704 | -5668.8489
16 | 6807.8802 | 1253.549 | -12796.9418 | 3308.5591 | 1426.9535
16 | 6972.1644 | 2606.7968 | -9789.3921 | 300.6292 | -90.1983
16 | 6952.8682 | 1737.775 | -9531.5013 | 721.0306 | 119.8273
16 | 7024.4479 | 2848.015 | -10773.3325 | -609.2828 | 1510.1524
16 | 6880.6281 | -5195.5774 | -8435.7443 | 3738.6876 | 3012.006
16 | 6838.0304 | -6144.7964 | -7671.7194 | 4668.2047 | 2310.2807
16 | 6797.8915 | -5968.3127 | -9122.6108 | 5276.3414 | 3016.6907
16 | -4908.523 | 4458.8826 | 4384.648 | 685.3284 | -4620.336
16 | -4966.6667 | 3460.0442 | 2233.3333 | 603.3113 | -1330.0221
16 | -4968.8443 | 3452.4874 | 2054.77 | 683.3057 | -1221.7188
16 | -4968.7836 | 3161.4639 | 2059.7417 | 826.6954 | -1079.1173
16 | -4966.6667 | -1100 | 2233.3333 | 2883.3333 | 950
16 | -4930.7487 | -15.9144 | 1101.5544 | 1084.1625 | 2760.9463
16 | -4935.719 | -1181.5618 | 1314.5924 | 1840.9458 | 2961.7426
16 | -4920.1518 | 2082.6918 | 766.7788 | -336.0324 | 2406.7136
16 | -4967.6663 | 3247.7761 | 2054.0504 | 744.4335 | -1078.5936
16 | -4927.2441 | 1016.5489 | 1178.9186 | 445.2679 | 2286.5086
16 | -4880.5379 | -656.209 | 5420.0976 | 3522.7255 | -3406.0762
16 | -4874.1031 | -4067.0984 | 5658.1863 | 5292.5185 | -2009.5034
16 | -4905.3658 | -4009.8023 | 4501.4653 | 4951.2431 | -537.5403
16 | -4915.9184 | -3919.7431 | 4111.0181 | 4800.6872 | -76.0438
16 | -4912.4547 | -4112.7045 | 3971.3539 | 5199.628 | -145.8227
16 | -4918.2729 | -4235.9959 | 3446.5197 | 5512.6503 | 195.0987
16 | -4959.1174 | -3481.0561 | 2512.6571 | 4149.3543 | 1778.1621
16 | -4958.7658 | -3724.8817 | 2525.664 | 4204.0222 | 1953.9614
16 | -4933.7467 | -4629.3784 | 3451.3708 | 4714.8976 | 1396.8568
16 | -4929.7508 | -4958.9331 | 3203.6707 | 5298.7087 | 1386.3045
16 | -4728.3409 | -5671.0246 | 2550.9793 | 6489.6723 | 1358.714
16 | 6374.292 | -5928.9323 | -4406.4142 | 2886.3579 | 1074.6965
16 | -4915.2268 | -5300.9496 | 4136.6067 | 5079.5697 | 1000
16 | -4909.2187 | -5835.4837 | 3680.5769 | 6064.1255 | 1000
16 | -4890.4275 | -6713.263 | 4050.9549 | 6552.7356 | 1000
16 | -4898.6689 | -6285.0426 | 3925.6033 | 6457.2653 | 800.8429
16 | -4893.6829 | -6421.6614 | 4203.6166 | 6435.9021 | 675.8256
16 | -4874.6026 | -6770.4153 | 5639.7037 | 5878.7799 | 126.5343
16 | -4896.7297 | -6368.53 | 3969.9162 | 6527.1999 | 768.1436
16 | -4837.9277 | -6067.062 | 3435.7111 | 6469.2786 | 1000
16 | 6353.7434 | -6011.3896 | -4223.737 | 2881.3831 | 1000
16 | -4795.2983 | -6237.7531 | 3306.4459 | 6726.6055 | 1000
16 | -4961.5316 | -3650.3534 | 2423.3308 | 3978.7827 | 2209.7715
16 | -4958.7737 | -3810.6003 | 2450.2082 | 3962.3785 | 2356.7873
16 | -4955.3348 | -3906.8451 | 2652.6136 | 3890.1394 | 2319.4269
16 | 6067.8264 | -3733.2195 | -2376.5077 | 1084.8699 | -1042.9691
16 | -4915.4975 | -4655.1575 | 3517.6788 | 5671.8361 | 381.1401
16 | -4869.9579 | -6443.5596 | 5811.5575 | 5873.3584 | -371.3984
16 | -4898.3219 | 3420.8329 | 6775.3548 | -1713.5342 | -3584.3316
16 | -4667.954 | 2655.9596 | 8419.937 | -3587.3395 | -2820.6031
16 | 1850.1955 | 2831.5217 | 4593.1997 | -6289.6932 | -2985.2237
16 | -4665.6368 | 2646.5716 | 8434.2631 | -3607.0996 | -2808.0983
16 | -1287.6619 | 2509.6412 | 6829.3971 | -5460.9535 | -2590.4229
16 | -804.9001 | 2444.1569 | 6175.4303 | -5572.3877 | -2242.2993
16 | -917.6107 | 2538.698 | 6580.4575 | -5576.3982 | -2625.1466
16 | -4663.6874 | -651.5841 | 8883.3032 | -2235.6467 | -1332.385
16 | -4880.8432 | -1946.8663 | 7829.5901 | 533.8199 | -1535.7006
16 | -4886.03 | -1904.1842 | 7635.9907 | 463.1417 | -1308.9183
16 | -4852.5235 | -1082.0959 | 6375.0127 | -1120.6312 | 680.2379
16 | -4855.304 | -1130.7615 | 6062.9526 | -998.978 | 922.0909
16 | -4925.312 | -2675.0763 | 5004.0946 | 2223.4589 | 372.8349
16 | -4964.6405 | -3368.66 | 2369.0865 | 3946.7475 | 2017.4665
16 | 557.4694 | -257.7408 | 3422.8146 | -4449.2777 | 726.7345
16 | 5451.9226 | -620.2101 | 214.2252 | -5181.4215 | 135.4839
16 | -4859.8537 | -1193.6401 | 5554.5707 | -808.301 | 1307.2241
16 | -4924.3022 | -2511.4941 | 3362.2328 | 2106.3235 | 1967.24
16 | 185.2889 | -2611.2746 | -537.1422 | 859.0678 | 2104.0601
16 | 6217.8544 | -2533.5634 | -4808.6508 | -1043.1535 | 2167.5132
16 | 227.9093 | -2534.8796 | -2446.6151 | 1814.0052 | 2939.5802
16 | -4948.9004 | -3024.5885 | 2643.9881 | 3223.8087 | 2105.6921
16 | 605.5179 | -2647.4529 | -897.9812 | 817.0268 | 2122.8894
16 | 6236.5622 | -2595.8454 | -4917.0314 | -913.056 | 2189.3706
16 | 6523.6526 | -2539.585 | -7022.7952 | 8.4848 | 3030.2429
16 | 893.1166 | -2588.1864 | -3110.4946 | 1794.9246 | 3010.6397
16 | 1335.0309 | -2581.5746 | -3516.6996 | 1707.3828 | 3055.8606
16 | -4940.3175 | -2468.3761 | 2334.1064 | 2645.2991 | 2429.288
16 | 850.9852 | -244.6185 | 2998.4983 | -4532.9804 | 928.1154
16 | 5556.0225 | -480.2467 | -836.4079 | -5365.5828 | 1126.2148
16 | -4853.8675 | -1272.9022 | 5931.9633 | -978.1876 | 1172.9939
16 | -4895.2405 | -2601.7241 | 4940.5816 | 1134.2801 | 1422.1029
16 | -203.7602 | -2728.3042 | 1984.4248 | -387.2038 | 1334.8435
16 | 5780.5186 | -2682.3953 | -1627.694 | -2655.2457 | 1184.8164
16 | 563.6907 | -338.3885 | 3345.0591 | -4440.7949 | 870.4336
16 | 5496.0351 | -1042.7046 | -199.8865 | -5138.8054 | 885.3613
16 | -4846.72 | -1358.9541 | 6365.2806 | -1185.3245 | 1025.7179
16 | -4852.6361 | -2711.9557 | 7189.1185 | -301.7591 | 677.2323
16 | -4762.1667 | -2763.4733 | 8164.056 | -976.5316 | 338.1155
16 | 80.8696 | -2961.3505 | 6493.4176 | -3409.3035 | -203.6333
16 | -4802.0436 | -3222.7842 | 8090.9797 | -349.5031 | 283.3513
16 | -4855.9543 | -3202.1515 | 7517.4629 | 59.4774 | 481.1656
16 | -4876.8246 | -3159.801 | 6427.6661 | 768.7605 | 840.199
16 | -4886.4705 | -3150.1514 | 5935.08 | 1101.5418 | 1000
16 | -2672.6666 | -3000 | 4537.6061 | 135.0605 | 1000
16 | 184.4527 | -2818.0598 | 2724.0233 | -1090.4162 | 1000
16 | 5703.1573 | -2774.9642 | -1039.6886 | -2888.5045 | 1000
16 | -485.5769 | -3000 | 4637.0192 | -2151.4423 | 1000
16 | 111.862 | -2784.2582 | 2114.4995 | -657.8451 | 1215.7418
16 | -4917.5834 | -3952.3412 | 5278.3366 | 2591.588 | 1000
16 | -4873.9897 | -4415.9009 | 7974.2618 | 1297.5898 | 18.039
16 | -4852.8442 | -3270.6254 | 7138.6101 | -15.1405 | 1000
16 | -4912.4719 | -3096.4751 | 4579.2425 | 1984.7545 | 1444.95
16 | 177.35 | -2765.7061 | 1723.9003 | -464.5328 | 1328.9886
16 | 5791.4571 | -2743.9751 | -1680.9137 | -2556.7676 | 1190.1994
16 | -4936.5089 | -3748.9301 | 4108.3117 | 3152.2751 | 1424.8521
16 | -4849.7564 | -3243.7013 | 7473.8358 | -136.6769 | 756.2987
16 | -4861.9035 | -3924.4148 | 8028.1974 | 628.8284 | 129.2924
16 | -4849.2274 | -3241.7416 | 7539.9037 | -156.1699 | 707.2353
16 | 103.473 | -2970.0784 | 6484.1502 | -3410.3804 | -207.1645
16 | 190.5439 | -2963.4086 | 6400.4686 | -3429.6875 | -197.9164
16 | 168.8825 | -2967.8078 | 6425.0541 | -3440.2959 | -185.833
16 | 696.9273 | -2986.6586 | 5995.3229 | -3644.6929 | -60.8987
16 | 435.6759 | -3095.5839 | 6358.5142 | -3425.5485 | -273.0578
16 | -4893.5995 | -2606.8921 | 5027.955 | 1079.4288 | 1393.1079
16 | -248.0489 | -2740.6009 | 2245.1222 | -515.8716 | 1259.3991
16 | 188.214 | -2963.1608 | 6402.2002 | -3429.3313 | -197.9221
16 | -4842.9561 | -2795.2543 | 7032.3726 | -598.9079 | 1204.7457
16 | -4841.3405 | -2789.2041 | 7233.9719 | -658.4793 | 1055.0521
16 | -4672.5506 | -1760.1541 | 8439.8433 | -2297.4634 | 290.3248
16 | -3921.8636 | -1658.598 | 8221.1619 | -2842.0931 | 201.3928
16 | -347.5533 | -626.4892 | 4435.2083 | -4162.1985 | 701.0327
16 | -556.6281 | -2707.9104 | 6782.585 | -3377.1965 | -140.8501
16 | -4869.638 | -4089.3748 | 8306.9292 | 982.0168 | -329.9332
16 | -4875.5613 | -3672.3931 | 6234.6921 | 4134.8902 | -1821.6279
16 | 5085.4156 | -3418.9355 | 3.6004 | 619.452 | -2289.5325
16 | 5847.8533 | -3435.4631 | -660.3053 | 436.3717 | -2188.4565
16 | 5820.7372 | -3663.5944 | -395.0494 | 489.9738 | -2252.0672
16 | -4850.7356 | -6458.1803 | 6868.0364 | 5501.8557 | -1060.9762
16 | -4860.2008 | -4066.6894 | 8656.2837 | 1096.1508 | -825.5443
16 | -4853.3195 | -5193.4891 | 8290.3699 | 2511.3162 | -754.8775
16 | -4867.2341 | -4989.0365 | 7904.4098 | 2065.8884 | -114.0276
16 | -4874.296 | -6774.774 | 5657.5978 | 5871.8007 | 119.6715
16 | 3450.3467 | -6897.1815 | -442.0911 | 3686.1359 | 202.79
16 | 56.0007 | -3349.9959 | 6455.1794 | -2872.2839 | -288.9004
16 | 2556.2994 | -3277.0118 | 4761.5395 | -3762.525 | -278.3021
16 | 5192.2523 | -3440.3883 | 2862.9258 | -4185.0842 | -429.7055
16 | 5389.4631 | -4551.8112 | 2203.6405 | -1856.6511 | -1184.6412
16 | 5799.3389 | -6324.5159 | 237.859 | 1811.0226 | -1523.7045
16 | 5211.454 | -3432.1484 | 2669.6387 | -4212.3498 | -236.5944
16 | 6127.842 | -6864.8948 | -2313.6023 | 2830.5114 | 220.1437
16 | 6149.3307 | -6940.5225 | -2435.853 | 2985.0452 | 241.9996
16 | 5212.8595 | -3348.4915 | 2563.4225 | -4395.4772 | -32.3132
16 | -4849.3576 | -6568.2046 | 6971.2862 | 5447.4042 | -1001.1282
16 | -2790.8176 | -6574.2752 | 5618.695 | 4858.0649 | -1111.6671
16 | -1504.6144 | -4029.9434 | 7213.7813 | -954.5414 | -724.6821
16 | -2746.3729 | -346.6389 | 7920.1845 | -3447.1306 | -1380.042
16 | -683.4019 | -273.28 | 5227.9798 | -4117.2657 | -154.0321
16 | -1166.4082 | -380.4017 | 6863.6185 | -3850.3049 | -1466.5036
16 | 5243.8736 | -816.1323 | 2301.3486 | -4862.3345 | -1866.7554
16 | 5769.8697 | -3168.0011 | -209.1838 | -109.6593 | -2283.0255
16 | -4604.2178 | -1206.5959 | 9466.5476 | -2659.2265 | -996.5075
16 | -4479.0292 | -1197.3653 | 9415.2629 | -2745.6325 | -993.236
16 | -814.1828 | -2469.9046 | 7417.0163 | -3331.9282 | -801.0007
16 | 103.3999 | -2863.0139 | 6892.7119 | -3384.8861 | -748.2119
16 | -4547.5867 | 1295.0406 | 9624.7765 | -4342.4191 | -2029.8113
16 | -4767.6124 | -464.0732 | 6310.9761 | -3193.3485 | 2114.058
16 | -4192.6621 | -474.5636 | 6155.7562 | -3551.5134 | 2062.9829
16 | -2769.6734 | -404.2245 | 5955.8359 | -4493.2393 | 1711.3014
16 | 746.5831 | 445.2196 | 2419.4585 | -5571.2937 | 1960.0325
16 | -838.4219 | 683.1192 | 1218.085 | -3937.7279 | 2874.9456
16 | 3269.9863 | 1481.1375 | -2038.1124 | -5556.8407 | 2843.8293
16 | 3051.0632 | 1078.9625 | -245.0967 | -6135.4195 | 2250.4905
16 | 5799.5798 | 1095.1052 | -3301.0219 | -6425.9056 | 2832.2425
16 | 5669.5428 | 869.4388 | -2287.0965 | -6749.7308 | 2497.8458
16 | -4449.348 | 1285.4357 | 9583.3082 | -4399.1326 | -2020.2633
16 | -208.4671 | 677.5329 | 7334.8741 | -5649.3966 | -2154.5433
16 | -4899.4912 | 3399.5418 | 6734.0881 | -1717.5781 | -3516.5605
16 | -4861.8314 | 2360.4093 | 5807.5864 | -2516.106 | -790.0584
16 | -4897.4073 | 1931.0476 | 1840.5458 | -1056.2676 | 2182.0815
16 | -4906.0445 | 1929.9371 | 1231.3455 | -753.4103 | 2498.1722
16 | -4891.1553 | 1880.7874 | 1375.1277 | -892.5101 | 2527.7503
16 | -4897.5785 | 1873.6911 | 1814.1361 | -1021.5969 | 2231.3482
16 | -4903.8486 | 1769.1901 | 1345.9718 | -749.8943 | 2538.581
16 | -4893.0238 | 1768.3628 | 1429.2607 | -856.4876 | 2551.8879
16 | -4897.7681 | 1194.4932 | 1703.4015 | -675.3614 | 2675.2349
16 | -4891.4711 | 48.2207 | 2243.8093 | -322.6221 | 2922.0631
16 | -4884.4215 | -351.7704 | 2965.7015 | -369.362 | 2639.8524
16 | -2608.274 | 307.7487 | 1082.5069 | -1713.278 | 2931.2964
16 | 3500.7943 | 1524.9128 | -2272.5058 | -5596.7193 | 2843.5179
16 | 4374.9338 | 1352.6031 | -1687.7574 | -6325.6077 | 2285.8282
16 | 5733.0629 | 1351.5706 | -2863.2243 | -6610.0895 | 2388.6803
16 | 5872.2127 | 1471.5139 | -3921.7825 | -6257.5122 | 2835.5682
16 | -388.0126 | -1275.0789 | -1472.8707 | 135.9621 | 3000
16 | 6415.8986 | -1887.4309 | -6507.765 | -1020.7028 | 3000
16 | 820.0575 | -2522.3296 | -2987.8558 | 1690.128 | 3000
16 | 6497.9797 | -2454.6113 | -6873.8467 | -169.5218 | 3000
16 | 6507.5486 | -2453.4306 | -6943.7294 | -138.0686 | 3027.68
16 | 6324.6852 | -2544.9969 | -5666.5283 | -1113.16 | 3000
16 | 1345.4628 | -2513.9925 | -3470.4108 | 1585.1985 | 3053.742
16 | 4724.6058 | -2589.0242 | -4263.9429 | -871.6386 | 3000
16 | -4827.3951 | -552.2359 | 5444.2509 | -2265.0545 | 2200.4346
16 | -4818.8336 | -633.1735 | 5918.718 | -2524.236 | 2057.5251
16 | -4817.3805 | -653.185 | 5930.6138 | -2565.089 | 2105.0407
16 | -4820.7262 | -1462.4782 | 6423.3534 | -2043.3448 | 1903.1958
16 | -4807.2451 | -594.9533 | 5992.7653 | -2693.6187 | 2103.0517
16 | -4762.8643 | -624.5091 | 6449.7561 | -3083.7958 | 2021.4132
16 | -4877.1227 | 131.1254 | 2719.7749 | -866.2678 | 2892.4901
16 | -4894.8215 | 1869.8455 | 1970.2007 | -1116.1716 | 2170.9468
16 | -4897.2395 | 1659.8919 | 1620.0012 | -926.5636 | 2543.91
16 | -4845.2003 | -6.1511 | 3956.5852 | -1914.9146 | 2809.6808
16 | -4882.6179 | 1697.5789 | 1652.9001 | -1030.7426 | 2562.8815
16 | -4811.1931 | 316.4199 | 3743.4641 | -2076.6247 | 2827.9338
16 | -4823.6932 | 330.7659 | 5784.5124 | -2836.12 | 1544.5349
16 | -4780.8067 | -414.6677 | 6151.899 | -3116.4248 | 2160.0002
16 | -4886.8414 | 1385.2628 | 7353.1847 | -810.5185 | -3041.0875
17 | 2486.8779 | 1133.184 | -2648.6759 | 5028.6139 | -6000
17 | 5248.9362 | 893.4625 | -4867.2725 | 4724.8737 | -6000
17 | 5269.962 | 1138.1806 | -4602.8939 | 4194.7514 | -6000
17 | 5440.1866 | 1680.2798 | -11097.3165 | 2781.1572 | 1195.6928
17 | 5413.4359 | 1339.2779 | -11611.5916 | 3514.9253 | 1343.9525
17 | 5331.4648 | 1854.0101 | -3829.5553 | 2644.0803 | -6000
17 | 5360.9201 | 2196.8385 | -3459.1843 | 1901.4257 | -6000
17 | 5585.0482 | 4715.4716 | -1180.9057 | -3569.543 | -5550.0711
17 | 5584.9118 | 4664.4304 | -1479.3427 | -3467.1966 | -5302.8029
17 | 5517.8447 | 2673.7875 | -9582.9568 | 643.8683 | 747.4563
17 | 5504.6171 | 2426.8253 | -10307.3184 | 1163.389 | 1212.4869
17 | 5522.7697 | 2636.3338 | -10089.6779 | 709.2457 | 1221.3288
17 | 5519.1071 | 2250.452 | -9062.9941 | 705.0326 | 588.4025
17 | 5500.2712 | 1928.1881 | -10124.1348 | 1437.5332 | 1258.1424
17 | 5526.3504 | 2181.4621 | -9786.4205 | 802.6796 | 1275.9284
17 | 5588.5079 | 3392.6823 | -9315.7396 | -930.659 | 1265.2085
17 | 5587.3335 | 4662.8211 | -1128.1304 | -3593.548 | -5528.4763
17 | 5584.9065 | 3911.4411 | -879.6854 | -3240.5302 | -5376.1321
17 | 5614.3345 | 4138.0067 | -549.7266 | -3914.5068 | -5288.1077
17 | 5656.2325 | 3086.7673 | 615.7807 | -4552.3706 | -4806.4098
17 | 5673.3837 | 3718.3922 | 377.2783 | -4896.0012 | -4873.053
17 | 5632.3507 | -1991.4538 | 1551.7236 | -1667.9028 | -3524.7177
17 | 5635.4197 | -5020.1766 | 1764.3861 | -256.5778 | -2123.0513
17 | 5725.2117 | -4273.8836 | 215.9705 | -1701.7409 | 34.4424
17 | 5785.059 | -2854.071 | -896.2723 | -3106.1045 | 1071.3888
17 | 5809.5904 | -2198.281 | -1358.6001 | -3717.054 | 1464.3446
17 | 5892.0353 | 230.1272 | -2931.8987 | -5877.6626 | 2687.3988
17 | 5798.9969 | 805.792 | -2493.1533 | -6772.6499 | 2661.0143
17 | 5549.8481 | 587.1856 | -608.7053 | -7400.0785 | 1871.75
17 | 5274.6648 | -2260.0975 | 2523.0584 | -5473.7885 | -63.8372
17 | 5372.0135 | -2936.7905 | 2116.204 | -4425.522 | -125.905
17 | 5182.3526 | -3001.5425 | 3447.1048 | -5109.7082 | -518.2068
17 | 5158.9515 | -3047.9114 | 3536.2495 | -5306.4446 | -340.845
17 | 5247.8362 | -2507.1483 | 2823.9619 | -5303.5394 | -261.1103
17 | 5104.2908 | -2642.6816 | 4262.1399 | -5074.3903 | -1649.3588
17 | 5061.5202 | 2284.9065 | 3971.2101 | -7861.1823 | -3456.4545
17 | 5054.4292 | 831.6262 | 4251.7444 | -7018.5172 | -3119.2826
17 | 5355.3043 | 1416.2623 | 1193.7594 | -7671.5472 | -293.7788
17 | 5818.4535 | 881.7931 | -2620.8022 | -6710.7766 | 2631.3322
17 | 5783.7652 | 738.815 | -2382.6234 | -6800.93 | 2660.9732
17 | 5486.8641 | 228.4172 | -158.7934 | -7501.6394 | 1945.1514
17 | 5899.2455 | 1033.3118 | -3120.8656 | -6349.1787 | 2537.487
17 | 5615.2231 | 2898.358 | -8579.2567 | -1301.7405 | 1367.4162
17 | 5613.1187 | 5017.9733 | -973.2026 | -4228.8645 | -5429.0249
17 | 5618.8048 | 3717.7646 | -9100.0392 | -1639.4501 | 1402.9199
17 | 5678.2792 | 4554.9313 | 49.7416 | -5311.9374 | -4971.0146
17 | 5638.6069 | -965.5671 | 1185.2404 | -2190.8879 | -3667.3923
17 | 5639.041 | -1393.9973 | 1215.3228 | -1991.2479 | -3469.1186
17 | 5148.4059 | 3313.534 | 3162.0831 | -7879.7814 | -3744.2417
17 | 4375.865 | 3214.9784 | 3792.6441 | -7735.4641 | -3648.0234
17 | 1219.1067 | 2648.3179 | 5420.0603 | -6856.4887 | -2430.9962
17 | 2629.7397 | 1798.4024 | -1694.0363 | -5302.8563 | 2568.7504
17 | 5138.0474 | 3264.1784 | 3227.098 | -7914.6654 | -3714.6583
17 | 5129.5427 | 1521.1529 | 3563.5633 | -6903.9955 | -3310.2634
17 | 5133.3194 | 3225.9645 | 3269.6095 | -7925.0635 | -3703.8299
17 | 5850.8929 | 2502.8716 | -2623.698 | -6422.5213 | 692.4547
17 | 5854.7417 | 2168.4736 | -4565.7622 | -5832.3491 | 2374.896
17 | 5901.9899 | 1252.8945 | -3234.3243 | -6475.2015 | 2554.6415
17 | 5237.217 | 94.7175 | -4573.0658 | 5241.1313 | -6000
17 | 5273.196 | 399.9489 | -4044.9802 | 4371.8352 | -6000
17 | 5274.1132 | 314.4978 | -3999.5389 | 4388.2958 | -5977.3679
17 | 5443.2305 | 1253.7255 | -10816.3813 | 2874.7376 | 1244.6878
17 | 5228.0491 | -832.3831 | -4416.3098 | 5814.4712 | -5793.8274
17 | -4501.7357 | -1739.277 | 3131.5887 | 7888.3776 | -4778.9537
17 | -3832.7214 | -4674.2636 | -2957.7637 | 8753.87 | 2710.8786
17 | -4013.0228 | -5203.5809 | -2036.5404 | 8334.836 | 2918.3081
17 | -4389.189 | -5452.2637 | 351.9508 | 7580.9954 | 1908.5064
17 | -4629.9299 | -5056.2759 | 1481.7156 | 6545.2979 | 1659.1923
17 | -4954.7348 | -4227.6381 | 2794.4909 | 4854.5734 | 1533.3086
17 | -4962.2995 | -4201.8736 | 2833.4653 | 4801.2719 | 1529.4358
17 | -4956.4355 | -2882.9093 | 4542.7766 | 1958.9852 | 1337.5829
17 | -4942.7566 | -2712.2469 | 4754.5499 | 1587.4842 | 1312.9694
17 | -1031.4549 | -2672.2329 | 1961.9358 | 370.8759 | 1370.8759
17 | -4903.2665 | -2227.0733 | 5463.7943 | 517.4875 | 1149.058
17 | -3688.5612 | -2229.5103 | 4573.9008 | 172.0854 | 1172.0854
17 | -4921.8569 | -4035.9104 | 2463.6019 | 4751.0477 | 1743.1178
17 | -4968.596 | -3877.6397 | 2704.8969 | 4422.7323 | 1718.6065
17 | -4973.213 | -3773.1358 | 2545.146 | 3799.3951 | 2401.8076
17 | -4724.8796 | -3281.3414 | 764.3265 | 4523.5706 | 2718.3238
17 | -4956.0978 | -2638.0964 | 2025.0778 | 3057.7443 | 2511.3719
17 | -4991.7775 | -2644.4216 | 2270.3078 | 2951.2136 | 2414.6776
17 | -4974.8503 | -2676.2866 | 3439.4838 | 2313.6513 | 1898.0017
17 | -4979.637 | -2704.045 | 3105.2554 | 2263.5245 | 2314.902
17 | -4994.7999 | -2466.0579 | 2212.7198 | 2751.9531 | 2496.1849
17 | -4994.7986 | -2432.6032 | 2242.1072 | 2691.2346 | 2494.06
17 | -4977.2654 | -2162.3967 | 2462.9334 | 2197.903 | 2478.8258
17 | -2417.2443 | -2156.248 | 53.1839 | 1760.1542 | 2760.1542
17 | -1285.3734 | -2137.426 | -1007.589 | 1544.0778 | 2886.3105
17 | -4943.3559 | -2269.5873 | 3728.1291 | 1242.407 | 2242.407
17 | -4891.6238 | -327.9449 | 2912.8742 | -383.3381 | 2690.0326
17 | -4044.5066 | -73.4701 | 2188.5005 | -881.4211 | 2810.8972
17 | 3891.5944 | 1471.1356 | -2111.6712 | -5926.4191 | 2675.3603
17 | 5455.3427 | 1171.7641 | -1170.9717 | -7192.9237 | 1736.7887
17 | -4866.206 | -414.877 | 3869.8221 | -1099.0296 | 2510.2905
17 | -4833.3333 | -733.7668 | 5491.6706 | -1903.747 | 1979.1765
17 | -4833.3333 | -872.8431 | 5558.0634 | -1997.0453 | 2145.1584
17 | -4794.0228 | -1045.3503 | 7191.0342 | -2803.0164 | 1451.3553
17 | -4991.9024 | -2651.2267 | 2260.9881 | 2911.8001 | 2470.3409
17 | -4415.2091 | -2629.4043 | 1522.4335 | 2951.8378 | 2570.3422
17 | -486.9565 | -2617.3913 | -243.4783 | 1173.913 | 2173.913
17 | 2559.723 | -2576.22 | -3928.3136 | 1077.8466 | 2866.964
17 | -1446.1457 | -2600.3125 | -1266.801 | 2413.9844 | 2899.2747
17 | -1386.875 | -2535.9022 | -1252.3905 | 2277.51 | 2897.6577
17 | -277.5014 | -2518.8242 | -1980.7236 | 1888.5246 | 2888.5246
17 | -851.1521 | -2545.3736 | -1381.29 | 1888.9078 | 2888.9078
17 | -1320.5122 | -2329.5038 | -1133.6841 | 1891.85 | 2891.85
17 | -3276.5703 | -2723.2303 | 2273.9781 | 1362.9113 | 2362.9113
17 | 247.1588 | -2651.3986 | -1683.4879 | 1215.8996 | 2871.8281
17 | -4935.5009 | -2804.7025 | 4700.2959 | 1019.9538 | 2019.9538
17 | -4871.0863 | -2857.6548 | 7419.8882 | -345.5736 | 654.4264
17 | -4885.621 | -4066.0457 | 2085.3019 | 4390.081 | 2476.2837
17 | -4935.7237 | -5470.1826 | 3501.2928 | 5950.1416 | 954.4718
17 | -4932.5977 | -5512.8554 | 3683.8997 | 5879.0402 | 882.5132
17 | -4940.6978 | -3094.4967 | 5465.2893 | 1594.7317 | 975.1736
17 | -4918.377 | -2751.546 | 5703.571 | 978.5441 | 987.8079
17 | -2139.1285 | -2735.3155 | 4017.4079 | -71.4819 | 928.5181
17 | -4793.4647 | -2881.1615 | 8676.2054 | -1000.7896 | -0.78959
17 | -4726.3251 | -2941.2002 | 9728.9939 | -1701.9184 | -359.5501
17 | -1619.5639 | -3010.641 | 8687.4066 | -3344.8592 | -712.3425
17 | 2327.0255 | -3021.4927 | 5943.2034 | -4552.275 | -696.4611
17 | -1218.0395 | -2689.1702 | 8633.1476 | -3991.0756 | -734.8623
17 | -4873.6903 | -2826.332 | 7431.6066 | -150.7816 | 419.1974
17 | -4888.3425 | -2254.0878 | 6049.1994 | 145.1755 | 948.0555
17 | -4301.3916 | -2258.3546 | 5687.4679 | -63.8608 | 936.1392
17 | 5674.4164 | -2159.9822 | -335.8797 | -3882.4904 | 703.9359
17 | 5439.5446 | -771.0411 | 820.6204 | -5956.941 | 467.8171
17 | 5278.8449 | -2248.8004 | 2501.1161 | -5404.2083 | -126.9523
17 | -4872.3834 | -2284.9106 | 6672.4674 | -257.5867 | 742.4133
17 | -4854.7149 | -2307.1057 | 7346.217 | -705.0963 | 520.6999
17 | -4692.1288 | -2390.5967 | 9851.611 | -2443.9555 | -324.93
17 | -1997.4601 | -2388.1723 | 8963.4201 | -3951.2363 | -626.5513
17 | -637.7007 | -2408.2086 | 7830.6684 | -4512.0374 | -272.7217
17 | -4834.5072 | -1701.1426 | 7255.2824 | -1301.9523 | 582.3197
17 | -4682.3102 | -2234.9019 | 9897.9883 | -2648.2584 | -332.5179
17 | -2955.9397 | -2009.2336 | 9400.379 | -3900.1098 | -535.0959
17 | -4833.3333 | -1678.572 | 7250 | -1350.5703 | 612.4756
17 | -4861.2624 | -2486.9198 | 7375.6806 | -513.7492 | 486.2508
17 | -4904.6769 | -3588.6207 | 7571.0459 | 743.8345 | 178.4172
17 | -4884.9931 | -6647.4266 | 5996.2093 | 5688.6222 | -152.4119
17 | -4961.0463 | -4269.0573 | 2857.7508 | 4869.7298 | 1502.623
17 | -4958.121 | -4646.3972 | 2806.0712 | 4457.2646 | 2341.1824
17 | -4921.5681 | -6152.7506 | 3855.1601 | 6529.04 | 690.1186
17 | -4435.327 | -3891.3531 | -498.4248 | 5902.5418 | 2922.5631
17 | -4210.0687 | -6141.9841 | -500.5698 | 7974.5886 | 2878.034
17 | -4871.6979 | -3037.2504 | 4906.3415 | 6998.7463 | -3996.1395
17 | -4869.3209 | -3352.5488 | 5276.0209 | 6756.3877 | -3810.5388
17 | -4869.9318 | -4625.0338 | 6179.745 | 5997.331 | -2682.1103
17 | -4909.5953 | -4937.9875 | 4124.2863 | 6658.8708 | -935.5743
17 | -2385.3622 | -4615.6165 | 4568.1409 | 5277.7592 | -2844.9215
17 | -4873.9723 | -3781.2624 | 7386.4723 | 3502.7258 | -2233.9635
17 | -4923.6173 | -4373.1497 | 4490.0165 | 4916.4271 | -109.6765
17 | -4935.5563 | -2690.0447 | 5746.2577 | 1414.4764 | 464.8669
17 | -4850.8666 | -1591.3396 | 6509.6641 | -899.6219 | 832.1639
17 | 3839.5483 | -538.8499 | 1967.542 | -5730.2412 | 462.0009
17 | -4848.2747 | -1558.756 | 6559.5953 | -970.0967 | 817.5322
17 | 1994.0716 | -431.5598 | 3457.8236 | -5412.0857 | 391.7504
17 | -4940.9872 | -4652.207 | 3360.2135 | 5621.6165 | 611.3641
17 | -4961.0217 | -4235.4397 | 2857.929 | 4864.4177 | 1474.1148
17 | 585.3197 | -3633.5783 | 4026.5494 | 1546.0069 | -2524.2977
17 | -4878.5393 | -2479.2693 | 8571.0925 | 777.9384 | -1991.2222
17 | -4903.8503 | -2338.9203 | 7567.3265 | 568.198 | -892.7539
17 | -4837.9317 | -1448.8031 | 7270.6926 | -1244.6367 | 260.6789
17 | -4715.457 | -1091.8644 | 9725.937 | -2176.2807 | -1742.3349
17 | -4712.6848 | -1051.2697 | 9706.1335 | -2258.458 | -1683.721
17 | -4705.9799 | -1090.7392 | 9817.5857 | -2319.5627 | -1701.3039
17 | -4651.3943 | -1860.7859 | 10585.1331 | -2867.4769 | -1205.476
17 | -3228.9372 | -1763.1377 | 10009.0576 | -3851.9971 | -1164.9856
17 | -4708.7766 | -1041.0325 | 9767.7969 | -2284.7306 | -1733.2572
17 | -1105.7738 | -470.9528 | 7979.2732 | -4565.6921 | -1836.8545
17 | -4849.3357 | -6695.3432 | 7947.3229 | 4997.0501 | -1399.6941
17 | 5355.5007 | -4043.8221 | -10505.5022 | 6871.3995 | 2322.4241
17 | 5441.4547 | -5391.3089 | -8552.0701 | 5660.0324 | 2841.8919
17 | 5461.672 | -5570.9655 | -7075.9481 | 5052.3002 | 2132.9414
17 | 5514.5116 | -5077.3215 | -5923.4449 | 3658.7088 | 1827.546
17 | 5716.3547 | -2680.5897 | -2956.4475 | -1561.3567 | 1482.0392
17 | 5763.6496 | -2106.3958 | -2108.5152 | -2828.9792 | 1280.2405
17 | 5798.6608 | -1674.458 | -1397.487 | -3791.6378 | 1064.922
17 | 5455.7702 | -620.4682 | 649.8477 | -6016.9736 | 531.8238
17 | 5788.2195 | -2135.9034 | -1153.2064 | -3452.3136 | 953.2039
17 | 5561.6571 | -5777.8557 | -2922.616 | 2492.6542 | 646.1604
17 | 5768.4643 | -2791.1366 | -855.0346 | -2878.2171 | 755.9241
17 | 5770.788 | -2796.1774 | -764.1734 | -2936.1725 | 725.7353
17 | 5772.6849 | -2722.1853 | -807.1755 | -2993.2436 | 749.9194
17 | 5565.3703 | -6202.5702 | -2047.4106 | 2425.8704 | 258.7401
17 | 5528.5711 | -6546.3598 | -2850.0508 | 3396.4122 | 471.4272
17 | 5658.2995 | -2585.3748 | -6013.5991 | 98.7209 | 2841.9534
17 | 5694.102 | -2051.5316 | -5621.6547 | -847.9773 | 2827.0617
17 | 5902.1893 | 1424.645 | -3487.4446 | -6501.038 | 2661.6483
17 | 5903.4717 | 1412.7389 | -3397.5967 | -6538.3854 | 2619.7715
17 | 5628.9998 | 1171.9137 | -1321.6165 | -7229.5848 | 1750.2877
17 | 5904.6519 | 1361.1878 | -3394.8638 | -6532.4708 | 2661.495
17 | 5749.5057 | -2150.882 | -4393.7271 | -2005.5955 | 2800.6988
17 | 5710.5422 | -2731.8579 | -4820.2761 | -975.3135 | 2816.9053
17 | 5461.6868 | -5952.0052 | -7733.4772 | 5406.961 | 2816.8347
17 | 5300.9719 | -2017.4941 | -3069.4134 | 4885.3078 | -5099.3722
17 | 5610.7417 | -1310.5894 | 912.3468 | -1497.345 | -3715.1541
17 | -580.4823 | -3536.4051 | 2636.1451 | 5394.8722 | -3914.1298
17 | 5457.8598 | -4863.8773 | -2368.8826 | 3583.9381 | -1809.0379
17 | 5590.7593 | -3755.5989 | -329.9771 | 360.4547 | -1865.638
17 | 5579.8218 | -4031.6968 | -1690.2476 | 1016.3059 | -874.1832
17 | 5742.5386 | -2192.5493 | -425.1982 | -2863.6776 | -261.1135
17 | 5430.3168 | -655.6555 | 906.4798 | -5969.9305 | 288.7893
17 | 5664.3832 | -2842.1262 | 922.5499 | -1605.8008 | -2139.006
17 | 5379.5757 | -1869.9943 | 2558.8526 | -3593.4556 | -2474.9784
17 | 5164.3866 | -906.7424 | 3570.8278 | -5545.4122 | -2283.0599
17 | 5593.3829 | -5333.0634 | 1306.9613 | 697.3198 | -2264.6006
17 | 5592.6335 | -5514.3591 | 1343.2461 | 791.0734 | -2212.5939
17 | 5637.2097 | -4349.5106 | 1617.6231 | -584.3079 | -2321.0142
17 | 5525.9149 | -6053.6919 | 429.6246 | 2373.3223 | -2275.1699
17 | 5571.7257 | -5671.6656 | 1132.4403 | 1262.1797 | -2294.6801
17 | 5533.6419 | -6229.642 | 845.7136 | 2194.7263 | -2344.4399
17 | 5429.1459 | -4307.5006 | -528.543 | 3312.2649 | -3905.3673
17 | 5255.7297 | -1544.5233 | -3685.2119 | 5537.9563 | -5563.9508
17 | 5379.5394 | -4664.1927 | -9600.4005 | 6564.6819 | 2320.3718
17 | 5434.1993 | -4444.9379 | -388.8472 | 3263.9422 | -3864.3564
17 | 5491.8885 | -5436.3571 | 277.6908 | 2655.5685 | -2988.7906
17 | 2243.8238 | 1402.9159 | -2169.7887 | 4523.049 | -6000
17 | -4637.0703 | 2038.6675 | 2976.9599 | 5184.9003 | -5563.4575
17 | -4132.4877 | 2445.5925 | -2577.2723 | 4000.3455 | 263.8219
17 | 284.4294 | 2136.727 | -7013.6459 | 3326.9493 | 1265.5402
17 | -4031.7748 | 2492.8584 | -3635.4799 | 3839.1885 | 1335.2078
17 | -4897.902 | 2789.5362 | 3872.0883 | 3650.3461 | -5414.0686
17 | -4902.2336 | 4275.722 | 5306.4533 | 462.276 | -5142.2176
17 | -4928.7941 | 4030.0777 | 3892.5535 | 962.6165 | -3956.4536
17 | -4941.9698 | 3891.1071 | 3172.4968 | 1247.4834 | -3369.1175
17 | -4463.0945 | 3970.6202 | 3142.4683 | 941.8943 | -3591.8882
17 | -1002.447 | 3142.3719 | -5022.6815 | 1552.8311 | 1329.9255
17 | -4952.2491 | 3740.9811 | 2565.2345 | 1559.073 | -2913.0395
17 | -4859.7444 | 3588.6464 | 1872.5784 | 1844.6861 | -2446.1665
17 | -4549.7144 | 3154.8718 | -134.3973 | 2644.1306 | -1114.8907
17 | -4287.6349 | 3000.5447 | -2293.3799 | 2844.8783 | 735.5919
17 | -4220.5295 | 2964.2547 | -2802.6738 | 2890.5291 | 1168.4195
17 | -3966.6212 | 2941.2297 | -3187.9086 | 2859.5005 | 1353.7997
17 | -4184.6425 | 2928.302 | -3051.2402 | 2951.6004 | 1355.9803
17 | -4196.3351 | 2891.6471 | -2982.5219 | 2923.3579 | 1363.8519
17 | -4119.132 | 2730.1169 | -3314.3346 | 3356.7726 | 1346.5771
17 | -4254.6128 | 2233.9412 | -2496.5142 | 3073.2565 | 1443.9293
17 | -4944.5305 | 2745.4571 | 2718.3893 | 2083.7504 | -2603.0663
17 | -4953.9489 | 3776.2355 | 2533.6916 | 1481.9869 | -2837.9651
17 | -4812.8401 | 3600.9838 | 1399.1779 | 1791.2281 | -1978.5497
17 | -4347.9015 | 3096.1208 | -1927.7523 | 2664.2971 | 515.2359
17 | -4641.9683 | 2565.3983 | -147.599 | 1963.852 | 260.317
17 | -4767.0747 | 3601.4109 | 937.9927 | 1764.3299 | -1536.6589
17 | -4763.8792 | 3156.094 | 899.4852 | 1814.8534 | -1106.5534
17 | -4956.453 | 3817.954 | 2490.9681 | 1390.7456 | -2743.2148
17 | -4770.1782 | 3609.917 | 955.3723 | 1747.1967 | -1542.3079
17 | -4755.9366 | 3594.8437 | 843.5488 | 1772.8019 | -1455.2578
17 | -4541.577 | 3382.2128 | -744.0437 | 2129.9993 | -226.5915
17 | -4241.9075 | 3101.436 | -2852.9747 | 2596.7376 | 1396.7086
17 | -4641.5868 | 2679.0151 | -147.9044 | 1951.7954 | 158.6807
17 | -4639.028 | 3516.7419 | -144.5425 | 1881.7559 | -614.9273
17 | -4897.0064 | 3928.973 | 5659.6779 | 308.1393 | -4999.7839
17 | -4929.2462 | 3935.7668 | 3885.5842 | 958.4352 | -3850.5401
17 | -4958.959 | 3323.7858 | 2447.3307 | 1371.0847 | -2183.2421
17 | -4793.3106 | 2869.7903 | 1046.9706 | 1680.0194 | -803.4698
17 | -4637.1153 | 2468.9059 | -207.1976 | 1952.9619 | 422.445
17 | -4474.0419 | 2105.0571 | -1383.35 | 2201.008 | 1551.3267
17 | -4606.0027 | 1638.6485 | -595.1704 | 1914.4536 | 1648.071
17 | -4943.9618 | 3557.9424 | 2723.107 | 1959.2772 | -3296.3648
17 | -4789.4406 | -378.9179 | 4404.8671 | 5670.9492 | -4907.4579
17 | 5276.4821 | -1367.6924 | -3092.4656 | 4714.1284 | -5530.4525
17 | 5267.6767 | -2258.13 | -2941.9086 | 5264.795 | -5332.4332
17 | -4743.4038 | -3191.2428 | 4824.2056 | 7398.6598 | -4288.2187
17 | -4117.3336 | -5937.8319 | -874.2698 | 8208.5959 | 2720.8394
17 | -4239.2963 | -6295.8821 | -251.1196 | 7925.1455 | 2861.1525
17 | -4276.2287 | -6338.6109 | -26.5996 | 7848.5558 | 2792.8834
17 | -4912.1328 | -6759.0058 | 4011.1135 | 6574.1982 | 1085.827
17 | -4952.9806 | -4912.8714 | 2924.7444 | 4625.579 | 2315.5287
17 | -4939.5326 | -3393.0397 | 5368.8696 | 1073.5964 | 1890.1063
17 | -4902.9094 | -3803.9698 | 7563.0921 | 368.2385 | 775.5486
17 | -4898.4834 | -2924.7739 | 6086.6586 | -26.6237 | 1763.2224
17 | -4866.679 | -2965.8416 | 7400.0556 | -744.435 | 1176.9
17 | -4818.2896 | -2990.7568 | 8174.4924 | -1187.6284 | 822.1823
17 | -1309.0717 | -3052.8828 | 7498.9675 | -3190.5546 | 53.5416
17 | 4384.219 | -2874.2681 | -2699.2033 | -1613.732 | 2802.9845
17 | 5746.9264 | -2878.2943 | -3616.2806 | -2044.3368 | 2791.9852
17 | -4866.6146 | -2422.0303 | 6473.8571 | -927.1872 | 1741.9749
17 | -4845.8828 | -2435.0248 | 7306.4728 | -1399.6864 | 1374.1212
17 | -4797.2442 | -2446.9546 | 8074.5716 | -1856.4172 | 1026.0444
17 | -474.0341 | -2425.1944 | 7225.0356 | -4442.5755 | 116.7684
17 | 2041.4329 | -2393.4318 | 5510.6344 | -5276.4019 | 117.7665
17 | -120.5822 | -2133.1678 | 7119.7852 | -4991.98 | 125.9448
17 | -4833.3333 | -2088.9047 | 7250 | -1803.6984 | 1475.9365
17 | -4833.3333 | -1709.142 | 6648.7091 | -1930.286 | 1824.0522
17 | -4806.1172 | -1177.2352 | 6776.9256 | -2679.127 | 1885.5539
17 | -4795.966 | -1212.0222 | 7193.949 | -2880.706 | 1694.7452
17 | -4745.1158 | -1006.7881 | 7838.2092 | -3536.6145 | 1450.3093
17 | -4742.6933 | -1023.6936 | 7888.3607 | -3545.9957 | 1424.0218
17 | -1904.2473 | -793.2221 | 7303.9284 | -5495.6918 | 889.2328
17 | -4735.0929 | -674.8076 | 6855.3481 | -3394.0626 | 1948.615
17 | 4495.4321 | -2266.3476 | -2300.1163 | -2714.4203 | 2785.4521
17 | 5789.0346 | -2250.4276 | -3155.3048 | -3157.7729 | 2774.4707
17 | -3621.4348 | -6331.9454 | -641.3308 | 7729.3554 | 2865.3557
17 | 5466.081 | -6512.3871 | -6903.9697 | 5158.3703 | 2791.9055
17 | -4848.3382 | -3559.3943 | 5327.5886 | 7146.3287 | -4066.1847
17 | -4840.0769 | -4655.1869 | 6612.3775 | 6304.0319 | -3421.1456
17 | -4841.0574 | -6697.4962 | 8062.834 | 5085.7632 | -1610.0436
17 | -4842.9576 | -6801.8945 | 8030.3314 | 5063.2033 | -1448.6825
17 | -4873.8955 | -7054.3135 | 6433.1902 | 5574.1656 | -79.1468
17 | 5544.1012 | -7205.6993 | -1207.4716 | 2813.0729 | 55.9968
17 | -4866.5275 | -5232.1696 | 8742.6014 | 1677.8938 | -321.798
17 | -4282.7306 | -5033.1411 | 8578.0422 | 1079.6976 | -341.8681
17 | -4878.6653 | -4530.3438 | 8570.0807 | 796.8074 | 42.121
17 | -4866.6459 | -6908.9874 | 7059.1147 | 5274.3857 | -557.8671
17 | 1730.1191 | -7004.1888 | 2223.8356 | 3524.6917 | -474.4576
17 | 5563.8606 | -6966.198 | -468.2292 | 2308.4043 | -437.8376
17 | 5555.6843 | -7064.0469 | -600.3976 | 2519.5397 | -410.7796
17 | -4859.2895 | -5048.4351 | 9406.1418 | 1295.7108 | -794.128
17 | -4850.1829 | -4978.9462 | 9487.4874 | 1144.4983 | -802.8566
17 | -4067.6918 | -4712.9914 | 9264.4613 | 344.4026 | -828.1806
17 | -4860.3795 | -5027.0828 | 9355.2013 | 1248.1164 | -715.8554
17 | 5541.8229 | -6887.8388 | 830.1451 | 2181.7604 | -1665.8897
17 | 5655.0591 | -5717.2033 | 1370.0849 | -378.6297 | -929.3109
17 | 5685.8356 | -5511.2265 | 843.693 | -850.1379 | -168.1642
17 | 5464.6469 | -4692.055 | 2042.4299 | -2535.2924 | -279.7293
17 | 5793.5916 | -2954.8287 | -1158.9198 | -3378.7194 | 1698.8762
17 | 5223.4067 | -3069.0182 | 2999.6259 | -5200.0972 | 46.0828
17 | 5177.3516 | -2740.463 | 3188.442 | -5704.9386 | 79.608
17 | 5819.0556 | -2274.1103 | -1638.822 | -4012.8928 | 2106.7694
17 | 5220.4836 | -2343.2818 | 2704.6826 | -5978.6464 | 396.762
17 | 5860.2487 | -1060.7709 | -2424.9111 | -5092.4278 | 2717.861
17 | 5549.5977 | -6776.6081 | 1338.3929 | 1952.5457 | -2063.9282
17 | 5624.0594 | -5988.5748 | 1972.1118 | 237.2944 | -1844.8909
17 | 5624.281 | -5988.2048 | 1969.5728 | 236.3555 | -1842.0045
17 | 5673.8605 | -5651.176 | 1115.7246 | -534.7173 | -603.6918
17 | 5332.5692 | -4383.992 | 2961.7493 | -3141.9785 | -768.348
17 | 5142.7243 | -3270.4922 | 3826.5109 | -4998.651 | -700.0919
17 | 5616.1219 | -5952.9538 | 2008.1337 | 163.0872 | -1834.389
17 | -4727.3202 | -5010.3489 | 9574.1019 | 1181.4438 | -1017.8766
17 | -1445.0496 | -2526.2109 | 8993.2149 | -3961.189 | -1060.7654
17 | 5092.4317 | -2889.8729 | 4362.9871 | -5006.7418 | -1558.8042
17 | -4862.6093 | -5298.1072 | 8837.6916 | 1822.9136 | -499.8887
17 | -4853.9412 | -5077.2845 | 9598.7755 | 1362.5379 | -1030.0877
17 | -4854.1718 | -5063.5001 | 9608.0505 | 1332.9042 | -1023.2827
17 | -4841.8766 | -6783.7458 | 8113.381 | 5025.8593 | -1513.6178
17 | -4848.6169 | -6757.7464 | 8001.9506 | 4967.965 | -1363.5523
17 | -3662.8889 | -6758.5185 | 7235.9514 | 4620.9358 | -1435.4797
17 | 5581.13 | -6472.8395 | 1539.6797 | 1289.3307 | -1937.3008
17 | 5553.754 | -6767.5749 | 1295.461 | 1930.5194 | -2012.1594
17 | -4854.2757 | -5064.7674 | 9604.6402 | 1335.5889 | -1021.186
17 | -4853.0929 | -5054.9956 | 9613.1065 | 1314.2654 | -1019.2834
17 | 5387.829 | -5285.6438 | -8682.3616 | 6261.191 | 2318.9854
17 | 5442.2964 | -5095.9772 | 283.3473 | 3039.8357 | -3669.5022
17 | 5509.4416 | -6249.9034 | 1059.1399 | 2331.7412 | -2650.4193
17 | 5439.7546 | -460.9244 | -9673.7181 | 3252.8787 | 1442.0092
17 | -4368.3234 | 193.5055 | -205.3183 | 4669.3159 | -289.1797
17 | 3312.9484 | -265.7022 | -7993.7674 | 3476.4967 | 1470.0245
17 | -4196.0512 | 202.5504 | -2018.9669 | 4403.43 | 1609.0377
17 | -4867.0764 | -148.0314 | 4668.9572 | 5210.6153 | -4864.4647
17 | -4872.8991 | 1697.6229 | 6377.9239 | 1345.8593 | -4548.507
17 | 5562.6852 | 1944.6585 | -219.4569 | -2311.1 | -4976.7868
17 | 5648.9231 | 2608.603 | 747.479 | -4286.1716 | -4718.8335
17 | 5594.7707 | 2761.1451 | 1019.0967 | -4719.1714 | -4655.8411
17 | 4961.7069 | 1277.9909 | 4737.5537 | -7787.0922 | -3190.1593
17 | 5669.1618 | 2676.4777 | 407.1982 | -4563.9178 | -4188.92
17 | 5872.1365 | 263.4826 | -2736.471 | -5869.8416 | 2470.6935
17 | 5698.7716 | -61.6489 | -1663.426 | -6645.7648 | 2672.0681
17 | 5435.1726 | -121.9254 | 261.3838 | -7481.4743 | 1906.8433
17 | 5669.9398 | 1591.2168 | -6622.3224 | -2276.5492 | 1637.7151
17 | 5608.3289 | -3040.1853 | 1909.3655 | -1092.5926 | -3384.9164
17 | 5290.637 | -1488.2971 | 3393.6063 | -4033.9032 | -3162.0429
17 | 4960.3562 | 1001.1586 | 4790.9921 | -7626.5747 | -3125.9322
17 | 4977.5652 | 294.8237 | 4802.8472 | -7106.0654 | -2969.1708
17 | -1794.6485 | 693.5508 | 9328.1574 | -5498.8955 | -2728.1642
17 | 5609.3854 | -4082.9246 | 1982.5817 | -606.6967 | -2902.3459
17 | -4874.1473 | 2367.7748 | 7412.9436 | -622.8784 | -4283.6927
17 | -4872.3383 | 2184.0976 | 7831.3394 | -1041.0485 | -4102.0501
17 | -4638.0344 | 1024.2434 | 10356.3512 | -3787.875 | -2954.6852
17 | -4699.0579 | -219.646 | 10246.5428 | -2524.6544 | -2803.1845
17 | -1675.1493 | 806.3991 | 9298.3066 | -5695.0701 | -2734.4863
17 | 3158.678 | 1101.5978 | 6086.7866 | -7328.436 | -3018.6264
17 | 186.4025 | 918.2207 | 8236.4846 | -6577.5913 | -2763.5165
17 | -1616.4791 | 809.6007 | 9295.1525 | -5766.8006 | -2721.4735
17 | -1199.7457 | 792.0457 | 9195.3064 | -6220.4554 | -2567.151
17 | -888.2809 | 559.9467 | 8699.8425 | -6256.0348 | -2115.4735
17 | -4584.6112 | 1192.615 | 10745.2941 | -4600.9535 | -2752.3443
17 | -4714.0391 | -180.8134 | 8345.5733 | -4088.5468 | 637.826
17 | -2037.1587 | -221.7132 | 7652.1198 | -5766.6184 | 373.3705
17 | -4850.7936 | -1441.8362 | 9310.5929 | -46.5521 | -2971.411
17 | -4850.1074 | -2402.5592 | 9526.754 | 154.1697 | -2428.2571
17 | -4808.9907 | -2425.4671 | 9858.0369 | -439.6725 | -2183.9066
17 | -4849.233 | -3291.3865 | 9629.4276 | 501.4071 | -1990.2152
17 | -4853.7027 | -3690.9496 | 9484.8124 | 627.5793 | -1567.7393
17 | -4853.5656 | -4884.202 | 9613.8188 | 1246.5557 | -1122.6069
17 | -4829.1062 | -2982.1955 | 9757.1011 | 80.9228 | -2026.7222
17 | -4890.1099 | 1802.1978 | 7285.7143 | -1186.8132 | -3010.989
17 | -4890.1099 | 1242.7839 | 6864.127 | -1608.4005 | -1608.4005
17 | -4833.3333 | 458.8889 | 7097.037 | -2652.963 | -69.6296
17 | -4811.4467 | 196.9793 | 7217.1701 | -3025.2782 | 422.5755
17 | -4715.9526 | -184.6028 | 8314.9586 | -4076.1088 | 661.7056
17 | -4714.9723 | -198.4064 | 8336.1141 | -4077.0091 | 654.2737
17 | -4833.3333 | 0 | 7250 | -2500 | 83.3333
17 | -4890.1099 | -681.3187 | 7505.4945 | -967.033 | -967.033
17 | -4890.1099 | -1027.4725 | 7851.6484 | -620.8791 | -1313.1868
17 | -4955.0124 | 1233.2648 | 3946.6854 | -112.4689 | -112.4689
17 | -4900 | -2150 | 7550 | -250 | -250
17 | -4973.7945 | 1549.2524 | 2196.7695 | 1133.5748 | 94.1978
17 | -4892.0848 | 1457.6052 | 1533.4134 | 1301.2575 | 599.8088
17 | -4700.3879 | 1253.4082 | 47.1713 | 1671.8581 | 1727.9503
17 | -4980.7534 | 1338.183 | 2083.4355 | 956.7851 | 602.3498
17 | -4968.9841 | 1293.0407 | 1963.103 | 957.2219 | 755.6186
17 | -4930.4109 | 848.4261 | 1391.4256 | 711.9422 | 1978.6171
17 | -4982.5175 | 619.7552 | 2088.2867 | 1194.0559 | 1080.4196
17 | -4978.5692 | -2853.7186 | 2334.0653 | 2818.7612 | 2679.4612
17 | -4975.4154 | -3369.4876 | 2416.3099 | 3158.2783 | 2770.3147
17 | -4977.5952 | -3246.7369 | 2379.7335 | 3069.9299 | 2774.6687
17 | -4990.1039 | -951.02 | 2049.9751 | 1543.7915 | 2347.3573
17 | -4988.664 | 1076.6163 | 1989.8632 | 713.7342 | 1208.4503
17 | -4974.5165 | 758.1085 | 1687.295 | 494.5091 | 2034.6038
17 | -4860.081 | -110.5202 | 4239.2197 | -1847.9641 | 2579.3456
17 | -4833.3333 | -96.6135 | 5470.7835 | -2467.7955 | 1926.9588
17 | -4790.9046 | -97.8813 | 7186.3569 | -3358.3757 | 1060.8047
17 | -4738.6425 | -239.3954 | 7871.6171 | -3899.6066 | 1006.0274
17 | -4729.469 | -421.7764 | 6384.5245 | -3369.0107 | 2135.7316
17 | -3935.9783 | -434.7528 | 6172.0216 | -3863.9213 | 2062.6307
17 | -1035.0193 | -390.5798 | 6141.5004 | -5942.9131 | 1227.0118
17 | 1727.8827 | -196.096 | 905.7223 | -5147.3178 | 2709.8088
17 | -4833.3333 | -864.7164 | 5617.0888 | -2211.7612 | 2292.7221
17 | -4809.477 | -268.6379 | 4687.5212 | -2288.2596 | 2678.8534
17 | -4856.0478 | -540.4667 | 4507.2178 | -1797.4123 | 2686.7089
17 | -4991.5003 | -713.986 | 2022.4237 | 1375.8362 | 2307.2264
17 | -4976.595 | -2483.8317 | 3093.5185 | 1622.9625 | 2743.9458
17 | -4928.4728 | 1035.0518 | 3135.5702 | 2928.3863 | -2170.5354
17 | -4888.0765 | 987.8215 | 2871.1969 | 3028.1317 | -1999.0737
17 | 5508.2859 | 571.4445 | -6984.9639 | 950.8731 | -45.6396
17 | 5466.271 | -147.3885 | -9351.915 | 2584.7687 | 1448.2637
17 | 5524.4427 | 417.5576 | -8598.6189 | 1168.6817 | 1487.9369
17 | -4379.3593 | 612.5685 | -1312.5801 | 3438.3726 | 1640.9983
17 | -4945.8405 | 1193.1608 | 2712.8442 | 2354.5216 | -1314.6862
17 | -4761.0858 | 1145.8747 | 846.975 | 2160.5891 | 607.6469
17 | -4648.2679 | 1071.4945 | -115.2651 | 2217.5082 | 1474.5303
17 | -4584.4943 | 989.0874 | -502.0958 | 2405.2034 | 1692.2994
17 | -4632.9009 | 1086.8492 | -295.0597 | 2135.5547 | 1705.5568
17 | -4652.7923 | 414.5576 | -62.3301 | 2459.109 | 1841.4558
17 | -4685.6526 | -3024.7512 | 417.2782 | 4404.1336 | 2888.992
17 | -4834.2082 | -2988.865 | 1561.5804 | 3669.5697 | 2591.9232
17 | -4873.7079 | -3894.9543 | 1955.2287 | 4026.9622 | 2786.4713
17 | -4856.2061 | -3760.2041 | 1782.0543 | 4035.6113 | 2798.7446
17 | -4957.5626 | -4624.0877 | 2797.7781 | 4373.8084 | 2410.0639
17 | -4559.2267 | 1772.7721 | 2607.9163 | 5730.8019 | -5552.2635
17 | -3920.3022 | 2157.5021 | -4231.3493 | 4520.257 | 1473.8924
17 | -4903.5566 | 2762.7554 | 3786.5352 | 3707.6426 | -5353.3766
17 | -4909.1597 | 4584.0461 | 5541.25 | -199.2809 | -5016.8555
17 | -4972.953 | 4044.5464 | 2227.1525 | 895.0501 | -2193.7959
17 | -4934.6236 | 3999.9056 | 1914.6966 | 972.4841 | -1952.4627
17 | -4572.2711 | 3599.4548 | -904.4281 | 1661.5373 | 215.7071
17 | -4327.9506 | 3361.4076 | -2605.6069 | 2062.4451 | 1509.7049
17 | -4500.7572 | 3105.4775 | -1741.1413 | 1468.6266 | 1667.7943
17 | -4680.17 | -2958.3284 | 357.9891 | 4386.9595 | 2893.5498
17 | -4976.854 | 3926.2277 | 2163.6211 | 795.9476 | -1908.9424
17 | -4974.0601 | 3915.5114 | 2135.0557 | 796.0512 | -1872.5583
17 | -4850.3812 | 2489.9241 | 302.0611 | 9.6001 | 2048.7958
17 | -4977.2727 | 3755.6818 | 2164.7727 | 852.2727 | -1795.4545
17 | -4990.9256 | 928.8566 | 2095.8258 | 1481.6697 | 484.5735
17 | -4969.7147 | -1107.3863 | 1618.5813 | 1672.5675 | 2785.9522
17 | -4973.1953 | -1430.6772 | 1696.895 | 1860.3851 | 2846.5925
17 | -4995.5035 | -2415.3096 | 2198.8288 | 2701.6838 | 2510.3005
17 | -4992.4711 | -1136.8264 | 2045.4433 | 1638.0718 | 2445.7823
17 | -4994.5609 | -2250.2744 | 2130.0256 | 2307.6952 | 2807.1145
17 | -4986.6931 | 3600.8943 | 2047.2371 | 493.6438 | -1155.0821
17 | -4930.0951 | 2326.6891 | 836.7992 | -383.3764 | 2149.9832
17 | -4910.998 | 2181.7321 | 1262.6651 | -774.289 | 2240.8899
17 | -4882.8385 | 2196.3728 | 2559.237 | -1426.8382 | 1554.0669
17 | -4876.7139 | 2074.6073 | 1566.3894 | -1072.5893 | 2308.3064
17 | -4764.9303 | 167.0745 | 4401.5234 | -2505.8851 | 2702.2177
17 | -1531.1837 | 455.3723 | 2379.9074 | -4035.0542 | 2730.9582
17 | 2570.9456 | 1229.2472 | -802.9496 | -5681.0236 | 2683.7803
17 | 2118.6711 | 478.628 | 2484.1491 | -6709.5292 | 1628.081
17 | -4895.4967 | 529.2634 | 2292.697 | -579.9969 | 2653.5332
17 | -4894.8269 | -167.2851 | 2615.9486 | -363.2191 | 2809.3825
17 | -4886.6705 | -126.5566 | 2842.196 | -625 | 2796.0312
17 | -4833.3333 | 1370.4611 | 5070.825 | -2535.0154 | 927.0626
17 | -4786.4672 | 584.539 | 7179.7008 | -3482.7911 | 505.0185
17 | -4905.5177 | 4214.2464 | 6383.6114 | -1041.188 | -4651.1522
17 | -4901.0989 | 4148.2338 | 6532.0023 | -1193.2724 | -4585.8648
17 | -4668.2464 | 2995.5646 | 9041.3724 | -3923.0832 | -3445.6074
17 | 251.0501 | 2811.4414 | 6879.3034 | -6686.1898 | -3255.6051
17 | -80.1456 | 2282.7486 | 7221.1766 | -6314.6509 | -3109.1287
17 | -1374.8328 | 2046.1014 | 8516.5065 | -6242.9865 | -2944.7887
17 | -4667.1795 | 1799.3415 | 9474.8853 | -3513.5752 | -3093.472
17 | -4588.8401 | 1644.0364 | 10512.4106 | -4734.8984 | -2832.7085
17 | -4901.0989 | 3501.0903 | 6761.3204 | -963.9543 | -4397.3575
17 | -4880.7651 | 78.9664 | 8157.4267 | -25.3576 | -3330.2704
17 | -4879.9944 | -1000.1936 | 8400.2359 | 200.1091 | -2720.157
17 | -4901.0989 | -82.4176 | 7478.022 | -247.2527 | -2247.2527
17 | -4900.2695 | -303.2345 | 7551.2129 | -192.7224 | -2154.9865
17 | -4900 | -250 | 7550 | -250 | -2150
17 | -4901.0989 | 3721.1722 | 6210.1587 | -1515.116 | -3515.116
17 | -4833.3333 | 2785.5556 | 6488.1481 | -2761.8519 | -1678.5185
17 | -4824.9496 | 2685.2301 | 6534.1656 | -2904.4687 | -1489.9774
17 | -4833.3333 | 2619.926 | 6003.2615 | -2706.642 | -1083.2121
17 | -4833.3333 | 500 | 7250 | -2000 | -916.6667
17 | -4826.9367 | 557.57 | 7240.405 | -2153.5201 | -817.5182
17 | -4833.3333 | -544.8718 | 7250 | -1651.7094 | -220.0855
17 | -4893.7701 | 3467.8686 | 7024.4712 | -1199.1589 | -4399.4107
17 | -4888.1312 | 3118.274 | 7291.7518 | -1225.2953 | -4296.5993
17 | -4588.9412 | 1637.2197 | 10516.0189 | -4732.8046 | -2831.4929
17 | -4588.3801 | 1633.4294 | 10521.3027 | -4740.146 | -2826.2061
17 | -4564.5736 | 1231.6821 | 10854.8209 | -4942.2735 | -2579.6559
17 | -3202.2952 | 1087.4426 | 10279.6342 | -5729.9478 | -2434.8338
17 | -4617.0176 | -322.03 | 10722.9581 | -3894.1463 | -1889.7643
17 | -4866.0677 | -594.9609 | 8806.6212 | -206.8546 | -3138.7379
17 | -4865.8781 | -860.4393 | 8866.3534 | -151.3887 | -2988.6472
17 | -4649.849 | -980.7984 | 10606.9308 | -3271.4665 | -1704.817
17 | -4890.1099 | 3075.754 | 7231.003 | -1241.5244 | -4175.1227
17 | -4890.1099 | 2482.7839 | 6784.127 | -1688.4005 | -2688.4005
17 | -4833.3333 | 1698.8889 | 7017.037 | -2732.963 | -1149.6296
17 | -4800 | 1300 | 7200 | -3300 | -400
17 | -4785.6663 | 1242.7242 | 7364.7789 | -3457.7305 | -364.1064
17 | -4641.6145 | -785.7436 | 10473.6348 | -3590.0389 | -1456.2379
17 | -4637.2858 | -1006.4171 | 10663.7082 | -3434.2953 | -1585.7099
17 | -4795.6466 | 1310.417 | 7193.47 | -3375.7175 | -332.5228
17 | -4833.3333 | 1000 | 7250 | -2500 | -916.6667
17 | -4890.1099 | 318.6813 | 7505.4945 | -967.033 | -1967.033
17 | -4890.1099 | -27.4725 | 7851.6484 | -620.8791 | -2313.1868
17 | -4962.7987 | 3712.1229 | 3436.6822 | -93.0031 | -2093.0031
17 | -4945.5368 | 3449.1136 | 2745.7318 | 2196.951 | -3446.2596
17 | -4788.6204 | 3498.008 | 1161.5179 | 2001.5309 | -1872.4363
17 | -4641.6379 | 3434.1761 | -92.8365 | 2063.4641 | -763.1659
17 | -4018.566 | 2425.3893 | -3864.3616 | 3975.5889 | 1481.9493
17 | -4665.7933 | -3019.1545 | 303.0879 | 4486.4267 | 2895.4332
17 | -4686.2688 | -3046.2284 | 429.3449 | 4446.7534 | 2856.3989
18 | 5568.6051 | 1163.5815 | -3917.1556 | 3184.969 | -6000
18 | 3943.2117 | 678.7117 | -3304.6885 | 4682.765 | -6000
18 | -4674.0615 | 1646.9904 | 3125.7433 | 5392.8771 | -5491.5493
18 | -4840.0986 | 2153.1021 | 3688.1256 | 4410.5883 | -5411.7174
18 | -4830.8548 | 413.4047 | 4065.6153 | 5346.6511 | -4994.8162
18 | -4627.626 | -297.5909 | 3399.1209 | 6596.0964 | -5070.0004
18 | 5487.349 | 88.7553 | -4390.819 | 4814.7146 | -6000
18 | 5470.6612 | -784.1724 | -4239.4212 | 5360.5607 | -5807.6283
18 | 5523.9868 | -1520.1952 | -3378.9752 | 4757.6522 | -5382.4686
18 | 5528.588 | -1589.8309 | -3334.2415 | 4713.9832 | -5318.4989
18 | 5727.6449 | -4853.7216 | -2609.3057 | 3167.3787 | -1431.9963
18 | 409.3704 | -4705.5789 | 2090.7595 | 4306.8251 | -2101.3761
18 | -4845.0194 | -4729.0696 | 5484.8488 | 5818.7557 | -1729.5155
18 | -4871.908 | -4964.8568 | 3768.5513 | 6362.2939 | -294.0804
18 | 5792.3703 | -5769.6054 | -466.0995 | 2224.8264 | -1781.4917
18 | 5810.6831 | -6104.5268 | -194.5836 | 2055.4374 | -1567.01
18 | 6009.7901 | -2790.463 | 705.5121 | -2158.0632 | -1766.7761
18 | 5891.4565 | -3829.0239 | -743.9717 | 156.596 | -1475.0568
18 | 3369.8534 | -3744.0366 | 1513.3142 | 654.2175 | -1793.3485
18 | -4861.1018 | -3976.6392 | 6554.5 | 3600.9349 | -1317.6939
18 | -4898.6622 | -4722.2422 | 3180.4696 | 5544.8644 | 895.5705
18 | -4883.8258 | -2396.5884 | 8023.4078 | 251.2486 | -994.2423
18 | -4888.3938 | -2348.6176 | 7852.677 | 178.7284 | -794.3939
18 | -4919.8427 | -2611.0132 | 5653.0585 | 1000 | 877.7974
18 | -4869.157 | -2259.4957 | 8140.2326 | -44.3445 | -967.2355
18 | -4880.597 | -2242.6156 | 7865.6716 | -38.5311 | -703.9279
18 | -4567.3495 | -109.7475 | 9926.3267 | -4700.9245 | -548.3053
18 | 5907.953 | -4439.6429 | 203.8468 | -13.0731 | -1659.0838
18 | 6215.413 | -1031.6105 | 2193.208 | -5955.6141 | -1421.3963
18 | 6301.3456 | -382.762 | 874.7215 | -7120.1401 | 326.835
18 | 6115.6249 | -2020.9304 | -1584.3517 | -3447.2559 | 936.9131
18 | 6001.6748 | -3022.0443 | -3003.24 | -1213.3122 | 1236.9217
18 | 5920.4449 | -3730.4687 | -3897.0837 | 353.5538 | 1353.5538
18 | 5846.7884 | -3496.1623 | -7191.5185 | 1920.4462 | 2920.4462
18 | 2456.7648 | -2968.0308 | -4359.0603 | 1935.1632 | 2935.1632
18 | 5793.3446 | -4838.0123 | -5274.8274 | 2800.6844 | 1518.8108
18 | 5710.9983 | -5399.4108 | -6612.3256 | 4412.652 | 1888.0861
18 | 5671.4681 | -5157.3157 | -8711.85 | 5273.3297 | 2924.3679
18 | -2478.0414 | -5005.7456 | -3006.4156 | 7528.3627 | 2961.8399
18 | -4518.3947 | -5282.267 | 1193.568 | 6985.8136 | 1621.2802
18 | -4084.4017 | -5005.9184 | -1616.9761 | 7867.0635 | 2840.2327
18 | -4884.8907 | -5751.3437 | 3654.9695 | 6245.9505 | 735.3144
18 | -4850.1629 | -6475.5985 | 6965.3627 | 4964.615 | -604.2163
18 | 5802.4044 | -6375.9088 | -2185.3644 | 2674.7363 | 84.1324
18 | 5695.1382 | -5718.9778 | -7882.4751 | 5010.2063 | 2896.1084
18 | -4772.957 | -4872.8618 | 2400.0569 | 5899.6055 | 1346.1564
18 | -4898.0923 | -5054.4387 | 3255.1275 | 5663.6601 | 1033.7433
18 | -713.2382 | -2738.3226 | 2267.7686 | 91.8961 | 1091.8961
18 | -286.944 | -2713.056 | 530.8465 | 734.5768 | 1734.5768
18 | 1844.0428 | -2881.9585 | -3705.7918 | 1871.8538 | 2871.8538
18 | -1727.0119 | -2675.1216 | -320.377 | 2161.7124 | 2560.7981
18 | -1230.3024 | -2738.6756 | -7.9601 | 1488.469 | 2488.469
18 | -4921.5278 | -2729.7506 | 5354.2919 | 1277.2476 | 1019.7389
18 | -4908.6899 | -4533.5673 | 2949.7641 | 5199.9041 | 1292.5889
18 | -4943.2763 | -3135.6184 | 2075.387 | 3715.1595 | 2288.3483
18 | -4925.4487 | -3053.4452 | 1905.1545 | 3680.8103 | 2392.9291
18 | -4946.6436 | -2984.4767 | 2022.2034 | 3531.1434 | 2377.7734
18 | -4944.3816 | -3182.1684 | 2084.3635 | 3676.4043 | 2365.7822
18 | -4952.3662 | -3181.1091 | 2203.1843 | 3173.7927 | 2756.4983
18 | -4948.5495 | -2676.3123 | 2464.9205 | 2842.8593 | 2317.082
18 | -936.0456 | -2748.1317 | 2684.1773 | 0 | 1000
18 | -4887.1515 | -2899.3921 | 6786.5437 | 0 | 1000
18 | -4914.6436 | -2887.1347 | 4889.5928 | 956.0927 | 1956.0927
18 | -4860.8852 | -2979.9675 | 7719.887 | -879.0343 | 1000
18 | -4921.1015 | -2732.0524 | 5410.6991 | 1242.4548 | 1000
18 | -4918.0807 | -2753.0469 | 5799.2994 | 1009.349 | 862.4793
18 | -4914.0482 | -2765.1581 | 6021.7324 | 874.2656 | 783.2082
18 | -4871.4028 | -2861.2423 | 7778.3264 | -200.2708 | 154.5895
18 | -4920.9143 | -2750.4034 | 5564.1171 | 1107.2005 | 1000
18 | -4943.8918 | -2779.0724 | 3656.9772 | 1925.7507 | 2140.2364
18 | 5983.8934 | -4366.6271 | -914.4473 | -851.4095 | 148.5905
18 | 6010.7528 | -4659.7199 | 356.1138 | -1353.5734 | -353.5734
18 | 5858.1632 | -4174.3217 | -6468.765 | 1892.4617 | 2892.4617
18 | 6033.3391 | -4959.4897 | 1663.4016 | -1868.6255 | -868.6255
18 | 5859.309 | -5655.8928 | -1871.8792 | 1550.1303 | 118.3327
18 | 5863.3665 | -5960.2974 | -1195.195 | 1481.3733 | -189.2474
18 | -4871.2557 | -5648.7307 | 5742.8217 | 4761.2685 | 15.8962
18 | -4852.7024 | -6250.6924 | 7073.4809 | 4622.1516 | -592.2377
18 | -2929.4505 | -2877.8751 | 6613.4623 | -903.0684 | 96.9316
18 | -4068.4025 | -2948.7569 | 8745.4401 | -1364.1403 | -364.1403
18 | -4752.7722 | -2971.7584 | 9344.6985 | -1310.084 | -310.084
18 | -4868.0657 | -2926.8162 | 7746.6238 | -475.871 | 524.129
18 | -4882.3906 | -2908.7906 | 7115.0488 | -161.9338 | 838.0662
18 | -4872.6115 | -3107.9974 | 7789.8089 | -404.6 | 595.4
18 | -4863.8243 | -2967.9817 | 7706.331 | -782.158 | 907.633
18 | -4856.0918 | -2872.8948 | 7983.6561 | -333.2923 | 78.6228
18 | -4878.6989 | -3060.344 | 7847.6393 | 17.223 | 74.1805
18 | -4894.6008 | -3299.6796 | 7664.7808 | 460.8669 | 68.6327
18 | -4895.9322 | -3334.3207 | 7637.6261 | 524.7879 | 67.8389
18 | -4893.1444 | -3411.7832 | 7869.0189 | 465.9439 | -30.0352
18 | -4878.6105 | -4053.1681 | 8500.2484 | 853.0304 | -421.5002
18 | -4892.3497 | -3357.4709 | 7846.0838 | 410.9764 | -7.2395
18 | -4880.597 | -3233.3204 | 7865.6716 | -62.4443 | 310.69
18 | -4880.597 | -3112.423 | 7865.6716 | 73.4901 | 53.8583
18 | -4843.5802 | -3626.8579 | 8754.0755 | 106.1246 | -389.7621
18 | -4768.7955 | -2941.7984 | 9151.3636 | -1101.3702 | -339.3995
18 | 5942.9849 | -3006.6473 | -5142.9165 | 6.6473 | 2199.9316
18 | 5892.9567 | -3054.8646 | -6793.0099 | 1036.3374 | 2918.5805
18 | 2569.9459 | -2916.7512 | -4386.4669 | 1798.8562 | 2934.4159
18 | 6001.3203 | -1935.926 | -5897.5577 | -1064.074 | 2896.2374
18 | 825.5093 | -2721.8778 | 979.628 | -278.1222 | 1194.8627
18 | 5894.4505 | -1897.3069 | -5790.5332 | -1102.6931 | 2896.0827
18 | 3213.6877 | -2142.287 | -4158.0783 | 170.8959 | 2915.7818
18 | 5563.077 | -2113.4011 | -4644.6705 | -1682.5534 | 2877.548
18 | 6003.9468 | -3055.0478 | -4433.5272 | -944.9522 | 2429.5804
18 | 5972.044 | -3085.7958 | -5485.7848 | -288.3232 | 2887.8598
18 | 5986.0668 | -3092.4407 | -5196.7176 | -578.0474 | 2881.1388
18 | 6041.147 | -2372.2533 | -4914.7587 | -1627.7467 | 2873.6117
18 | 6042.1089 | -2388.7449 | -4876.5923 | -1649.5169 | 2872.7452
18 | 851.8843 | -2724.4365 | 1146.8336 | -386.673 | 1112.3917
18 | 6108.8336 | -3068.2341 | 59.4504 | -3264.7337 | 164.6838
18 | 6186.9676 | -3103.0625 | 2238.9188 | -4749.3188 | -573.5052
18 | 2100.6952 | -2834.0491 | 3088.4477 | -2491.4769 | 136.383
18 | 937.878 | -2733.6659 | 1412.9125 | -617.1246 | 1000
18 | 6112.7718 | -2009.4939 | -1716.7233 | -3386.5546 | 1000
18 | 6006.522 | -1881.9698 | -5854.6908 | -1164.9736 | 2895.1122
18 | 6066.4274 | -2080.9438 | -4728.8391 | -2125.2671 | 2868.6226
18 | 6173.2632 | -2213.6763 | -610.8474 | -4348.7395 | 1000
18 | 6068.9911 | -2088.5259 | -4671.7925 | -2168.51 | 2859.8373
18 | 6055.2584 | -2225.8806 | -4798.469 | -1901.4678 | 2870.5591
18 | 4183.6442 | -2274.7489 | -575.3228 | -2333.5725 | 1000
18 | -4921.6673 | -2676.6049 | 5438.3939 | 1159.8783 | 1000
18 | 6352.8376 | 645.3926 | 73.1475 | -8071.3777 | 1000
18 | 6353.1438 | 651.5228 | 68.3811 | -8077.0404 | 1003.9927
18 | 6356.8882 | 750.4766 | -51.5132 | -8143.5673 | 1087.7157
18 | 6258.4607 | 849.2476 | -3835.0954 | -6087.7452 | 2815.1323
18 | 3457.9274 | 860.6155 | -1915.2341 | -5231.3093 | 2828.0005
18 | 6323.9538 | 701.5502 | -2657.3744 | -7154.9166 | 2786.787
18 | 6370.7165 | 1143.0161 | -477.6077 | -8403.4287 | 1367.3039
18 | 6313.2069 | 1516.1121 | -3431.4521 | -7179.7676 | 2781.9008
18 | 2212.9425 | 1601.5647 | -575.0744 | -6036.772 | 2797.3392
18 | 380.6176 | 1152.2085 | 4626.281 | -7109.1468 | 950.0397
18 | 6378.1939 | 947.6301 | -272.6926 | -8467.9505 | 1414.8191
18 | 6384.3196 | 644.4961 | -279.3211 | -8428.6814 | 1679.1867
18 | 6380.0714 | 643.2508 | -532.6559 | -8319.7404 | 1829.0741
18 | 6325.8493 | 697.6621 | -2616.969 | -7187.2219 | 2780.6795
18 | 6336.3698 | 646.0452 | 89.1599 | -8556.0377 | 1484.4628
18 | -672.8541 | 641.0342 | 6078.4499 | -7046.63 | 1000
18 | 5120.064 | 750.177 | 1004.6474 | -7874.8884 | 1000
18 | -1647.2201 | 775.8755 | 5713.1924 | -5841.8478 | 1000
18 | -4668.2607 | 852.9651 | 5246.3804 | -3583.0319 | 2151.9471
18 | -4671.3778 | 856.457 | 5112.3094 | -3510.4309 | 2213.0424
18 | -4666.4139 | 891.4931 | 5120.4855 | -3561.9833 | 2216.4186
18 | -4690.22 | 242.682 | 7429.0584 | -3981.5204 | 1000
18 | -4770.2517 | -263.9915 | 7111.1807 | -3076.9375 | 1000
18 | -4789.2323 | -435.8425 | 6997.7069 | -2772.6321 | 1000
18 | -4920.217 | -2584.8101 | 5505.0271 | 1000 | 1000
18 | -4922.0728 | -2636.8649 | 5467.957 | 1090.9807 | 1000
18 | -4953.2824 | -2176.3961 | 2877.5642 | 1953.0806 | 2299.0337
18 | -4933.6595 | -1643.835 | 3295.8215 | 1000 | 2281.673
18 | -4861.1641 | -2921.2745 | 7681.0587 | -898.6202 | 1000
18 | -4786.0281 | -345.4487 | 6967.267 | -2877.528 | 1041.7378
18 | -4841.1504 | -167.12 | 4422.6382 | -1650.785 | 2236.4172
18 | -4791.7812 | -916.7482 | 7021.9216 | -3120.2943 | 1806.9021
18 | -4594.0889 | 309.0011 | 8784.727 | -5499.6392 | 1000
18 | -4685.5579 | 421.0976 | 6790.8438 | -3863.7389 | 1337.3555
18 | -4762.7073 | 228.8665 | 5178.0375 | -2652.623 | 2008.4262
18 | -4823.6608 | -57.5231 | 4497.0784 | -1849.7567 | 2233.8623
18 | -4675.1252 | 719.4546 | 5723.7505 | -3668.7035 | 1900.6236
18 | -540.547 | 767.7438 | 5818.4227 | -6657.6097 | 611.9903
18 | 6361.0939 | 737.1097 | -39.3396 | -8197.8532 | 1138.9892
18 | 6087.2064 | -425.7863 | 2832.7118 | -7204.3471 | -1289.7847
18 | 6251.4485 | -213.3093 | 1179.5632 | -7480.2891 | 262.5867
18 | -2134.1615 | 161.4094 | 7897.661 | -5908.7221 | -16.1868
18 | -4617.7466 | -220.6619 | 9106.4224 | -4353.8055 | 85.7916
18 | -4824.7023 | -1434.6827 | 7334.6717 | -1612.0525 | 536.7658
18 | -4919.9361 | -2604.4737 | 5551.379 | 1000 | 973.0308
18 | -4921.7574 | -2641.4562 | 5494.1322 | 1082.2386 | 986.8428
18 | -4693.0363 | 135.5699 | 7815.4761 | -4053.2556 | 795.246
18 | 6352.5952 | 646.8348 | 74.3781 | -8073.808 | 1000
18 | -3037.9458 | 123.3921 | 9164.4342 | -5651.8981 | -597.9824
18 | 6078.337 | -685.5539 | 2927.1854 | -7128.5473 | -1191.4212
18 | 6169.1577 | -863.8066 | 2019.2421 | -7208.5974 | -115.9958
18 | -3417.2892 | -202.1647 | 9423.4845 | -5503.3581 | -300.6725
18 | -4553.6921 | -391.3916 | 10054.6974 | -4826.3776 | -283.2362
18 | -4542.6993 | -418.9024 | 10215.4088 | -4910.4107 | -343.3965
18 | -4509.2808 | -373.4812 | 10557.674 | -5377.3566 | -297.5553
18 | -4475.7891 | -1021.5654 | 11292.5078 | -5641.8833 | -153.27
18 | -3753.1359 | -295.0434 | 9820.1371 | -5400.8787 | -371.0791
18 | 6031.6265 | -1944.3916 | 3414.6444 | -6782.7084 | -719.1709
18 | -3536.0003 | -172.3427 | 9620.5343 | -5474.2063 | -437.9849
18 | -4548.3171 | -353.3047 | 10150.0459 | -4860.7549 | -387.6692
18 | -4856.9351 | -2926.6807 | 8433.5586 | 33.3109 | -683.2537
18 | -4880.597 | -3079.1118 | 7865.6716 | 69.5387 | 24.4985
18 | -4881.3774 | -3195.6093 | 8249.0525 | 542.6382 | -714.7041
18 | -4892.9305 | -3234.9228 | 7845.1158 | 411.6806 | -128.9431
18 | -4895.0008 | -3292.2389 | 7714.9306 | 471.1487 | 1.1604
18 | -4893.4426 | -3332.3748 | 7844.2623 | 436.6792 | -55.1241
18 | 6211.9035 | -1434.9817 | 2280.6408 | -5764.0225 | -1293.5401
18 | 6264.968 | -1358.8837 | 1495.3819 | -6359.0883 | -42.3779
18 | 6182.4985 | -2270.8791 | 713.9187 | -4716.4111 | 90.8731
18 | 6225.9777 | -2432.4514 | 2166.5711 | -5533.6306 | -426.4668
18 | 6105.7763 | -2545.5254 | 3087.5177 | -5925.0298 | -722.7388
18 | 5908.008 | -4473.0827 | 214.492 | -2.574 | -1646.8433
18 | 5890.7527 | -5639.4849 | 407.8094 | 659.9948 | -1319.0721
18 | 5868.5104 | -6640.781 | 578.3058 | 1231.2781 | -1037.3132
18 | 5908.2898 | -6306.677 | 869.5049 | 497.3079 | -968.4256
18 | 5865.5044 | -6681.3285 | 412.9547 | 1320.7464 | -917.8769
18 | 4306.8 | -6690.149 | 1541.0677 | 1785.0031 | -942.7217
18 | 5842.1982 | -6885.4754 | 131.2089 | 1769.668 | -857.5996
18 | 3258.9272 | -6849.8147 | 2074.4452 | 2430.1646 | -913.7222
18 | 6029.5183 | -5245.7043 | 1881.3993 | -1832.6066 | -832.6066
18 | 6096.5251 | -4658.1049 | 2444.0977 | -3122.9627 | -759.5553
18 | 5843.3264 | -6846.1821 | 411.7444 | 1682.6328 | -1091.5216
18 | -4858.2807 | -5008.1729 | 6882.1999 | 3924.4134 | -940.1597
18 | 145.9273 | -1268.1889 | -94.061 | 6472.9829 | -5256.6603
18 | -4562.6054 | -1825.4584 | 3314.6738 | 7501.8702 | -4428.4802
18 | -3887.0157 | -4531.6657 | -2711.7339 | 8328.4632 | 2801.9521
18 | -4020.1505 | -4922.6821 | -2010.7845 | 8004.8872 | 2948.7299
18 | -4831.7661 | -3196.0448 | 4426.3965 | 6746.8532 | -3145.4388
18 | 5576.6103 | -3914.4614 | -10562.2819 | 6436.3409 | 2463.7921
18 | 5501.3367 | -1487.1582 | -3511.945 | 5079.0726 | -5581.3062
18 | 5549.6482 | -2153.9741 | -2732.4052 | 4532.8545 | -5196.1235
18 | 5604.2732 | -4528.4385 | -9655.0175 | 6124.2633 | 2454.9195
18 | 5497.7658 | 523.9442 | -4553.1467 | 4531.4368 | -6000
18 | 5626.3073 | 1905.3665 | -3564.6856 | 2033.0119 | -6000
18 | 2849.8207 | 1119.3007 | -2496.686 | 4527.5646 | -6000
18 | -4679.4573 | 1752.1506 | 3127.1655 | 5312.6015 | -5512.4603
18 | -4840.3478 | 2203.6783 | 3679.5051 | 4381.9614 | -5424.797
18 | 5658.0067 | 2178.0053 | -3269.8986 | 1433.8865 | -6000
18 | 5532.3342 | 378.4708 | -3899.59 | 3988.785 | -6000
18 | 5533.6263 | 201.8822 | -3804.8867 | 4022.9071 | -5953.5289
18 | 5530.8213 | -1465.5328 | -2898.6487 | 4346.7732 | -5513.413
18 | 5948.1187 | 2142.7182 | 262.7772 | -3404.0574 | -4949.5568
18 | -4856.6868 | 1908.1045 | 7150.2808 | 274.701 | -4476.3995
18 | 6054.5654 | 2774.3548 | 1179.3215 | -5287.6955 | -4720.5462
18 | -4864.9022 | 2369.63 | 7877.7206 | -1077.8419 | -4304.6065
18 | -4864.9747 | 2362.6285 | 7894.9895 | -1095.0889 | -4297.5544
18 | -4872.0273 | 2009.1393 | 8420.2406 | -1782.1224 | -3775.2302
18 | -4888.2798 | 1699.0493 | 7852.867 | -1839.8214 | -2823.8151
18 | -4920.1003 | 1407.0226 | 5631.6732 | -1000 | -1118.5955
18 | -4964.9451 | 1163.4063 | 1909.5565 | 691.3754 | 1200.6069
18 | -4952.9726 | 824.8345 | 1604.7007 | 441.6222 | 2081.8152
18 | -4963.7862 | -1509.0522 | 2005.7465 | 1987.0427 | 2480.0493
18 | -4956.7929 | -2718.2387 | 2586.1877 | 2346.8715 | 2741.9724
18 | -4904.7652 | 333.5653 | 3182.7238 | -1000 | 2388.4761
18 | -4888.0152 | -838.9394 | 4040.498 | -1000 | 2686.4566
18 | -4893.4426 | -459.0164 | 7844.2623 | -1000 | -1491.8033
18 | -4880.597 | -1358.209 | 7865.6716 | -1000 | -626.8657
18 | -4848.3031 | 1851.0201 | 8640.725 | -2102.0369 | -3541.4051
18 | -4880.597 | 1588.9552 | 7865.6716 | -1982.3881 | -2591.6418
18 | -4788.9859 | -76.7639 | 6995.3661 | -3564.741 | 1435.1247
18 | -4824.9445 | -102.5917 | 5366.9866 | -2717.0975 | 2277.6472
18 | -4798.0581 | -195.8903 | 5527.5948 | -2931.4786 | 2397.8323
18 | -4844.3974 | -94.898 | 4548.8661 | -2265.7614 | 2656.1906
18 | -4839.9179 | -109.0068 | 4592.4729 | -2308.5895 | 2665.0413
18 | -4843.8776 | -132.5992 | 4576.082 | -2265.3221 | 2665.7169
18 | -4829.4512 | -298.1812 | 5205.6477 | -2546.7454 | 2468.7301
18 | -4792.3132 | -899.4497 | 7026.9758 | -3212.8744 | 1877.6615
18 | -4463.3122 | -137.7022 | 11367.2291 | -6166.3065 | -599.9082
18 | -4462.5016 | -224.0267 | 11268.3363 | -6217.2402 | -364.5679
18 | -4952.853 | 1487.3227 | 2003.2554 | 1016.1377 | 446.1373
18 | -4896.3817 | 1417.951 | 1486.6456 | 1161.8455 | 829.9396
18 | -4811.009 | 1325.2042 | 787.4372 | 1353.7014 | 1344.6662
18 | -4720.7553 | 1238.5221 | 124.9154 | 1529.8869 | 1827.431
18 | -4798.6833 | 1124.0451 | 541.9699 | 1235.0361 | 1897.6322
18 | -4839.1359 | 1055.8852 | 786.9952 | 1056.7414 | 1939.5141
18 | 6097.3257 | 2540.0707 | 1733.581 | -5886.3735 | -4484.604
18 | 6190.5451 | 1950.1182 | 2553.6909 | -7082.1984 | -3612.1558
18 | 5876.9141 | 909.7764 | 4257.1573 | -8966.9184 | -2076.9295
18 | 6212.739 | -76.3778 | 1046.662 | -8706.0286 | 1523.0054
18 | 6369.8482 | -55.3994 | -136.874 | -8180.4014 | 2002.8265
18 | 6338.1319 | -38.6106 | -1317.4324 | -7519.6626 | 2537.5737
18 | 1004.2407 | -259.7799 | 5709.1533 | -7453.6141 | 1000
18 | -4576.0318 | -437.6214 | 9445.1431 | -5431.4899 | 1000
18 | -4677.1737 | -419.7134 | 8086.1127 | -4624.0672 | 1634.8415
18 | -4682.5023 | -417.1454 | 7904.8335 | -4522.2763 | 1717.0905
18 | -4709.7685 | -588.0074 | 7788.781 | -4212.0786 | 1721.0736
18 | -4488.0735 | -452.3568 | 10628.0955 | -6133.2347 | 445.5696
18 | 5903.141 | -991.2778 | 4224.305 | -7887.117 | -1249.0511
18 | -4280.5683 | -153.557 | 11292.2691 | -6282.9182 | -575.2256
18 | 6171.1892 | -3244.1329 | 2941.6296 | -4818.8459 | -1049.8399
18 | 6183.8296 | -3696.763 | 2757.5593 | -4772.8899 | -471.7361
18 | 6105.779 | -3143.4214 | 3094.4287 | -5695.5725 | -361.2137
18 | 6214.2952 | -3145.7256 | 2284.3343 | -5312.9917 | -39.9122
18 | 6049.9768 | -3102.6174 | -3706.2734 | -1897.3826 | 2656.2966
18 | 2279.8937 | -2892.8255 | 804.2516 | -2107.1745 | 1915.8547
18 | 1539.1162 | -2886.9511 | 505.41 | -1432.823 | 2275.2478
18 | 3844.2147 | -2638.3555 | -1285.0812 | -2361.6445 | 2440.8666
18 | 6049.4425 | -3103.1323 | -3723.8961 | -1886.3857 | 2663.9716
18 | 5919.8783 | -4225.9497 | -5169.8329 | 614.0009 | 2861.9033
18 | 6050.5432 | -3092.221 | -3713.6007 | -1907.779 | 2663.0575
18 | 6043.6928 | -2687.5668 | 3367.9936 | -6425.0552 | -299.0644
18 | 6246.0737 | -2531.07 | 1789.9974 | -5892.174 | 387.1729
18 | 6218.3591 | -2419.9756 | 504.1375 | -5302.521 | 1000
18 | 6128.5333 | -2312.1641 | -2994.1862 | -3424.3502 | 2602.1672
18 | 5970.4592 | -2139.6976 | 3694.3039 | -7282.6178 | -242.4478
18 | 6140.8785 | -690.4639 | 1832.2072 | -8282.6218 | 1000
18 | 6292.9503 | -1595.072 | 1060.2709 | -6758.1492 | 1000
18 | -3385.7271 | -1276.79 | 10663.1103 | -5824.7308 | -175.8624
18 | -3457.5355 | -1267.1127 | 10712.9778 | -5815.5713 | -172.7582
18 | -4540.809 | -1794.4084 | 11013.2435 | -4532.6146 | -145.4115
18 | -4479.5196 | -776.104 | 11004.2525 | -5919.9642 | 171.3354
18 | 3770.0918 | -3007.4466 | 4795.4836 | -5220.3462 | -337.7825
18 | 2572.7924 | -2921.2411 | 2661.0979 | -3312.6492 | 1000
18 | -4857.2618 | -2983.8809 | 7763.8393 | -922.6966 | 1000
18 | -4860.2761 | -2983.2665 | 7723.2711 | -898.7035 | 1018.975
18 | -4887.6767 | -2957.4475 | 6006.2566 | 47.4096 | 1791.458
18 | -4858.8515 | -2880.3927 | 7659.0896 | -1000 | 1080.1547
18 | -4866.1118 | -2372.1773 | 6465.9099 | -1000 | 1772.3792
18 | -4807.896 | -1442.885 | 7175.0123 | -2668.131 | 1743.8998
18 | -227.5704 | -3042.1114 | 7570.4979 | -3949.6686 | -351.1475
18 | -4676.2836 | -3067.0742 | 10240.6516 | -2320.3864 | -176.9074
18 | 6000.0359 | 1570.5559 | -6892.1843 | -2450.2737 | 1771.8662
18 | 6312.4166 | 26.5874 | -2021.7712 | -7055.147 | 2737.9142
18 | 5825.441 | 705.6256 | -6917.9465 | 275.341 | 111.5389
18 | -4895.5632 | 1277.8581 | 3989.973 | 1884.0659 | -2256.3338
18 | -4907.2457 | 901.1928 | 2723.8402 | 2777.7706 | -1495.558
18 | -4449.2153 | 222.7345 | 42.4428 | 4255.1949 | -71.1568
18 | -4282.5244 | 257.7447 | -1719.2372 | 4001.0421 | 1742.9748
18 | -4921.0566 | 1060.865 | 2416.6397 | 2342.2105 | -898.6585
18 | -4881.7204 | 1062.7816 | 2018.6004 | 2300.0564 | -499.718
18 | -4521.1467 | 780.511 | -794.2283 | 2755.8107 | 1779.0533
18 | -4881.7204 | -2165.3006 | 1615.0901 | 2905.3218 | 2526.6091
18 | -4952.3652 | -3174.7453 | 2204.1882 | 3169.6528 | 2753.2695
18 | -4952.2656 | -3190.0959 | 2207.8995 | 3178.4003 | 2756.0617
18 | -4926.0988 | 1139.4515 | 2344.389 | 2133.1439 | -690.8855
18 | -4873.3147 | 1101.7671 | 1873.2219 | 2186.0995 | -287.7737
18 | -4568.7835 | 906.6436 | -578.2139 | 2452.6993 | 1787.6545
18 | -4945.3889 | 1378.6013 | 2071.0505 | 1360.9822 | 134.7548
18 | -4958.5028 | -2270.648 | 2075.8192 | 2551.3695 | 2601.9621
18 | 5752.1901 | -43.3995 | -9393.8922 | 2066.3525 | 1618.749
18 | 3350.7826 | -185.2663 | -7865.3501 | 3065.1003 | 1634.7336
18 | 5836.3399 | 567.592 | -8574.743 | 513.6891 | 1657.122
18 | -4824.4298 | -478.134 | 4856.6877 | 5309.7499 | -4863.8738
18 | -4819.3744 | -1357.4749 | 4992.4907 | 5856.2751 | -4671.9165
18 | -4836.6062 | -392.3904 | 4345.2955 | 5193.8034 | -4310.1023
18 | -4817.6528 | -2482.7275 | 4963.8508 | 6530.1789 | -4193.6494
18 | 5516.9427 | -2191.5137 | -2772.7369 | 4800.7327 | -5353.4247
18 | 5560.0891 | -2787.0397 | -2076.5385 | 4312.9113 | -5009.4223
18 | 5830.2445 | -6875.6238 | 549.954 | 1748.9338 | -1253.5085
18 | 6053.7716 | -5003.3571 | 2171.3604 | -2364.223 | -857.5519
18 | 6091.4896 | -4702.371 | 2308.9517 | -3025.101 | -672.9693
18 | 6016.0771 | -5363.8997 | 1490.002 | -1571.0897 | -571.0897
18 | 3419.2782 | -4975.182 | 3898.22 | -1671.1581 | -671.1581
18 | -4744.8762 | -3645.0974 | 9843.1935 | -1226.61 | -226.61
18 | -4868.4856 | -3501.544 | 8074.4962 | -352.2333 | 647.7667
18 | -4905.6019 | -3323.6544 | 5513.4672 | 857.8945 | 1857.8945
18 | -4815.1956 | -4233.1969 | 9435.3056 | -107.0721 | -279.841
18 | -4872.1007 | -4859.6422 | 8989.9607 | 1079.026 | -337.2438
18 | -4886.4241 | -4375.3657 | 8426.8017 | 712.5255 | 122.4625
18 | -4929.5597 | -3804.1004 | 4846.5427 | 1936.6406 | 1950.4768
18 | -4869.7136 | -3578.4225 | 8126.8732 | -270.8122 | 592.0751
18 | 5825.9016 | -7029.1924 | -548.3445 | 2089.0841 | -337.4489
18 | -4680.3251 | -6891.7886 | 7318.1778 | 4792.0489 | -538.113
18 | -4847.4532 | -6887.2422 | 7422.5093 | 4843.3574 | -531.1713
18 | -4886.4212 | -6488.231 | 3939.5356 | 6256.3604 | 1178.7561
18 | -4430.7451 | -6198.0755 | 988.5717 | 7181.6392 | 2458.6097
18 | -4921.804 | -5058.0923 | 3045.0247 | 4737.4274 | 2197.4443
18 | 5703.629 | -6280.3576 | -7042.4733 | 4751.2832 | 2867.9187
18 | 1246.693 | -6197.4645 | -3922.1928 | 5984.5523 | 2888.412
18 | 5854.575 | -4850.15 | -5733.5094 | 1864.5422 | 2864.5422
18 | 4877.9829 | -4698.0068 | -4917.5399 | 1868.7819 | 2868.7819
18 | 4343.669 | -4769.2604 | 3495.8204 | -2381.0716 | -689.1574
18 | 1208.6289 | -2583.138 | 581.3297 | 5700.8085 | -4907.6291
18 | -4783.2007 | -3292.2896 | 4919.1053 | 7010.116 | -3853.731
18 | -4161.8694 | -5781.1538 | -623.3047 | 7770.3229 | 2796.005
18 | -4203.6589 | -5903.8894 | -403.2847 | 7668.7561 | 2842.0768
18 | -4817.9018 | -3468.9902 | 5062.4323 | 6912.7767 | -3688.317
18 | 5616.8534 | -5143.3993 | -8735.2413 | 5815.2014 | 2446.5858
18 | 5712.3831 | -391.077 | -9753.2423 | 2818.6685 | 1613.2677
18 | 5721.7382 | 1315.1005 | -10906.7695 | 2439.6738 | 1430.2569
18 | 2678.8766 | 1329.0334 | -2130.3944 | 4122.4843 | -6000
18 | -4750.3081 | 1987.6924 | 3460.4917 | 4823.0045 | -5520.8805
18 | -4839.7269 | 2239.3329 | 3769.1686 | 4304.2726 | -5473.0472
18 | -4829.4523 | 561.9377 | 4296.832 | 5108.4893 | -5137.8067
18 | -4820.0012 | -1145.5129 | 4712.8378 | 5999.8633 | -4747.187
18 | -4898.3868 | 3160.5555 | 2452.6702 | 2344.4844 | -3059.3234
18 | -4902.0271 | 3230.814 | 2392.8036 | 2194.4884 | -2916.0789
18 | -4904.4051 | 2685.7037 | 2429.1718 | 2316.5334 | -2527.0038
18 | 5531.9128 | 1093.5035 | -4442.5014 | 3817.0851 | -6000
18 | 5720.2028 | 1776.5635 | -11215.2712 | 2337.6714 | 1380.8336
18 | 5959.3768 | 4716.31 | -956.1808 | -4142.8121 | -5576.6939
18 | 5988.1303 | 4131.848 | -361.5853 | -4418.9941 | -5339.3988
18 | 6114.0131 | 3442.1345 | 1270.1104 | -6181.4541 | -4644.8039
18 | 5988.6479 | 4117.8303 | -347.2251 | -4425.5498 | -5333.7034
18 | -4865.7617 | 3358.592 | 6726.814 | -462.6718 | -4756.9725
18 | 5987.2216 | 4118.2004 | -464.658 | -4380.5627 | -5260.2013
18 | 5930.2881 | 2861.3292 | -8892.0151 | -1418.0464 | 1518.4442
18 | -4867.4658 | 4258.1031 | 5787.0897 | -54.4988 | -5123.2282
18 | -4879.0831 | 4125.85 | 5001.494 | 239.5922 | -4487.8532
18 | -4919.273 | 3584.8859 | 2144.5777 | 1437.8746 | -2248.0651
18 | -4858.9376 | 3505.3614 | 1663.582 | 1595.1984 | -1905.2043
18 | -4925.5663 | 3702.1906 | 2034.148 | 1187.5754 | -1998.3477
18 | -4841.5928 | 3612.9169 | 1333.1714 | 1360.6056 | -1465.1012
18 | -4304.6218 | 3107.1923 | -2687.2395 | 2323.3352 | 1561.3337
18 | -4933.9579 | 2973.1041 | 2021.5676 | 1161.8993 | -1222.613
18 | 5932.8333 | 4130.39 | -4458.472 | -2846.9946 | -2757.7567
18 | 5843.1083 | 2898.2303 | -9484.3849 | -128.6885 | 871.7347
18 | 5817.1998 | 2608.9207 | -10330.4519 | 508.6054 | 1395.726
18 | -20.665 | 2255.6501 | -6611.7029 | 2941.4279 | 1435.2898
18 | 5846.8545 | 2862.7823 | -10065.5232 | -49.2292 | 1405.1157
18 | 5842.5577 | 2423.5523 | -8932.3097 | -41.7432 | 707.943
18 | 5806.8832 | 2058.7637 | -10138.1394 | 830.5113 | 1441.9812
18 | 5847.8656 | 2356.3275 | -9739.1992 | 74.3366 | 1460.6695
18 | -1977.9251 | 3389.0506 | -1612.2409 | 1031.4596 | -830.3441
18 | -4658.0039 | 3272.0642 | 230.4651 | 2049.9302 | -894.4557
18 | -4427.516 | 2852.4952 | -1215.9211 | 2897.7699 | -106.8279
18 | -4224.5836 | 2516.6004 | -2388.9232 | 3571.279 | 525.6274
18 | -4133.5129 | 2574.6324 | -3352.4005 | 3426.5118 | 1484.7692
18 | -4170.9491 | 2673.9397 | -3214.1861 | 3222.308 | 1488.8875
18 | -4210.4142 | 2801.9919 | -3042.1752 | 2956.4796 | 1494.118
18 | 1316.5744 | 3078.6355 | -6627.9921 | 778.321 | 1454.4613
18 | -4878.7409 | 3166.2017 | 1777.9372 | 1535.8456 | -1601.2436
18 | -4922.5285 | 2849.5716 | 2193.0643 | 1600.7812 | -1720.8886
18 | -4854.949 | 3178.8279 | 1593.5081 | 1598.8118 | -1516.1988
18 | -4892.1012 | 1868.8074 | 2214.403 | 2295.7178 | -1486.8269
18 | -4914.477 | 1717.2604 | 2423.8905 | 2322.5811 | -1549.255
18 | -4852.5041 | 3072.3417 | 1548.9796 | 1585.6777 | -1354.4948
18 | -4489.6086 | 1927.6879 | -1300.2268 | 2187.8021 | 1674.3454
18 | 5900.1768 | 3318.4019 | -9596.8927 | -1050.3867 | 1428.7007
18 | 650.1154 | 3764.8734 | -2022.3481 | -540.0987 | -1852.5421
18 | 4502.2809 | 3266.3353 | -8668.047 | -538.2369 | 1437.6678
18 | -4889.9631 | 3364.4602 | 4837.7822 | 261.7603 | -3574.0396
18 | -4924.117 | 3182.5532 | 2134.4993 | 1416.6101 | -1809.5456
18 | -4938.1952 | 2433.0118 | 2041.3661 | 1208.7589 | -744.9416
18 | -4942.9705 | 2168.4605 | 2025.3811 | 1127.8051 | -378.6763
18 | -4920.7539 | 2094.1091 | 1814.5011 | 1179.2795 | -167.1357
18 | -4819.7481 | 1795.0694 | 949.8869 | 1385.2277 | 689.5641
18 | -4672.8019 | 1412.9798 | -180.1226 | 1646.7141 | 1793.2305
18 | 5510.2112 | 906.8536 | -4644.3141 | 4227.2493 | -6000
18 | 5994.3708 | 5003.9914 | -751.7627 | -4774.6868 | -5471.9128
18 | 5995.3814 | 5001.4408 | -740.215 | -4789.7209 | -5466.8864
18 | 5054.5505 | 4967.0249 | -164.1961 | -4425.8719 | -5431.5074
18 | -4848.9287 | 2824.7014 | 4297.947 | 3041.1271 | -5314.8468
18 | -4848.8345 | 2334.7301 | 3485.3241 | 4103.2549 | -5074.4746
18 | -4609.8012 | 1793.6348 | 2394.5462 | 5208.1015 | -4786.4813
18 | -4022.547 | 2251.8131 | -3942.7921 | 4094.4399 | 1619.086
18 | -4895.208 | 3056.8157 | 2434.2511 | 2567.3569 | -3163.2156
18 | -4126.5382 | 2528.6039 | -3552.9348 | 3525.1449 | 1625.7243
18 | -4725.5775 | -2365.4204 | 449.7865 | 3773.5352 | 2867.6761
18 | -4903.348 | 3213.0787 | 2298.9805 | 2233.7756 | -2842.4868
18 | -4925.7203 | 3670.0131 | 1972.9892 | 1257.4296 | -1974.7115
18 | -4949.0645 | -2826.0461 | 1981.478 | 3376.4479 | 2417.1847
18 | -4957.4372 | -2718.0284 | 2054.1769 | 2847.8523 | 2773.4363
18 | -4924.7312 | -626.7281 | 2201.2289 | 3225.0384 | 125.192
18 | -4924.7312 | -3048.3584 | 1898.5251 | 3679.0941 | 2395.4704
18 | -4896.895 | -2809.9398 | 1673.4524 | 3240.7696 | 2792.6129
18 | -4872.7991 | 4557.7094 | 6027.3992 | -700.6119 | -5011.6975
18 | -4876.8537 | 4166.0235 | 6993.4834 | -1665.471 | -4617.1821
18 | -4881.1941 | 3948.4739 | 7316.7412 | -2088.2954 | -4295.7256
18 | -4857.8078 | 3714.5895 | 7649.1737 | -2556.0155 | -3949.9399
18 | -4775.6492 | 2220.7411 | 6868.6672 | -3975.0996 | -338.6595
18 | -4680.3681 | 1928.4956 | 7798.1504 | -4877.8077 | -168.4703
18 | -4790.0836 | 2210.3734 | 6215.0085 | -3634.8414 | -0.45698
18 | -4676.3306 | 1815.6396 | 6894.5201 | -4541.8589 | 508.0297
18 | -4648.7705 | 1469.7081 | 4121.7272 | -3521.9427 | 2579.2778
18 | -4678.4703 | 1197.5921 | 6483.711 | -4126.7705 | 1123.9377
18 | -4625.4567 | 916.1152 | 7008.3772 | -4757.4638 | 1458.4281
18 | -4907.9649 | 2256.9963 | 1257.333 | -899.8184 | 2293.4539
18 | -4675.8416 | 1525.8966 | 3516.974 | -3119.1137 | 2752.0847
18 | -4881.0315 | 303.3699 | 2667.6239 | -877.0549 | 2787.0925
18 | -4843.8554 | -123.3248 | 4289.9763 | -1602.2655 | 2279.4694
18 | -4560.0329 | 2176.3934 | 9758.014 | -5699.5632 | -1674.8114
18 | -4481.3615 | 1016.1191 | 10699.1724 | -6299.7695 | -934.1604
18 | -4457.4981 | -132.3301 | 11390.3696 | -6238.5002 | -562.0412
18 | -4880.597 | -157.1429 | 7865.6716 | -733.6887 | -2094.2431
18 | -4879.1858 | 3129.083 | 7852.265 | -2117.7247 | -3984.4376
18 | -4880.597 | 2878.9539 | 7865.6716 | -2073.8053 | -3790.2232
18 | -4878.5155 | 3010.5462 | 7915.6275 | -2089.6456 | -3958.0125
18 | -4880.597 | 1993.5107 | 7865.6716 | -1631.0837 | -3347.5016
18 | -4883.8048 | -430.3988 | 7860.3254 | -567.7555 | -1978.3663
18 | -4935.8325 | 3908.0656 | 1878.2151 | 747.794 | -1598.2423
18 | -4856.1686 | 3806.0566 | 1146.9351 | 949.75 | -1046.5732
18 | -4817.066 | 3761.7455 | 825.2724 | 1036.1972 | -806.1491
18 | -4367.8922 | 3311.8414 | -2487.1094 | 1899.0844 | 1644.0758
18 | -4812.0445 | 3679.7937 | 725.2696 | 987.8532 | -580.872
18 | -4618.1002 | 2944.2832 | -1148.0472 | 952.3891 | 1869.4751
18 | -4842.0183 | -1843.4791 | 935.3942 | 2898.7803 | 2851.3228
18 | -4892.2181 | -2297.5946 | 1411.1994 | 3125.8162 | 2652.7971
18 | -4877.848 | -2107.3282 | 1263.0807 | 2893.6599 | 2828.4356
18 | -4796.0116 | 1222.3897 | 483.7346 | 1186.4936 | 1903.3937
18 | -4830.8199 | 3645.7323 | 837.1268 | 903.2095 | -555.2488
18 | -4785.974 | 2662.0315 | -133.1942 | 214.2329 | 2042.9038
18 | -4882.7778 | -1624.5176 | 1134.2376 | 2528.5396 | 2844.5182
18 | -4906.2021 | -2263.0721 | 1492.3721 | 3037.1055 | 2639.7966
18 | -4895.1063 | -2048.1389 | 1358.5063 | 2760.4263 | 2824.3125
18 | -4830.2694 | 1170.8767 | 688.4551 | 1031.5113 | 1939.4262
18 | -4962.0119 | 3206.7848 | 1675.3564 | 44.6819 | 35.1889
18 | -4925.2138 | 2379.4211 | 866.9853 | -538.1525 | 2216.9599
18 | -4967.3524 | 714.6691 | 1709.7496 | 1000 | 1542.9338
18 | -4966.3242 | -1656.3821 | 1795.0909 | 2149.5383 | 2678.0771
18 | -4964.9803 | -2020.7259 | 1906.6343 | 2284.6738 | 2794.3982
18 | -4955.2471 | -132.7033 | 1425.5628 | 1000 | 2662.3877
18 | -4959.7592 | -1106.5432 | 1592.9035 | 1644.8437 | 2828.5552
18 | -4946.5077 | -744.4576 | 1873.1063 | 1000 | 2817.859
18 | -4966.995 | 2288.1257 | 1739.4172 | 200.7612 | 738.6908
18 | -4948.6711 | 1534.8075 | 1321.8461 | -63.9151 | 2155.9326
18 | -4927.7175 | 3739.3988 | 1991.5773 | 1108.2809 | -1911.5395
18 | 6115.3831 | 4343.9503 | 815.249 | -6469.8399 | -4804.7425
18 | 6232.6783 | 3601.6305 | 1847.1689 | -7974.511 | -3706.9667
18 | 6275.8202 | 3119.0859 | 1199.7961 | -8238.748 | -2355.9542
18 | 6273.6497 | 2034.4006 | -4203.1095 | -6694.7748 | 2589.8339
18 | 2090.4341 | 1608.1635 | -495.9794 | -5998.9159 | 2796.2977
18 | 1977.5593 | 1601.5579 | -371.5522 | -5987.1079 | 2779.5429
18 | -1245.9713 | 1470.5808 | 3469.3063 | -5731.9725 | 2038.0566
18 | -2539.6303 | 1440.1838 | 3476.8187 | -4801.5789 | 2424.2067
18 | -4619.6678 | 860.2324 | 6089.5658 | -4408.328 | 2078.1976
18 | -2049.9998 | 690.7227 | 7200.4029 | -6733.7517 | 892.6259
18 | 2675.0568 | 1517.0709 | -783.8816 | -6203.1937 | 2794.9476
18 | 6336.8365 | 996.8794 | -2664.1059 | -7446.9067 | 2777.2968
18 | 6349.5691 | 841.136 | -2099.3365 | -7670.7265 | 2579.3579
18 | 6337.7919 | 847.2069 | -2538.5126 | -7425.1496 | 2778.6635
18 | 6328.6794 | 736.2075 | -2605.6989 | -7243.3829 | 2784.1949
18 | 6337.3468 | 805.152 | -2502.7717 | -7418.779 | 2779.0519
18 | 6362.8245 | 639.1505 | -1363.4898 | -7960.5545 | 2322.0693
18 | -1083.0003 | 640.5065 | 6380.4093 | -6937.9155 | 1000
18 | -1387.5634 | 643.6217 | 6685.8088 | -6891.7226 | 949.8555
18 | -2202.726 | 652.2959 | 7371.8917 | -6696.2482 | 874.7867
18 | -2545.4185 | 656.8336 | 7312.229 | -6423.6441 | 1000
18 | -4614.1567 | 732.0704 | 6717.7732 | -4678.6698 | 1842.9828
18 | -4624.3841 | 744.1236 | 6286.346 | -4442.0921 | 2036.0066
18 | -4612.8528 | 701.1649 | 6878.1123 | -4747.3265 | 1780.9021
18 | -4608.4642 | 625.7901 | 7269.2796 | -4915.6954 | 1629.09
18 | -4620.7355 | 595.8373 | 6956.6988 | -4715.2279 | 1783.4273
18 | -4643.5282 | 411.8739 | 6751.3985 | -4464.3421 | 1944.598
18 | -4587.2822 | 320.9938 | 8851.3977 | -5599.1598 | 1014.0505
18 | -4584.9693 | 314.3379 | 8886.1295 | -5615.4981 | 1000
18 | -4511.4138 | 104.1631 | 9991.0677 | -6135.0245 | 551.2075
18 | -767.6487 | 601.1892 | 6206.3605 | -7039.9011 | 1000
18 | 6338.9421 | 664.5523 | -2270.2752 | -7461.6614 | 2728.4422
18 | 6365.6059 | 1302.2656 | -132.8578 | -8466.5744 | 931.5607
18 | 6144.3087 | 3308.5006 | 2327.1429 | -8505.5555 | -3274.3966
18 | -2864.8151 | 2114.7773 | 8936.5818 | -6614.4105 | -1572.1335
18 | -2857.4928 | 1809.2887 | 9191.2799 | -6765.4467 | -1377.6292
18 | 6045.6434 | 2586.9091 | 2884.7746 | -8915.5623 | -2601.7648
18 | -2321.0535 | 1976.6094 | 8681.6301 | -6856.3478 | -1480.8382
18 | 5976.9942 | 2075.3537 | 3477.5626 | -9061.1823 | -2468.7283
18 | 6219.4777 | 2774.6867 | 2197.9487 | -7534.3608 | -3657.7522
18 | 6350.5055 | 1309.1316 | 231.7875 | -8336.8853 | 445.4607
18 | 6381.7737 | 357.3952 | -278.5238 | -8384.2368 | 1923.5918
18 | 6244.1999 | 122.628 | 785.1147 | -8716.2401 | 1564.2975
18 | 6384.9338 | 612.4725 | -279.2182 | -8424.2452 | 1706.0571
18 | 6197.9989 | -2989.2604 | 2628.4358 | -5022.7681 | -814.4063
18 | 6207.3319 | -2921.4348 | 2485.2847 | -5148.197 | -622.9847
18 | 6199.0259 | -3108.8743 | 2607.5796 | -4999.6408 | -698.0904
18 | 6179.4544 | -3109.4308 | 2748.1158 | -5078.4129 | -739.7264
18 | 6061.9354 | -3133.5368 | 3473.0223 | -5760.1414 | -641.2794
18 | 3169.8409 | -2927.7986 | 4594.3593 | -4216.7225 | -619.6792
18 | 3811.4796 | -3004.8394 | 5002.5267 | -5279.0483 | -530.1186
18 | 6194.2848 | -3207.3418 | 2677.7281 | -4917.3216 | -747.3495
18 | 6173.1592 | -3835.1821 | 2938.3107 | -4576.2845 | -700.0033
18 | 6231.7938 | -2448.2967 | 2104.7633 | -5594.0291 | -294.2312
18 | 6330.7925 | -471.5602 | 563.6521 | -7422.8843 | 1000
18 | 6107.3284 | -2557.1443 | 3080.5048 | -5907.5988 | -723.0901
18 | 5967.1699 | 1937.7592 | 3568.3423 | -9050.5682 | -2422.7033
18 | 6018.3074 | 1787.5934 | 3079.4667 | -9010.8414 | -1874.526
18 | 6323.6626 | 561.5976 | 199.5978 | -8582.351 | 1497.4931
18 | 6021.6291 | -2009.7182 | 3500.1254 | -6808.3955 | -703.6408
18 | 6255.3075 | -22.5332 | 946.8238 | -8179.5981 | 1000
18 | 6105.5046 | -2545.9535 | 3089.4605 | -5926.5563 | -722.4552
18 | 5996.897 | -2699.5061 | 3785.4438 | -6461.497 | -621.3377
18 | 5951.4126 | -2386.4752 | 4003.8338 | -6955.6232 | -613.1481
18 | 5993.7044 | 4982.8809 | -897.9577 | -4727.9412 | -5350.6864
18 | 5566.0805 | 1066.3657 | -7046.8577 | 3884.1304 | -3469.719
18 | 5684.4692 | 1451.2017 | -11711.6675 | 3053.0716 | 1522.9249
18 | 5942.9646 | 3668.8404 | -9358.912 | -1820.0717 | 1567.1788
19 | 4310.1094 | 1608.5131 | -5362.9684 | 5444.3459 | -6000
19 | 4970.3302 | 1795.1826 | -5603.4774 | 4837.9646 | -6000
19 | 4930.4896 | 1370.9536 | -5787.1871 | 5485.7439 | -6000
19 | 4964.6023 | 1535.7971 | -5510.8533 | 5010.4539 | -6000
19 | 4981.4922 | 1415.4893 | -5303.3646 | 4855.8984 | -5949.5153
19 | 4986.5935 | 1121.7651 | -5150.6146 | 4912.1721 | -5869.9161
19 | 4982.0199 | -555.6571 | -4252.1079 | 5238.0246 | -5412.2795
19 | -4494.8373 | 300.2881 | 2649.3572 | 6331.6918 | -4786.4999
19 | -4431.7807 | -2885.2724 | 3086.3808 | 8303.7362 | -4073.0639
19 | -5127.0074 | 2081.4295 | 4756.6372 | 2741.0667 | -4452.126
19 | -5176.5858 | 2295.3778 | 4992.8405 | 2301.6652 | -4413.2977
19 | -5171.8691 | 2599.4786 | 5280.3071 | 1654.0037 | -4361.9204
19 | -5166.604 | 2636.4032 | 5312.1996 | 1573.9212 | -4355.92
19 | 5482.4757 | 2836.6271 | -1332.8787 | -2124.3591 | -4861.865
19 | -5079.8404 | 3042.6543 | 5893.291 | 346.432 | -4202.5369
19 | 5618.5837 | 3459.3182 | -444.2353 | -4006.7323 | -4626.9344
19 | 5811.7299 | 2663.3474 | 1347.2104 | -6006.0978 | -3816.1898
19 | 6003.7632 | 1742.0826 | 2711.5369 | -7941.9914 | -2515.3914
19 | 5862.8901 | 648.5726 | -3967.2811 | -5814.1101 | 3269.9286
19 | 5308.842 | 584.9304 | -3470.032 | -5723.8584 | 3300.118
19 | 5869.3137 | 591.1215 | -3883.9491 | -5868.2129 | 3291.7268
19 | 5903.9712 | 309.9715 | -3374.9416 | -6171.6426 | 3332.6416
19 | 5083.4405 | 1614.9954 | 3402.5091 | -7750.3178 | -2350.6273
19 | 2721.6627 | 1285.4108 | 5153.9418 | -7251.7003 | -1909.3149
19 | 6028.1435 | 1464.0375 | 2904.1496 | -8123.3375 | -2272.9931
19 | 5857.0462 | 1455.2477 | 3021.488 | -8078.41 | -2255.372
19 | 6026.5704 | 1353.0669 | 2907.2464 | -8060.0721 | -2226.8116
19 | 5431.5756 | 2208.8638 | -8664.7419 | -1262.4521 | 2286.7547
19 | -4881.393 | 2240.0201 | 7697.8912 | -1671.513 | -3385.0053
19 | -4659.2403 | 2247.2792 | 7569.5966 | -1765.2363 | -3392.3991
19 | -4609.8823 | 798.6251 | 9767.4783 | -4646.1653 | -1310.0558
19 | -4609.9378 | 196.2396 | 9065.7557 | -5020.8632 | 368.8056
19 | -3814.8498 | 735.8909 | 9444.5296 | -5156.5316 | -1209.0392
19 | -3483.8873 | 602.2981 | 9184.8859 | -5435.8502 | -867.4465
19 | 1960.0357 | 1209.3976 | 5672.2732 | -7031.2072 | -1810.4993
19 | -3564.8527 | 727.1314 | 9388.9184 | -5435.1094 | -1116.0877
19 | -4571.1921 | 840.4458 | 9939.7303 | -5154.1992 | -1054.7848
19 | -5167.0119 | 2812.0014 | 4421.9287 | 869.6598 | -2936.578
19 | -4838.2502 | 2413.2994 | 1469.4115 | 1619.0925 | -663.5532
19 | -4752.2189 | 2323.0441 | 791.1356 | 1784.9904 | -146.9513
19 | -4267.9376 | 1895.3521 | -2488.3801 | 2546.3629 | 2314.6028
19 | -4712.1538 | 1303.2975 | -206.8212 | 1025.5888 | 2590.0886
19 | -4709.0094 | 1263.1301 | -255.7154 | 999.2942 | 2702.3005
19 | -4726.4322 | 866.614 | -97.3528 | 1173.1331 | 2784.0379
19 | -4835.2117 | -1824.8079 | 932.1353 | 2394.9435 | 3332.9407
19 | -4849.5268 | -1777.5669 | 1006.4383 | 2285.0445 | 3335.6109
19 | -4915.8796 | -1493.9629 | 1437.7488 | 1620.757 | 3351.3368
19 | -4820.0069 | -1415.9653 | 725.3699 | 2192.7296 | 3317.8727
19 | -5103.1507 | 442.7214 | 2546.2318 | -1094.293 | 3208.4906
19 | -5062.2426 | 307.0443 | 2952.886 | -1491.7305 | 3294.0427
19 | -4736.745 | -74.4506 | 7000.8316 | -4219.3544 | 2029.7183
19 | -4647.7209 | -105.3999 | 8193.3503 | -4919.6616 | 1479.432
19 | -4377.1066 | -94.0701 | 7961.9083 | -4993.2541 | 1502.5226
19 | -1178.4516 | 77.3764 | 3853.2359 | -5131.394 | 2379.2333
19 | 3954.9566 | 435.7044 | -2215.2001 | -5515.6098 | 3340.1488
19 | 1687.6562 | 409.0692 | -978.4028 | -4465.6164 | 3347.2939
19 | -5110.8192 | -108.7649 | 2652.0377 | -739.0356 | 3306.582
19 | -5174.0025 | 2613.3489 | 5204.7101 | 1632.2411 | -4276.2976
19 | -5181.8758 | 2546.4993 | 4883.303 | 1797.2545 | -4045.1811
19 | -5100.3092 | 2416.1371 | 4187.139 | 2089.8186 | -3592.7855
19 | -4992.3789 | 2263.8385 | 3364.7808 | 2427.8022 | -3064.0426
19 | -4538.0732 | 1755.8416 | 554.2608 | 3526.7216 | -1298.7508
19 | 5183.9687 | 1118.8597 | -9522.8803 | 2144.8314 | 1075.2205
19 | 5099.1984 | 599.6279 | -11185.7516 | 3369.7675 | 2117.1578
19 | 5170.4567 | 997.5305 | -10665.9485 | 2355.5075 | 2142.4538
19 | -3971.2147 | 1330.0068 | -3713.2952 | 4110.0808 | 2244.4223
19 | -4790.8972 | 2278.0457 | 1242.4545 | 2008.114 | -737.717
19 | -4766.5328 | 2270.5711 | 1019.4286 | 1992.1777 | -515.6446
19 | -4120.5806 | 1592.1487 | -3137.1336 | 3388.5218 | 2277.0436
19 | -4588.0129 | -2475.7361 | -129.308 | 3897.6857 | 3295.3714
19 | -4663.1339 | -2946.6992 | 354.0789 | 3918.5847 | 3337.1694
19 | -4916.6667 | -2922.1014 | 1985.5072 | 3451.087 | 2402.1739
19 | -4928.7269 | -3556.3134 | 2063.1123 | 3640.6427 | 2781.2853
19 | -4916.6667 | -3254.4836 | 1883.2358 | 3399.9512 | 2887.9633
19 | -4845.4188 | -2051.0407 | 1036.8314 | 2513.6378 | 3345.9903
19 | -4916.6667 | -126.6667 | 2203.3333 | 2725 | 115
19 | -4838.9856 | 2412.364 | 1478.1291 | 1623.6123 | -675.1198
19 | -4916.6667 | 444.4444 | 2131.9444 | 2368.0556 | -27.7778
19 | -4916.6667 | -2642.8901 | 1690.8966 | 2809.1034 | 3059.5568
19 | -4859.7086 | -1961.9026 | 1102.6501 | 2372.1055 | 3346.8556
19 | -5184.9935 | 2622.5643 | 4827.7095 | 1545.0238 | -3810.3041
19 | -5164.6224 | 58.4241 | 6035.8709 | 2725.5002 | -3655.1728
19 | -4898.2873 | 2105.6542 | 7599.9163 | -1407.3041 | -3399.9791
19 | -5167.1245 | -1187.4264 | 6199.6355 | 3204.8243 | -3049.9089
19 | -5177.2218 | 2317.5391 | 4976.783 | 2257.7116 | -4374.8119
19 | -5188.1533 | 625.4355 | 4959.9303 | 2797.9094 | -3195.122
19 | -5212.987 | -2129.7258 | 4822.6551 | 3233.189 | -713.1313
19 | -5176.1014 | 1198.0902 | 5140.1207 | 3010.3952 | -4172.5047
19 | -5173.365 | -570.1329 | 5509.8131 | 3970.5439 | -3736.8591
19 | -5177.2643 | -2289.1348 | 5699.4067 | 4691.8441 | -2924.8517
19 | -5188.1533 | -170.1045 | 5059.3728 | 3295.122 | -2996.2369
19 | -3998.4114 | 976.127 | -2488.359 | 5170.3729 | 340.2706
19 | 4287.6845 | 552.9185 | -10677.8043 | 3715.9573 | 2121.2439
19 | -3816.6536 | 1000.4437 | -4295.1273 | 4889.7426 | 2221.5946
19 | -3733.6032 | -4374.941 | -3326.587 | 8251.4452 | 3183.686
19 | 4951.1605 | -2196.5159 | -3980.0049 | 6264.6806 | -5039.3204
19 | -3844.5776 | -2952.4421 | 2660.9002 | 8244.7682 | -4108.6487
19 | -4427.1395 | -3012.0792 | 3082.6877 | 8379.1311 | -4022.6002
19 | -3729.317 | -5834.9303 | -2882.7179 | 9191.1314 | 3255.8337
19 | -3865.9968 | -6157.1712 | -2172.7414 | 8890.8269 | 3305.0826
19 | -4217.3661 | -6555.736 | -122.4003 | 8188.2013 | 2707.301
19 | 193.4998 | -6528.2719 | -4110.896 | 7311.5675 | 3134.1007
19 | 5129.155 | -6622.0676 | -7512.0308 | 5898.9674 | 3105.9761
19 | 5373.9946 | -4736.2896 | -6042.9389 | 2206.5807 | 3198.6532
19 | 1366.0825 | -6494.6982 | -5286.0376 | 7129.7237 | 3284.9296
19 | 5115.763 | -6572.0864 | -7829.6307 | 6039.6784 | 3246.2757
19 | 5326.3466 | -4992.4615 | -6500.5313 | 2880.8259 | 3285.8204
19 | -4773.8867 | -4586.6397 | 4487.2641 | 7495.0784 | -2621.816
19 | -5154.6358 | -6358.9227 | 6006.8781 | 6517.3431 | -1010.6626
19 | -4656.9388 | -6826.647 | 2561.9162 | 7345.9525 | 1575.7172
19 | 5243.5635 | -6970.6291 | -4637.0745 | 4665.4894 | 1698.6507
19 | -5188.0333 | -5527.4433 | 4640.6538 | 4686.3915 | 1388.4314
19 | -5228.4525 | -5371.5493 | 4873.5819 | 4360.2194 | 1366.2005
19 | -4902.7306 | -3326.6504 | 7322.9072 | -177.0062 | 1083.48
19 | 2708.0477 | -2948.3068 | 2429.7505 | -3299.0538 | 1109.5624
19 | 5854.9774 | -2931.3572 | 223.7031 | -4287.1864 | 1139.863
19 | 5985.7612 | -2065.0888 | 1539.611 | -6203.0991 | 742.8157
19 | 5989.2645 | -2028.7811 | 1555.3499 | -6259.661 | 743.8277
19 | -4814.3075 | -2787.6116 | 8030.2519 | -1372.8739 | 944.5411
19 | -4744.8785 | -2383.973 | 8637.3744 | -2268.1622 | 759.6393
19 | -4454.0587 | -2305.8633 | 8557.9806 | -2525.2752 | 727.2166
19 | -3259.2919 | -1258.9618 | 8263.9022 | -4502.9793 | 757.3308
19 | -4637.917 | -587.8678 | 8686.2996 | -4605.8022 | 1145.2875
19 | -5212.987 | -4674.1904 | 4459.1602 | 3596.684 | 1831.3333
19 | -5169.1156 | -4451.8914 | 4038.1014 | 3491.2857 | 2091.6199
19 | -5203.2139 | -4320.7404 | 4274.3998 | 3193.8348 | 2055.7197
19 | -5015.9237 | -3250.9385 | 5776.4952 | 681.7318 | 1808.6351
19 | 1748.1681 | -2853.7871 | 215.4204 | -1484.8264 | 2375.025
19 | 5686.9639 | -2806.1804 | -3310.1067 | -2321.0952 | 2750.4183
19 | 5898.6728 | -400.0421 | -2674.5734 | -5824.0573 | 3000
19 | 5383.392 | 108.2755 | -2036.7392 | -6454.9282 | 3000
19 | 5948.1221 | 96.3821 | -2428.4861 | -6616.0182 | 3000
19 | 6029.7162 | -167.5844 | -409.8195 | -7489.5612 | 2037.2488
19 | 5943.5718 | 111.2075 | -2540.8481 | -6567.344 | 3053.4129
19 | -4945.1816 | -2737.9738 | 6274.0084 | -346.7323 | 1755.8792
19 | -5066.9702 | -4785.2118 | 3423.3966 | 4244.4027 | 2184.3827
19 | 3875.7908 | -6372.7767 | 227.071 | 3826.6826 | -1556.7678
19 | 5329.5377 | -6376.1998 | -711.3672 | 3396.027 | -1637.9977
19 | 5438.146 | -5660.6489 | -88.6677 | 1806.5074 | -1495.3367
19 | 5371.3516 | -5653.8391 | -39.1111 | 1811.8208 | -1490.2222
19 | 5770.2952 | -1716.559 | 1604.2435 | -3756.9188 | -1901.0609
19 | 6026.1115 | 1320.5407 | 2907.8667 | -8041.554 | -2212.9649
19 | 5444.1061 | -5623.3682 | -59.0673 | 1723.5626 | -1485.2332
19 | -5187.2342 | -6268.8992 | 6113.9483 | 6331.2922 | -989.1071
19 | -5224.6853 | -5558.0872 | 5024.3021 | 4769.797 | 988.6735
19 | -5229.6058 | -5395.3228 | 4908.519 | 4413.1248 | 1303.2848
19 | -5177.2779 | -5611.1398 | 6737.8079 | 4897.1436 | -846.5337
19 | -5008.1616 | -4448.6276 | 7743.6505 | 2316.8032 | -603.6646
19 | -4751.5012 | -2459.1977 | 8676.3259 | -2100.9343 | 635.3073
19 | -4662.8107 | -257.6328 | 9547.8723 | -3594.0957 | -1033.3331
19 | 5038.8196 | -3060.712 | -3008.1349 | 5558.45 | -4528.4226
19 | 4968.3578 | -5376.2992 | -9994.5413 | 7330.2257 | 3072.2569
19 | 5082.5561 | 487.6188 | -11299.6947 | 3614.2795 | 2115.2403
19 | 4994.7761 | -4060.0359 | -10354.1473 | 6486.7014 | 2932.7057
19 | 4978.0861 | -4905.3311 | -10146.6316 | 7025.0989 | 3048.7777
19 | 4590.9943 | -4617.712 | -9924.4914 | 6909.4998 | 3041.7093
19 | 5057.8505 | -4192.573 | -9704.5811 | 5782.8231 | 3056.4804
19 | 5090.7132 | 2202.2276 | -12449.4055 | 3230.5503 | 1925.9144
19 | 4992.7065 | -2875.2448 | -11393.6985 | 6437.6194 | 2838.6174
19 | 4970.7519 | -3987.1804 | -11120.724 | 7145.8493 | 2991.3032
19 | 5075.6772 | -3049.5895 | -10539.2328 | 5511.7094 | 3001.4356
19 | 4895.7257 | -477.5152 | -5480.6562 | 6642.2978 | -5579.8522
19 | 3293.1636 | -914.2338 | -4225.29 | 7189.173 | -5342.8129
19 | -4173.8315 | -1555.9647 | 1412.3956 | 8870.1354 | -4552.7347
19 | -4186.247 | -1597.7936 | 1470.3086 | 8840.8299 | -4527.0978
19 | -4712.6278 | -3988.0606 | 3602.5306 | 7498.7905 | -2400.6326
19 | -4740.9671 | -4119.9719 | 3715.6357 | 7426.0176 | -2280.7143
19 | -4742.7347 | -4132.2899 | 3720.5479 | 7420.8182 | -2266.3415
19 | -3674.552 | -5114.9508 | -3662.1028 | 9202.6427 | 3248.963
19 | -3870.6777 | -4772.6837 | -2898.477 | 8262.5423 | 3279.2961
19 | -3756.4363 | -5365.3638 | -3188.7139 | 9033.2949 | 3277.2191
19 | -3873.7836 | -5566.5942 | -2465.5215 | 8806.457 | 3099.4422
19 | -3599.6736 | -5556.1105 | -2731.4571 | 8758.0844 | 3129.1569
19 | -2622.2001 | -5006.1876 | -3099.2662 | 7582.3928 | 3145.2611
19 | 3567.4822 | -2593.8383 | -5411.8625 | 1210.8037 | 3227.415
19 | -4061.6622 | -5084.8795 | -1729.5036 | 7882.6837 | 2993.3617
19 | -4597.8561 | -5781.8266 | 1671.8927 | 6901.8109 | 1805.9791
19 | 5305.734 | -5844.4057 | -5136.6303 | 3847.2388 | 1828.0632
19 | -5050.7622 | -4381.597 | 3255.3762 | 4386.6287 | 1790.3544
19 | -5111.2376 | -4075.5901 | 3575.1829 | 3824.6217 | 1787.0231
19 | -5190.5175 | -3587.5564 | 4073.5207 | 2922.806 | 1781.7473
19 | -5120.9313 | -3049.0664 | 4516.3061 | 1877.4256 | 1776.2659
19 | 804.8667 | -2757.4745 | 741.9807 | -575.4116 | 1786.0386
19 | -5067.0138 | -2622.9634 | 4875.6813 | 1080.07 | 1734.226
19 | -4753.7378 | -55.6948 | 7131.897 | -3422.366 | 1099.9016
19 | -2619.5283 | 323.0233 | 6040.8331 | -4757.243 | 1012.915
19 | -4668.9051 | -271.7318 | 8335.3983 | -4072.2301 | 677.4687
19 | -5217.1647 | -4636.2627 | 4565.1411 | 3942.9367 | 1345.3495
19 | -4860.9755 | -3584.4563 | 1694.5437 | 4267.006 | 2483.8822
19 | -4955.8318 | -3712.6215 | 2299.4316 | 4097.6134 | 2271.4084
19 | -4943.4232 | -3406.3204 | 2088.0385 | 3836.8091 | 2424.896
19 | -4969.6482 | -3329.1141 | 2248.639 | 3649.6461 | 2400.4772
19 | -5081.9018 | -2940.7663 | 3035.8996 | 2706.7476 | 2280.0209
19 | -5175.3896 | -2996.4077 | 3793.8192 | 2339.783 | 2038.1951
19 | -5174.6542 | -3020.4337 | 3772.6861 | 2262.8602 | 2159.5416
19 | -1512.4825 | -2690.0493 | -264.8077 | 1825.9591 | 2641.3804
19 | 417.7771 | -2718.9124 | 200.2807 | 42.6815 | 2058.1731
19 | 1139.4671 | -2792.5282 | -147.373 | -670.9235 | 2471.3576
19 | -5141.6885 | -2566.2129 | 3419.1053 | 2044.4908 | 2244.3053
19 | -5165.106 | -2571.925 | 3606.9194 | 1943.9954 | 2186.1162
19 | -5164.8675 | -2574.7325 | 3600.7773 | 1923.5037 | 2215.3189
19 | -2438.4954 | -2599.3336 | 726.3478 | 1776.0468 | 2535.4344
19 | -4952.9399 | -3754.7613 | 2271.3492 | 4047.4239 | 2388.9281
19 | -2697.9248 | -5465.2221 | -3780.9945 | 8669.9149 | 3274.2265
19 | -1780.6566 | -4898.8401 | -4040.311 | 7446.2066 | 3273.6011
19 | -4746.1739 | -4126.5043 | 3734.7302 | 7405.1522 | -2267.2042
19 | -5195.6916 | -3277.3923 | 5248.5568 | 5005.645 | -1781.1179
19 | -5189.7399 | -2992.4705 | 5655.3714 | 4154.9648 | -1628.1258
19 | -5180.3372 | -2947.577 | 5714.0096 | 4018.4705 | -1604.5659
19 | -5193.6833 | -2989.1642 | 5520.1108 | 4123.6729 | -1460.9362
19 | -5200.7614 | -3049.2623 | 5231.1644 | 4272.0206 | -1253.1613
19 | 3054.4783 | -2970.2574 | -292.9836 | 1590.5007 | -1381.738
19 | -5199.5114 | -2951.2737 | 5313.5974 | 4064.2225 | -1227.0348
19 | -4706.8813 | 629.7722 | 8023.4374 | -3666.0007 | -280.3276
19 | -3052.1825 | 873.1026 | 7109.5103 | -4685.0399 | -245.3906
19 | -5188.3931 | -3495.9133 | 5820.0953 | 4312.3917 | -1448.1807
19 | -619.9064 | -2853.9785 | 2906.6986 | 2415.5885 | -1848.4022
19 | 4760.0892 | -1021.0139 | 1190.3462 | -3131.8349 | -1797.5866
19 | 3636.2617 | -4291.9387 | 568.0759 | 1729.6201 | -1642.019
19 | -4656.1201 | 762.0229 | 8817.2748 | -4017.3887 | -905.789
19 | -4126.9907 | 844.876 | 8558.2352 | -4356.1864 | -919.9341
19 | -4638.8988 | 566.0116 | 9018.7096 | -4171.1135 | -774.7088
19 | -4744.1718 | -4135.2932 | 3729.2516 | 7417.986 | -2267.7725
19 | -5164.1108 | -6331.2009 | 5897.9795 | 6457.815 | -860.4829
19 | -4784.7494 | -6687.9049 | 3273.8646 | 7089.8479 | 1108.9418
19 | 5277.0974 | -6842.2037 | -4078.4881 | 4382.6294 | 1260.965
19 | -4842.894 | -6553.2996 | 3510.7364 | 6815.5263 | 1069.9309
19 | 5325.4392 | -6532.7959 | -3662.9367 | 3697.0462 | 1173.2472
19 | -5223.9396 | -5618.9984 | 4999.5458 | 4902.5999 | 940.7922
19 | -5224.6256 | -5616.3446 | 5003.494 | 4897.0466 | 940.4296
19 | -5221.342 | -5481.7772 | 5176.7388 | 4603.9439 | 922.4364
19 | -4873.929 | -3296.3138 | 7782.1015 | -245.1424 | 633.2836
19 | 2522.832 | -2928.7741 | 3023.8185 | -3279.0761 | 661.1996
19 | 5872.9765 | -2910.7424 | 675.0321 | -4330.9947 | 693.7285
19 | 5978.4576 | -2212.6581 | 1737.9623 | -5874.9265 | 371.1648
19 | 5988.3719 | -2053.0982 | 1580.4089 | -6229.5226 | 713.84
19 | -4788.0761 | -2772.5491 | 8468.264 | -1407.1219 | 499.4831
19 | -4695.621 | -2235.671 | 9277.6909 | -2597.9451 | 251.5462
19 | -4092.6185 | -2073.5461 | 9113.8834 | -3131.4136 | 183.6948
19 | -84.0912 | -1981.1239 | 6418.9783 | -4543.5126 | 189.7494
19 | -3697.2614 | -1737.6669 | 9097.1735 | -3786.8309 | 124.5856
19 | -4632.64 | -1457.8872 | 9561.1347 | -3666.6066 | 195.9992
19 | -5229.6268 | -5403.5726 | 4904.4961 | 4431.1376 | 1297.5657
19 | -5228.4553 | -5202.6222 | 4869.1996 | 4464.9387 | 1096.9392
19 | 4395.5589 | -6347.3032 | -214.6027 | 3612.6963 | -1446.3493
19 | 5348.5016 | -6349.6931 | -829.176 | 3330.7263 | -1500.3589
19 | 5420.6009 | -5891.5297 | -454.5835 | 2311.8664 | -1386.3541
19 | -5190.9562 | -6257.0236 | 5982.4624 | 6304.4545 | -838.937
19 | -5186.5544 | -5937.8768 | 6269.4642 | 5608.4974 | -753.5304
19 | -5200.5718 | -6079.5911 | 5700.6934 | 5914.6101 | -335.1406
19 | -5224.5304 | -5619.5186 | 5005.7232 | 4904.0018 | 934.324
19 | 5453.2949 | -5683.7992 | -286.8034 | 1849.8858 | -1332.5781
19 | 5790.4693 | -3454.3368 | 1645.1121 | -3102.3906 | -878.854
19 | 5974.9564 | -2235.2306 | 2143.6962 | -5818.5524 | -64.8695
19 | 5972.9284 | -1942.8843 | 2554.4026 | -5829.7562 | -754.6904
19 | -5182.1436 | -5649.0732 | 6544.8229 | 4978.8127 | -692.4189
19 | -4710.713 | -2407.9874 | 9365.3261 | -2214.9242 | -31.7016
19 | -4708.4432 | -2390.0865 | 9372.9476 | -2254.6747 | -19.7432
19 | -4707.8596 | -2382.7491 | 9380.6385 | -2260.4154 | -29.6144
19 | -4626.0098 | -1372.4279 | 9730.2443 | -3664.6553 | -67.1513
19 | -3751.304 | -1667.5982 | 9230.2546 | -3778.1566 | -33.1958
19 | -1900.2011 | -4689.4972 | 2386.0563 | 6300.1561 | -2096.5141
19 | -3434.146 | -4548.1612 | -4910.8802 | 9730.8483 | 3162.3391
19 | -4281.8188 | -2167.1337 | 2126.3677 | 8661.5745 | -4338.9897
19 | 306.223 | -1652.5474 | -1396.6093 | 7482.3176 | -4739.3839
19 | -4554.7749 | -4020.6569 | 3524.7839 | 7431.8439 | -2381.196
19 | 5218.7474 | 23.8344 | -3063.3043 | 2565.498 | -4744.7754
19 | 4890.6857 | -886.4869 | -5638.1071 | 6866.3662 | -5232.458
19 | 4908.1102 | -4108.2715 | -11732.0887 | 7945.986 | 2986.2639
19 | 5147.9936 | -4446.2319 | -4894.2301 | 5202.57 | -1010.1015
19 | 5039.9102 | -5177.4651 | -9796.3693 | 6792.0642 | 3141.86
19 | 5092.0564 | -5702.488 | -8964.0643 | 6376.3184 | 3198.1775
19 | 5106.5906 | -5792.4595 | -8633.6659 | 6237.8965 | 3081.6383
19 | 5125.6806 | -6071.825 | -8264.1804 | 6120.5628 | 3089.762
19 | 5485.3648 | -3301.5029 | -6105.9953 | 696.223 | 3225.9103
19 | 5175.9384 | -5088.0066 | -8319.403 | 5123.9418 | 3107.5294
19 | 5473.9913 | -2576.1953 | -6660.2728 | 542.583 | 3219.8938
19 | 5521.2473 | -2625.544 | -6129.6051 | -4.7495 | 3238.6514
19 | 5586.5768 | -2677.3198 | -5222.2176 | -767.9939 | 3080.9545
19 | 5593.8013 | -2633.0535 | -4593.7098 | -872.3938 | 2505.3559
19 | 5626.2848 | -2685.5399 | -4425.064 | -1241.2014 | 2725.5205
19 | 5637.7765 | -2731.3996 | -4263.1165 | -1558.541 | 2915.2806
19 | 5298.2348 | -5790.657 | -5364.0258 | 3937.4456 | 1919.0025
19 | 5404.3211 | -5091.2009 | -4518.146 | 2384.6268 | 1820.3989
19 | 5706.6548 | -2736.9754 | -2581.0429 | -2185.0673 | 1796.4308
19 | 5750.3692 | -2777.9878 | -1815.2089 | -2693.2357 | 1536.0632
19 | 5992.5822 | -1185.5548 | 639.5933 | -6236.7651 | 790.1444
19 | 5988.4625 | -233.3982 | -364.6422 | -6568.1907 | 1177.7686
19 | 5195.8368 | -6285.5657 | -6501.2346 | 5364.1844 | 2226.779
19 | 5113.6334 | -6026.8628 | -8549.8875 | 6247.1439 | 3215.973
19 | 5455.6855 | -3461.0692 | -6391.0241 | 1116.2021 | 3280.2057
19 | 5164.6131 | -5000.3624 | -8596.3793 | 5224.7883 | 3207.3404
19 | 5472.8325 | -2514.123 | -6750.6642 | 531.6597 | 3260.295
19 | 5511.4877 | -2552.7002 | -6318.855 | 83.2271 | 3276.8404
19 | 5441.1271 | -3073.9182 | -2426.7391 | 1136.042 | -1076.5119
19 | 5153.5768 | -4649.026 | -8905.0579 | 5216.6884 | 3183.8186
19 | 5472.8373 | -2514.0719 | -6750.6419 | 531.5812 | 3260.2953
19 | 5479.0219 | -2473.9118 | -6693.2819 | 441.3019 | 3246.8699
19 | 5556.0956 | -1979.8218 | -5895.0556 | -681.2181 | 3000
19 | 5986.191 | 776.529 | -1429.902 | -6944.9034 | 1612.0854
19 | 5886.8112 | 1340.2526 | -4249.2289 | -5977.8349 | 3000
19 | 5991.1096 | 1002.8351 | -1668.8503 | -7094.4491 | 1769.3547
19 | 5934.5514 | 717.9576 | -3350.709 | -6301.8 | 3000
19 | 6027.4236 | 417.5052 | -1053.0191 | -7296.0855 | 1904.1758
19 | 5518.0132 | -2518.738 | -5990.6118 | -8.6635 | 3000
19 | 5599.4742 | -2645.9033 | -5018.2416 | -935.3293 | 3000
19 | 5613.9626 | -2681.2531 | -4742.2276 | -1190.4819 | 3000
19 | 5477.5824 | -2472.5706 | -6723.8618 | 458.0392 | 3260.8107
19 | 5863.7813 | 1415.2855 | -4817.9045 | -5731.4902 | 3270.3278
19 | 5908.1591 | 803.9457 | -4002.4142 | -6019.4877 | 3309.7971
19 | 5911.3111 | 614.9002 | -3742.783 | -6105.5511 | 3322.1228
19 | 5513.7078 | -2530.0148 | -6308.1792 | 47.5117 | 3276.9744
19 | 5591.2998 | -2638.2867 | -5191.897 | -840.2824 | 3079.1663
19 | 5782.5666 | -460.3915 | -4622.2346 | -4006.6426 | 3306.7021
19 | 5545.7035 | -2392.3687 | -1489.1539 | -391.4947 | -1272.6862
19 | 5966.591 | 474.9429 | 662.681 | -6589.0693 | -515.1456
19 | 5805.8911 | -667.7511 | 852.2015 | -4203.5933 | -1786.7482
19 | 5833.7324 | -478.8692 | 1011.1713 | -4613.2417 | -1752.7928
19 | 5957.2838 | 359.6724 | 1709.446 | -6431.2747 | -1595.1275
19 | 5449.8477 | -3213.7443 | -2202.9187 | 1087.3256 | -1120.5103
19 | 5315.6606 | -5695.2038 | -4971.4329 | 3690.1542 | 1660.8219
19 | 5475.4628 | -4775.6171 | -587.0111 | 1404.6928 | -1517.5274
19 | 5501.061 | -4605.943 | -356.6602 | 1029.6449 | -1568.1027
19 | 5560.4731 | -4202.8781 | -17.426 | 155.4745 | -1495.6435
19 | 5977.4694 | -1372.7289 | 2339.3102 | -5980.5412 | -963.5095
19 | 5475.0322 | -4907.6249 | -448.0899 | 1432.1162 | -1551.4336
19 | 5461.3175 | -5399.1462 | -344.2244 | 1695.997 | -1413.9439
19 | 5292.2275 | -5633.4388 | -2129.4188 | 3946.6449 | -1476.0149
19 | 5334.823 | -6091.7896 | -1049.5778 | 3464.2696 | -1657.7251
19 | 4895.6865 | -860.445 | -5347.0209 | 6795.94 | -5484.1606
19 | 4937.5629 | -1485.2974 | -4718.2864 | 6543.3646 | -5277.3437
19 | 5028.8589 | -2385.3485 | -3706.0942 | 5807.8329 | -4745.2491
19 | 5191.6107 | -4241.4474 | -2420.3021 | 4597.2505 | -3127.1117
19 | 4955.1729 | -4741.3921 | -10877.1654 | 7634.4817 | 3028.9029
19 | 5008.8462 | -2079.1639 | -4012.4364 | 5925.5111 | -4842.7571
19 | 4934.1898 | 1545.6976 | -5851.3303 | 5371.4428 | -6000
19 | 4943.421 | 1823.7833 | -5916.639 | 5149.4347 | -6000
19 | 3475.9506 | 1945.5478 | -4762.8987 | 5341.4003 | -6000
19 | 5027.9663 | 2389.0958 | -5325.8282 | 3908.7662 | -6000
19 | 5063.9197 | 2626.353 | -5072.6954 | 3382.4227 | -6000
19 | 5077.8935 | 2718.4848 | -4984.3845 | 3177.8836 | -5989.8775
19 | 5488.8208 | 5426.3946 | -2558.348 | -2836.408 | -5520.4594
19 | 5531.2944 | 4850.7892 | -1987.0952 | -3115.8486 | -5279.1398
19 | 5531.0153 | 4812.0678 | -1974.9258 | -3097.0107 | -5271.1467
19 | 5168.707 | 2727.1537 | -11915.416 | 2084.6546 | 1934.9007
19 | 5533.6357 | 4824.056 | -1957.8174 | -3133.2506 | -5266.6237
19 | 5834.7654 | 3583.076 | 835.1846 | -6250.4157 | -4002.6104
19 | 5336.3361 | 3504.787 | -10630.7117 | -237.9482 | 2027.5368
19 | 5418.3853 | 4941.7975 | -5480.6474 | -1797.3428 | -3082.1926
19 | 5169.5649 | 3259.5219 | -12173.6394 | 1861.4129 | 1883.1398
19 | 5284.7881 | 4019.5472 | -11403.5814 | 174.7237 | 1924.5224
19 | 3439.8467 | 1992.0456 | -4683.1777 | 5251.2853 | -6000
19 | 1224.7246 | 2333.2341 | -2876.1336 | 5177.2885 | -5859.1135
19 | -4330.9422 | 2805.6785 | 1185.402 | 5824.1237 | -5484.262
19 | -4953.6046 | 4505.6727 | 3277.8001 | 2313.8538 | -5143.722
19 | -5020.4741 | 4784.661 | 3598.353 | 1727.1342 | -5089.674
19 | -5052.6912 | 4961.4682 | 3794.9321 | 1352.2413 | -5055.9504
19 | -5171.019 | 4141.5116 | 4708.3171 | 1028.8195 | -4707.6292
19 | -5157.3149 | 3948.8207 | 4899.8375 | 935.4881 | -4626.8314
19 | -5170.9874 | 3954.0906 | 4680.7815 | 1022.1807 | -4486.0654
19 | -4934.696 | 4027.5692 | 2629.3588 | 1611.976 | -3334.2081
19 | -4788.2267 | 4069.855 | 1473.4306 | 1936.1902 | -2691.2491
19 | -4686.3105 | 4095.5947 | 799.7828 | 2115.0427 | -2324.1096
19 | -4466.7337 | 3385.6577 | -875.1002 | 2417.4276 | -461.2514
19 | -4129.4526 | 2367.0763 | -3305.5324 | 2847.042 | 2220.8667
19 | -4750.9851 | 3094.6262 | 939.7249 | 1894.8352 | -1178.2011
19 | -4754.3908 | 2978.2717 | 938.5431 | 1872.8117 | -1035.2357
19 | -4758.3238 | 2842.6555 | 980.6617 | 1919.4354 | -984.4288
19 | -4838.29 | 2426.1163 | 1472.2743 | 1620.816 | -680.9165
19 | -5180.8083 | 3265.2764 | 4818.7832 | 1389.4563 | -4292.7075
19 | -5177.909 | 3706.2077 | 4811.9812 | 1287.8628 | -4628.1427
19 | -4955.7544 | 4834.8518 | 2930.5508 | 1588.582 | -4398.2303
19 | -4793.2251 | 4643.1845 | 1608.2774 | 1941.5343 | -3399.7712
19 | -4681.4668 | 4535.1629 | 845.4344 | 2134.3115 | -2833.442
19 | -1176.3854 | 4431.1782 | -2859.2031 | 1284.5515 | -1680.1412
19 | -4167.0095 | 3982.4781 | -2557.2502 | 3144.6893 | -402.9078
19 | -4068.6652 | 3852.231 | -3159.3834 | 3392.3981 | -16.5805
19 | 3918.9967 | 3250.1506 | -11319.3487 | 2259.5348 | 1890.6666
19 | 5168.1435 | 2698.2966 | -11901.0677 | 2096.9183 | 1937.7092
19 | -3985.484 | 3798.9262 | -3786.2817 | 3475.6858 | 497.1537
19 | -2404.4705 | 3577.3915 | -6580.803 | 3458.3924 | 1949.4895
19 | -3696.6143 | 3514.0987 | -5760.1006 | 3986.2391 | 1956.377
19 | -3757.0853 | 3347.2865 | -5424.2797 | 3842.3423 | 1991.7362
19 | -3807.6724 | 3333.0365 | -5100.5354 | 3742.4495 | 1832.7218
19 | -3783.1073 | 3272.2813 | -5273.9197 | 3777.1047 | 2007.641
19 | -3794.1533 | 3170.3877 | -5191.121 | 3794.8055 | 2020.0811
19 | 4835.2978 | 4001.8982 | -11112.491 | 348.8588 | 1926.4363
19 | -4275.6282 | 4194.0884 | -2074.0152 | 2720.0772 | -564.5222
19 | -3792.6572 | 3805.5838 | -5416.6736 | 3381.0059 | 2022.7411
19 | -3710.1846 | 3548.0881 | -5718.4377 | 3916.3802 | 1964.1541
19 | -4710.1084 | 4668.8772 | 731.7928 | 1848.2099 | -2538.7715
19 | -5176.7397 | 2374.0426 | 4977.5263 | 2252.0128 | -4426.842
19 | -3733.4734 | 3315.3212 | -5028.9621 | 4442.9538 | 1004.1606
19 | 520.9561 | 3055.7347 | -9192.8033 | 3708.4361 | 1907.6764
19 | -3638.8103 | 3365.5524 | -5968.4465 | 4291.6045 | 1950.1
19 | 4801.5953 | 1844.1282 | -5806.9197 | 5161.1962 | -6000
19 | 4946.1179 | 1848.9761 | -5902.0887 | 5106.9947 | -6000
19 | 4943.8033 | 1833.6453 | -5925.3051 | 5140.9027 | -5993.0462
19 | 4977.112 | 2050.939 | -5998.7403 | 4654.2799 | -5683.5906
19 | 5083.4174 | 2691.1219 | -12769.1731 | 3122.543 | 1872.0909
19 | -3834.0499 | 2533.0592 | 539.2675 | 6266.5896 | -5504.8664
19 | 5474.4695 | 5331.3559 | -2700.316 | -2626.1766 | -5479.3329
19 | 5531.2206 | 5705.3267 | -2365.8965 | -3456.7783 | -5413.8725
19 | 5823.3505 | 4501.4358 | 343.6311 | -6480.7808 | -4187.6367
19 | 5828.1893 | 4478.2221 | 378.009 | -6529.5608 | -4154.8596
19 | 5658.8582 | 3163.81 | -7650.0097 | -3971.8222 | 2799.1636
19 | 5762.4512 | 2237.3002 | -6306.1192 | -4844.3351 | 3150.7028
19 | -3276.244 | 2137.4569 | 369.0981 | -2516.3384 | 3286.0275
19 | 5989.5333 | 2638.1791 | 1652.6786 | -7729.6712 | -2550.7197
19 | 5968.1743 | 1131.4548 | 1694.7259 | -6870.6736 | -1923.6815
19 | 3666.4279 | 2518.8339 | 3245.8631 | -7119.6591 | -2311.4658
19 | -1153.4559 | 3514.1279 | 5619.7823 | -5075.5088 | -2904.9456
19 | -4694.0524 | 3020.0399 | 8245.396 | -4328.0197 | -2243.3638
19 | -4931.6009 | 2309.0707 | 4139.9171 | -2953.5136 | 1436.1267
19 | -4916.9259 | 2179.6717 | 3298.7129 | -2699.7847 | 2138.3261
19 | -4556.7753 | 1996.316 | 1555.9428 | -2319.3729 | 3323.8894
19 | -3892.3623 | 1826.7096 | 1401.2654 | -2675.5961 | 3339.9834
19 | -4599.7287 | 1806.9783 | 1899.9698 | -2452.1727 | 3344.9533
19 | -4910.1508 | 2006.2399 | 1694.1996 | -2111.516 | 3321.2273
19 | -4913.9353 | 1718.8026 | 1896.2147 | -2043.4038 | 3342.3218
19 | -4894.4176 | 1784.6752 | 2067.7789 | -2304.2021 | 3346.1656
19 | -4861.3588 | 1349.7886 | 3546.6533 | -2972.9166 | 2937.8335
19 | -4921.4488 | 2233.6422 | 4258.1839 | -3028.6935 | 1458.3163
19 | -4832.0255 | 745.0391 | 5360.8706 | -3722.0884 | 2448.2041
19 | -4799.1918 | 572.2435 | 5855.5429 | -3940.0811 | 2311.4864
19 | -4649.2969 | -67.6432 | 8153.8548 | -4919.8831 | 1482.9683
19 | -4646.8577 | 2409.3471 | 8654.649 | -4717.9122 | -1699.2263
19 | -3586.2393 | 2125.9726 | 8178.5857 | -5207.3412 | -1510.9778
19 | -4608.3051 | 1834.318 | 9126.6535 | -5014.0309 | -1338.6354
19 | -4583.1993 | 1354.282 | 9624.8819 | -5175.8494 | -1220.1153
19 | 5932.8582 | 3112.4836 | 1532.0981 | -7239.292 | -3338.1478
19 | 5777.7048 | 1908.1246 | -5823.7507 | -4895.7078 | 3033.629
19 | 5832.9083 | 1414.3989 | -5107.608 | -5360.6591 | 3220.9599
19 | 6025.8482 | 2051.9821 | 2266.7488 | -7930.9709 | -2413.6082
19 | 6014.2257 | 1232.1025 | 2289.6287 | -7463.5498 | -2072.4072
19 | 5333.5866 | 4340.4883 | -11192.5535 | -539.234 | 2057.7127
19 | -4255.4689 | 2568.2803 | 846.5949 | 6316.9916 | -5476.3979
19 | -4943.2453 | 4444.1228 | 3152.5672 | 2443.7818 | -5097.2266
19 | -5004.332 | 4698.8423 | 3444.8134 | 1908.1038 | -5047.4275
19 | -5103.435 | 5242.765 | 4048.6135 | 754.7819 | -4942.7254
19 | -5151.3337 | 5115.8292 | 4373.6508 | 475.2873 | -4813.4336
19 | -4894.1352 | 4075.5723 | 6712.5095 | -2140.0777 | -3753.8689
19 | -4832.0922 | 3752.8653 | 7193.189 | -2815.6648 | -3298.2972
19 | -4881.8999 | 2363.1555 | 7634.2658 | -1706.955 | -3408.5665
19 | -5181.7944 | 2776.7712 | 4772.7316 | 1907.6544 | -4275.3628
19 | -5182.0773 | 1680.6082 | 4867.9647 | 2686.9922 | -4053.4878
19 | -5179.2483 | 1884.0011 | 5038.1902 | 2284.1123 | -4027.0552
19 | -5184.1561 | -559.6892 | 5359.4084 | 3224.289 | -2839.8521
19 | -5085.7951 | 2684.3124 | 2448.6827 | -1540.2551 | 1493.055
19 | -4969.5313 | 2164.4302 | 1189.2751 | -1623.9709 | 3239.7969
19 | -4929.929 | 2057.1464 | 1506.9491 | -1941.7378 | 3307.5713
19 | -4949.3587 | 1352.2426 | 2259.5048 | -2015.2271 | 3352.8384
19 | -4979.8616 | 1867.1645 | 1289.1247 | -1474.9314 | 3298.5038
19 | -5062.7232 | 658.2499 | 2113.5281 | -1061.6196 | 3352.5648
19 | -5106.8225 | 70.557 | 2581.4488 | -408.7484 | 2863.565
19 | -5011.4483 | 1183.4712 | 1602.3369 | -1112.0824 | 3337.7225
19 | -5103.3775 | 229.9761 | 2521.2972 | -968.5275 | 3320.6316
19 | -5100.5229 | 551.2742 | 2498.4834 | -1168.8398 | 3219.6052
19 | -5062.1191 | 343.5888 | 2930.8346 | -1508.3758 | 3296.0715
19 | -4787.0259 | 4854.2486 | 1204.3065 | 1471.6429 | -2743.1721
19 | -4710.8062 | 4769.3103 | 576.2069 | 1626.2159 | -2260.9268
19 | -3855.5085 | 4005.6991 | -5221.8994 | 2963.9913 | 2107.7174
19 | -4718.9848 | 4567.0313 | 476.941 | 1438.3286 | -1763.3161
19 | -4592.3636 | 2949.5081 | -1492.0067 | 379.4563 | 2755.4058
19 | -4693.6702 | 643.9306 | -571.1936 | 1390.2579 | 3230.6752
19 | -4777.7778 | 2962.963 | 962.963 | 2037.037 | -1185.1852
19 | -4722.7598 | 4418.6468 | 499.895 | 1447.8862 | -1643.6683
19 | -5129.821 | 1753.214 | 4518.9684 | 3038.8832 | -4181.2446
19 | -5130.6771 | 1372.9217 | 4575.494 | 3278.2781 | -4096.0168
19 | -5126.5828 | 1059.7468 | 4571.6508 | 3465.8238 | -3970.6386
19 | -5187.3535 | -1284.1804 | 5029.0731 | 4199.7291 | -2757.2683
19 | -5191.0742 | -1434.231 | 5056.5688 | 4246.3621 | -2677.6257
19 | -5203.0538 | -3201.064 | 5045.0683 | 4729.9391 | -1370.8896
19 | -5207.5182 | -3117.14 | 4947.9884 | 4446.1783 | -1069.5086
19 | -5157.916 | -3197.9612 | 4569.8974 | 4636.2196 | -850.2398
19 | -4919.6444 | -2796.0819 | 2091.6247 | 4041.3672 | 1582.7344
19 | -4881.72 | -2344.9536 | 1372.76 | 3207.8806 | 2646.0331
19 | -4876.4735 | -2318.0744 | 1308.2497 | 3159.738 | 2726.5602
19 | -5103.7667 | -1319.6645 | 2856.6716 | 1048.1398 | 2518.6198
19 | -5135.1946 | -1202.1302 | 3082.5947 | 795.9817 | 2458.7485
19 | -4871.4201 | 266.9622 | 5437.7985 | -2552.8301 | 1719.4895
19 | -346.661 | 1000.62 | 3478.3255 | -5543.3956 | 1411.111
19 | -5130.1968 | -995.0014 | 2991.8789 | 586.2012 | 2547.1181
19 | -5035.1787 | 219.194 | 3323.2091 | -1179.1749 | 2671.9505
19 | -4937.0754 | 615.207 | 4312.6703 | -2301.9427 | 2311.1408
19 | -4930.0534 | 881.8779 | 3456.144 | -2153.0653 | 2745.0968
19 | 809.8613 | -2109.728 | -2732.2067 | 1032.0734 | 3000
19 | 3483.0747 | -2472.3603 | -5266.1822 | 1036.789 | 3218.6788
19 | 4068.3656 | -2468.2422 | -5792.5293 | 917.8185 | 3274.5874
19 | -2817.1642 | 1468.2836 | 1757.4627 | -3408.5821 | 3000
19 | -2571.3339 | 1518.3836 | 1618.0894 | -3565.1391 | 3000
19 | -234.954 | 1046.8163 | 3339.6821 | -5600.9898 | 1449.4454
19 | -2701.5658 | 1495.1163 | 1747.4324 | -3540.9828 | 3000
19 | -4825.0826 | 785.1258 | 5359.6235 | -3743.0392 | 2423.3724
19 | -4823.8205 | 765.0967 | 5450.4634 | -3779.7842 | 2388.0447
19 | -4824.8823 | 752.2278 | 5439.6291 | -3772.7066 | 2405.732
19 | -4665.4133 | 234.6419 | 7833.6755 | -4816.3774 | 1413.4732
19 | -2609.7294 | 1526.1522 | 1590.14 | -3531.8009 | 3025.2382
19 | 513.2615 | 1542.4982 | -1220.2567 | -4158.5167 | 3323.0138
19 | 1587.3002 | -2505.6309 | -3344.083 | 1262.4137 | 3000
19 | -4768.9863 | -836.3888 | 155.8845 | 2131.1111 | 3318.3795
19 | -4932.5446 | -3080.0634 | 1911.374 | 3612.4946 | 2488.7393
19 | -4932.5027 | -3089.9822 | 1909.0162 | 3610.7918 | 2502.677
19 | -4607.9504 | -3056.9878 | 85.942 | 4692.9988 | 2885.9975
19 | -4952.4135 | -3316.414 | 2287.9944 | 4049.1666 | 1931.6665
19 | -3911.6569 | -4707.1041 | -2717.2179 | 8088.5914 | 3247.3874
19 | -3386.6764 | -4716.4976 | -3129.6854 | 7954.6248 | 3278.2347
19 | 3190.9924 | -2837.7989 | -5547.3393 | 1920.0932 | 3274.0525
19 | 3765.1611 | -2555.3289 | -5595.1593 | 1134.8246 | 3250.5024
19 | 5472.0656 | -2514.1239 | -6750.1711 | 531.9273 | 3260.3021
19 | 4035.2577 | -2517.5459 | -5806.25 | 1014.2958 | 3274.2424
19 | -5214.5984 | -2835.2529 | 4775.4251 | 3903.1533 | -628.7271
19 | -5212.987 | -2795.4103 | 4727.5573 | 3828.2868 | -547.4469
19 | -5216.2824 | -3053.381 | 4770.0288 | 3952.2318 | -452.5973
19 | -5208.1204 | -3290.6379 | 4957.9938 | 4523.4088 | -982.6443
19 | -5183.1528 | -3438.1622 | 4770.9947 | 4667.7725 | -817.4521
19 | -5155.9504 | -3659.708 | 4404.989 | 4557.3025 | -146.6332
19 | -5208.5088 | -3613.7357 | 4990.8485 | 4705.2231 | -873.827
19 | -5210.2975 | -3736.0778 | 4971.4477 | 4689.0092 | -714.0817
19 | -5217.1078 | -3326.419 | 4788.1483 | 4080.112 | -324.7334
19 | -5199.8515 | -3443.5471 | 4618.4366 | 4113.1146 | -88.1526
19 | -5217.4943 | -3463.1183 | 4797.7398 | 4145.5252 | -262.6524
19 | -5220.6709 | -3721.7864 | 4780.1803 | 4107.4457 | 54.8314
19 | -5218.0562 | -3324.1521 | 4774.0461 | 4015.8281 | -247.6659
19 | -5186.1065 | -246.5489 | 5004.4618 | 3761.4515 | -3333.258
19 | -5188.1533 | -470.1045 | 4992.7062 | 3795.122 | -3129.5703
19 | -5190.4213 | -1282.9804 | 5050.3255 | 4185.6576 | -2762.5814
19 | -5147.5602 | 1460.6292 | 4660.2651 | 3110.4576 | -4083.7918
19 | -5185.7185 | 506.6717 | 4917.8337 | 3310.7887 | -3549.5756
19 | -5212.987 | -2518.6147 | 4767.0996 | 3788.7446 | -824.2424
19 | -5190.5436 | -1253.6997 | 5044.2941 | 4161.0227 | -2761.0735
19 | -4833.3333 | 1555.5556 | 1430.5556 | 2569.4444 | -722.2222
19 | -4833.3333 | 1444.4444 | 1444.4444 | 2638.8889 | -694.4444
19 | -4845.4662 | 1104.7254 | 1614.304 | 2875.4789 | -749.0421
19 | -4865.5367 | 514.1243 | 1737.8531 | 2994.9153 | -381.3559
19 | -4916.6667 | -1436.5942 | 2057.971 | 3487.3188 | 807.971
19 | -4916.6667 | -426.6667 | 2136.6667 | 3225 | -18.3333
19 | -4833.3333 | 1263.8889 | 1388.8889 | 2611.1111 | -430.5556
19 | -4916.6667 | -1895.8333 | 1916.6667 | 3416.6667 | 1479.1667
19 | -4916.6667 | -2871.006 | 1739.3625 | 3328.0146 | 2720.2956
19 | -4836.9338 | -1770.9617 | 884.7229 | 2382.4314 | 3340.7412
19 | -4916.6667 | -388.8889 | 2131.9444 | 3201.3889 | -27.7778
19 | -5147.9707 | 1383.0546 | 4676.1728 | 3163.185 | -4074.4417
19 | -5180.8741 | 1013.9681 | 4971.1524 | 3176.4239 | -3980.6703
19 | -5184.896 | 257.3571 | 4964.952 | 3509.2287 | -3546.6418
19 | -5188.1533 | -207.8978 | 4959.9303 | 3631.2427 | -3195.122
19 | -5117.4677 | 1309.3686 | 4513.4561 | 3399.5626 | -4104.9195
19 | -5179.54 | 605.1128 | 5072.0587 | 3429.3058 | -3926.9373
19 | -4715.1815 | 4629.4925 | 775.9503 | 1936.5795 | -2626.8409
19 | -3645.7413 | 3363.5811 | -6105.6644 | 4295.9415 | 2091.8831
19 | -4129.0825 | -842.752 | -2995.4691 | 4822.4345 | 3144.8691
19 | -4409.6723 | -2601.8812 | -1189.9345 | 4900.496 | 3300.992
19 | -3524.3343 | 3050.8351 | -6549.4126 | 4938.8615 | 2084.0504
19 | -3440.531 | -2373.2828 | -5572.0916 | 8331.0412 | 3054.8641
19 | 4961.9819 | 1938.4944 | -7650.0569 | 4880.8196 | -4131.239
19 | 5035.2087 | 2371.8312 | -13250.8686 | 3828.7632 | 2015.0655
19 | 4955.8706 | -1738.4708 | -12396.2555 | 6424.9412 | 2753.9145
19 | 4930.0883 | -3044.2651 | -12075.6897 | 7256.6464 | 2933.2201
19 | 4332.1169 | -2599.9572 | -11732.5321 | 7078.0714 | 2922.3009
19 | 5053.3066 | -1943.2113 | -11392.8192 | 5337.6049 | 2945.119
20 | 6281.5194 | 4175.1919 | -11839.9706 | -648.3095 | 2031.5689
20 | 6472.6005 | 5476.596 | -3364.322 | -3461.8442 | -5123.0303
20 | 5898.1927 | 1654.4637 | -6754.198 | 4959.9017 | -5758.3601
20 | -5050.7749 | 4971.3325 | 3616.8411 | 1081.493 | -4618.8917
20 | -4980.3883 | 4581.7295 | 3187.62 | 1901.3162 | -4690.2774
20 | -4776.2149 | 3723.1252 | 2209.8686 | 3693.338 | -4850.1169
20 | -4412.6257 | 2511.9242 | 781.5473 | 6198.6332 | -5079.479
20 | -4944.8257 | -896.5512 | 3759.0181 | 5662.7209 | -3580.3621
20 | -5150.4971 | 4710.7444 | 4295.643 | 502.9934 | -4358.8837
20 | -4822.4344 | 3399.2933 | 7296.8561 | -2823.3626 | -3050.3524
20 | 6527.1682 | 5253.3809 | -2852.8666 | -4027.3703 | -4900.3122
20 | 6468.3429 | 864.0492 | -1908.3938 | -1565.7341 | -3858.2641
20 | 6454.6955 | -1550.4719 | -1689.277 | -436.1567 | -2778.7899
20 | 5983.3395 | 2189.9032 | -13891.139 | 3723.9647 | 1993.9317
20 | 5948.7374 | 391.7229 | -13506.0149 | 4858.4615 | 2307.093
20 | 6274.9755 | -247.5926 | -10144.3866 | 1199.3313 | 2917.6725
20 | 5864.1381 | -3916.2503 | -12423.689 | 7596.8425 | 2878.9586
20 | 5861.8753 | -4026.9546 | -12387.5373 | 7668.2787 | 2884.338
20 | 5848.8474 | -971.5387 | -6303.0902 | 6602.4463 | -5176.6648
20 | 5928.0398 | -1746.084 | -5415.2522 | 5961.9557 | -4728.6593
20 | 6175.0793 | -1321.3516 | -3563.4887 | 2827.5886 | -4117.8277
20 | 2714.8268 | -2501.8917 | -2389.4189 | 6290.6553 | -4114.1715
20 | 6027.0641 | -2807.3205 | -4233.6349 | 5198.1592 | -4184.2679
20 | -4397.2202 | -1822.8566 | 1454.1352 | 8893.3567 | -4127.4151
20 | -4552.7095 | -2396.0824 | 2251.7145 | 8481.3949 | -3784.3175
20 | 5896.0474 | -1673.8924 | -5588.4637 | 6316.9886 | -4950.6799
20 | 6053.9441 | -3218.2091 | -3818.2598 | 5039.955 | -4057.4302
20 | 6262.1833 | -5565.1409 | -2143.8152 | 3479.8573 | -2033.0844
20 | 6007.372 | -5209.5075 | -10244.6215 | 6395.3393 | 3051.4178
20 | 6123.8703 | -4449.6344 | -4897.0251 | 4693.4096 | -1470.6204
20 | -1113.5221 | -4222.6242 | 1425.2813 | 6309.8387 | -2398.9737
20 | -3844.4194 | -5133.0207 | -3298.0467 | 9106.0669 | 3169.4199
20 | -4908.3468 | -4222.5564 | 3891.2522 | 7418.5067 | -2178.8557
20 | -4931.6124 | -4347.4263 | 4019.3267 | 7361.6447 | -2101.9327
20 | -5095.4043 | -5269.566 | 4912.3177 | 6955.3978 | -1502.7452
20 | -5111.7423 | -5829.0002 | 4907.3108 | 6850.4337 | -817.002
20 | -5146.2466 | -5609.2716 | 5235.1978 | 6802.9385 | -1282.6182
20 | -4024.381 | -4765.6985 | -2499.3249 | 8088.7298 | 3200.6746
20 | -3928.7974 | -5399.3287 | -2796.008 | 8925.563 | 3198.5711
20 | -3602.5873 | -4519.5382 | -4638.1663 | 9681.702 | 3078.5898
20 | 5878.2931 | -4248.3079 | -12088.5821 | 7559.8057 | 2898.7913
20 | 5908.7473 | -4652.398 | -11519.7544 | 7355.9921 | 2907.413
20 | 5918.6275 | -4739.3664 | -11388.4166 | 7272.2162 | 2936.9393
20 | 3873.791 | -2436.9872 | -11284.9493 | 7004.6668 | 2843.4786
20 | -3831.6865 | 3801.5689 | -5249.284 | 3191.2058 | 2088.1958
20 | -4748.3058 | 4612.1273 | 958.7654 | 1751 | -2573.5868
20 | -4826.9546 | 4698.9536 | 1606.2373 | 1590.8369 | -3069.0733
20 | -4756.7733 | 4402.702 | 855.9926 | 1556.4747 | -2058.3959
20 | -4782.9457 | 3688.6305 | 1072.3514 | 1822.9974 | -1801.0336
20 | -5000.7587 | -2410.1328 | 4121.7331 | 6070.3504 | -2781.192
20 | -5028.6879 | -3720.257 | 4350.2472 | 6533.7224 | -2135.0247
20 | -5047.7238 | -3777.8812 | 4489.2537 | 6485.2767 | -2148.9254
20 | -4856.8458 | -1823.083 | 1047.7181 | 2734.4316 | 2897.7792
20 | -4924.2801 | -2304.8094 | 1674.9185 | 2916.443 | 2637.7281
20 | -5202.5974 | -2693.2296 | 4492.0618 | 3439.107 | -35.3419
20 | -4882.4077 | -2461.8534 | 1429.2645 | 3244.728 | 2670.2686
20 | -4974.4686 | -3569.2013 | 3170.5361 | 5266.1258 | 107.008
20 | -5222.0688 | -3180.5381 | 5069.6369 | 4344.5997 | -1011.6298
20 | -5232.5988 | -3314.5212 | 5400.4959 | 4815.781 | -1669.1568
20 | -5033.1313 | -3936.7055 | 4384.1378 | 6606.2106 | -2020.5116
20 | -4964.1714 | -4095.4292 | 4113.2271 | 7057.6962 | -2111.3227
20 | -5076.6019 | -4620.6574 | 4705.5006 | 6723.5922 | -1731.8336
20 | -5087.1265 | -4976.5796 | 4516.0676 | 6347.1153 | -799.4767
20 | -5144.9236 | -4984.9186 | 5123.979 | 6467.9213 | -1462.0581
20 | -4940.9938 | -3304.4922 | 2071.4015 | 3747.5247 | 2426.5598
20 | -4990.6002 | -3157.9588 | 2373.5292 | 3394.3926 | 2380.6372
20 | -5055.8455 | -3741.5713 | 3051.6345 | 3745.7823 | 2000
20 | -4994.8334 | -4058.7217 | 2729.5541 | 4324.0011 | 2000
20 | -4996.3052 | -4069.379 | 2741.2464 | 4324.4378 | 2000
20 | -4997.851 | -4100.9828 | 2766.4823 | 4356.3789 | 1975.9726
20 | -5056.1296 | -3784.092 | 3062.5623 | 3777.6592 | 2000
20 | -5066.3168 | -3834.8887 | 3160.4529 | 3802.0159 | 1938.7367
20 | -5149.3926 | -3950.8294 | 4001.3507 | 3958.0275 | 1140.8438
20 | -5214.0421 | -3589.4615 | 4639.5179 | 3869.606 | 294.3796
20 | -5033.5285 | -4530.1268 | 3441.2984 | 5139.7558 | 982.6011
20 | -5035.3311 | -4496.1101 | 3663.5525 | 5495.7424 | 372.1463
20 | -5225.5337 | -3484.1071 | 5104.131 | 4469.5594 | -864.0496
20 | -5054.6017 | -4772.8216 | 3843.2018 | 5604.1226 | 380.0989
20 | -5239.7902 | -4510.0515 | 5310.0018 | 5009.5703 | -569.7304
20 | -5251.0857 | -4653.7748 | 5664.9131 | 5515.0048 | -1275.0573
20 | -5219.9134 | -4033.4732 | 4717.4197 | 4088.208 | 447.7589
20 | -5218.4037 | -4423.8001 | 4625.3184 | 4016.8855 | 1000
20 | -4996.8455 | -3487.5165 | 2493.0341 | 3635.7788 | 2355.5491
20 | -4971.899 | -3569.6135 | 2343.0656 | 3820.2703 | 2378.1767
20 | -5012.4338 | 3841.6225 | 3462.8521 | 2186.3535 | -4478.3944
20 | -5024.4822 | -510.8698 | 4133.4221 | 4930.7581 | -3528.8281
20 | -5202.5974 | 745.899 | 4983.3659 | 2947.8029 | -3474.4705
20 | -5205.758 | 436.7012 | 5044.2471 | 3127.6541 | -3402.8443
20 | -5224.6786 | -2158.0959 | 5302.446 | 4310.5731 | -2230.2446
20 | -5204.9275 | -30.0484 | 5134.6611 | 3491.1352 | -3390.8205
20 | -5205.9301 | -392.239 | 5190.4623 | 3719.5095 | -3311.8028
20 | -5171.2011 | -3172.578 | 5173.3507 | 5387.7635 | -2217.3351
20 | -5219.9134 | -274.0086 | 5254.4861 | 3551.1416 | -3311.7057
20 | -5220.3514 | -316.8554 | 5262.9226 | 3576.0643 | -3301.7802
20 | -5237.3311 | -2645.4829 | 5494.636 | 4637.6416 | -2249.4636
20 | -4917.3127 | -221.7916 | 2138.6736 | 3035.745 | -35.3144
20 | -4957.3124 | -3205.1062 | 2125.3403 | 3529.0753 | 2508.003
20 | -4786.659 | 3227.9798 | 1037.7135 | 1632.1405 | -1111.1747
20 | -4916.6667 | -211.8056 | 2131.9444 | 3024.3056 | -27.7778
20 | -3554.3181 | 2944.4273 | -6416.5893 | 4957.1068 | 2069.3734
20 | -3564.0765 | -2221.2981 | -5381.8867 | 8200.1943 | 2967.0669
20 | -4621.8337 | 2678.9145 | -1242.3065 | 428.0391 | 2757.1865
20 | -4833.5933 | 2242.1964 | 265.3989 | -693.0406 | 3019.0387
20 | -4953.8305 | 2355.2547 | 1326.6026 | -997.2808 | 2269.254
20 | -5105.2587 | 3032.3778 | 2966.9241 | -888.2448 | -5.7985
20 | -4967.1531 | 2696.2886 | 4481.696 | -2154.0446 | -56.7869
20 | -4756.3594 | 3059.6155 | 7813.4296 | -3540.363 | -2576.3227
20 | -4757.202 | 2861.0194 | 7837.4549 | -3457.5268 | -2483.7455
20 | -4775.0896 | -14.8332 | 8093.6544 | -2224.4373 | -1079.2943
20 | -4746.6145 | 2923.106 | 7933.1404 | -3616.3179 | -2493.314
20 | -4715.1899 | 2461.9122 | 8314.4794 | -3862.877 | -2198.3247
20 | -5120.6904 | 1114.1787 | 3064.3593 | -57.8476 | 1000
20 | -4986.5169 | 690.7865 | 4549.2135 | -1253.4831 | 1000
20 | -5113.8384 | 1789.7805 | 2995.9354 | -671.8775 | 1000
20 | -4853.2924 | 1034.5055 | 5865.4709 | -3046.684 | 1000
20 | -4805.5763 | 332.904 | 6327.9314 | -3376.1112 | 1520.8521
20 | -4776.8159 | -123.5713 | 5846.5625 | -3285.656 | 2339.4807
20 | -4799.0222 | 629.5378 | 6611.6713 | -3442.1868 | 1000
20 | -4972.7647 | 432.2393 | 1461.2592 | -155.9191 | 3235.1852
20 | -4877.7326 | 1510.8294 | 642.0439 | -450.6028 | 3175.4621
20 | -4967.9616 | 453.933 | 1419.306 | -155.775 | 3250.4975
20 | -4920.6408 | 1836.3239 | 948.5905 | -960.3813 | 3096.1078
20 | -4864.554 | 1041.8972 | 2176.7674 | -1607.8967 | 3253.7862
20 | -4874.457 | 679.9631 | 2564.6418 | -1646.5776 | 3276.4298
20 | -4851.6237 | 859.8419 | 2484.6392 | -1766.5773 | 3273.72
20 | -4933.9469 | 1377.9049 | 1075.8139 | -716.1611 | 3196.3892
20 | -5059.6088 | -453.4715 | 2326.1785 | -89.0915 | 3275.9933
20 | -4970.5003 | 459.7097 | 1437.7639 | -177.8372 | 3250.8639
20 | -4705.9557 | 778.4774 | -475.1351 | 1266.7415 | 3135.8719
20 | -4795.5839 | -980.3615 | 390.6123 | 2148.2497 | 3237.0834
20 | 6243.377 | 3921.6289 | -12006.6963 | -89.1759 | 1930.8663
20 | 6304.9655 | 4342.9294 | -8824.0303 | -996.7581 | -827.1066
20 | 6339.6423 | 4579.0115 | -7308.5612 | -1507.312 | -2102.7806
20 | 6431.0107 | 5200.0807 | -3554.5707 | -2852.1604 | -5224.3603
20 | 5958.6202 | 2056.7557 | -6347.2814 | 4073.8549 | -5741.9494
20 | 5931.8021 | 1877.8489 | -6617.8877 | 4467.2354 | -5658.9986
20 | 5920.5793 | 1803.5669 | -6587.2087 | 4631.6215 | -5768.5591
20 | 4938.2605 | 1952.2652 | -5787.8908 | 4605.1195 | -5707.7543
20 | 5932.9905 | 1710.8226 | -6432.0814 | 4519.7844 | -5731.5161
20 | -5000.4796 | 4690.7546 | 3364.5798 | 1672.4253 | -4727.28
20 | -4996.3438 | 4667.8639 | 3339.3241 | 1720.5927 | -4731.4369
20 | -4769.1244 | 3711.8198 | 2249.1319 | 3716.0106 | -4907.8379
20 | -4480.4129 | 2749.6996 | 1113.0278 | 5706.1178 | -5088.4323
20 | -5175.199 | 3492.0876 | 4716.1606 | 1197.708 | -4230.7572
20 | 6475.9351 | 4592.6325 | -2944.1931 | -3148.2748 | -4976.0997
20 | 5945.7008 | 968.5097 | -6042.3887 | 4664.1861 | -5536.0079
20 | 4715.3331 | 4440.9927 | -6730.7208 | -725.1667 | -1700.4382
20 | -4992.7229 | 4680.6697 | 3295.4877 | 1691.4788 | -4674.9133
20 | -5006.8437 | 3487.8376 | 3247.3656 | 1618.1123 | -3346.4717
20 | -5175.1969 | 3446.2039 | 4709.5538 | 1196.248 | -4176.8089
20 | 6460.5842 | 4514.9825 | -3538.7742 | -2933.004 | -4503.7886
20 | 6480.0802 | 4503.137 | -2852.8842 | -3190.8719 | -4939.4611
20 | -5171.8526 | 3445.4212 | 4763.1107 | 1175.003 | -4211.6822
20 | 6216.2469 | 3741.1364 | -12158.8648 | 308.5824 | 1892.899
20 | 6157.089 | 3347.3137 | -12553.098 | 1176.0061 | 1872.6892
20 | 6135.53 | 3203.7832 | -12698.9819 | 1492.1261 | 1867.5424
20 | 6031.1876 | 2509.0634 | -13418.1277 | 3022.1231 | 1855.7537
20 | 6161.6089 | 3378.7857 | -12183.6674 | 1109.179 | 1534.0938
20 | 782.1687 | 3776.1809 | -6709.1964 | 1874.7586 | 276.0882
20 | -3983.3054 | 3541.3291 | -3656.9226 | 3810.9248 | 287.9742
20 | -4748.0998 | 4354.8211 | 1346.8582 | 2310.9193 | -3264.4989
20 | -4988.4849 | 4674.3704 | 3258.26 | 1703.6017 | -4647.7473
20 | -4555.8603 | 3337.6522 | -11.0709 | 2659.5845 | -1430.3055
20 | -4805.6915 | 2323.6844 | 1812.2628 | 2726.3028 | -2056.5585
20 | -4774.5936 | 3398.6412 | 1398.8635 | 2224.5844 | -2247.4955
20 | -4962.1979 | 3468.5941 | 2861.8674 | 1747.103 | -3115.3665
20 | 6176.2025 | 2910.9485 | -11489.1329 | 1121.191 | 1280.7909
20 | 747.1879 | 2930.3235 | -9271.9932 | 3698.3161 | 1896.1658
20 | -3781.8111 | 3207.7087 | -4838.12 | 4465.4375 | 946.7848
20 | 6126.7027 | 2611.0844 | -12490.4341 | 1835.1343 | 1917.5128
20 | 6038.5607 | 2013.337 | -13092.4285 | 3131.9368 | 1908.594
20 | 5985.5982 | -738.9869 | -12502.9513 | 4868.4161 | 2387.9238
20 | 6298.0453 | -1351.2767 | -9283.4285 | 1363.9675 | 2972.6924
20 | 2629.879 | 3527.6402 | -9907.1685 | 1844.9503 | 1904.6991
20 | -3304.7392 | 3231.6536 | -6126.9252 | 4263.5946 | 1936.4162
20 | -3681.4559 | 3249.1401 | -5671.7779 | 4340.1204 | 1763.9732
20 | -3670.056 | 3145.0252 | -5769.4835 | 4341.9854 | 1952.5288
20 | -4051.3556 | 2049.8625 | -3564.2665 | 3388.4361 | 2177.3235
20 | 6167.7448 | 2840.3831 | -12190.6335 | 1250.9089 | 1931.5968
20 | 6273.7995 | 3332.8651 | -11376.1749 | -218.7403 | 1988.2507
20 | -3795.1147 | 3684.4298 | -5363.1446 | 3433.2603 | 2040.5692
20 | -4747.1894 | 4437.9073 | 1224.6039 | 2129.8508 | -3045.1726
20 | -4987.2754 | 4674.8038 | 3245.858 | 1702.2174 | -4635.6038
20 | -3655.7083 | 3245.7651 | -5873.4585 | 4338.3834 | 1945.0183
20 | 6287.0229 | 3329.3185 | -11248.8086 | -376.002 | 2008.4692
20 | 6302.1722 | 3504.57 | -10345.5505 | -627.8946 | 1166.7029
20 | 6295.2301 | 3139.1589 | -11001.8309 | -465.9869 | 2033.4288
20 | 6374.3923 | 2063.9821 | -9361.7569 | -1318.301 | 2241.6835
20 | -876.5496 | 1829.7935 | -4743.9758 | 1528.9241 | 2261.8077
20 | -4272.5124 | 1653.8315 | -2369.5777 | 2676.7429 | 2311.5156
20 | -4738.426 | 991.8536 | -6.8465 | 1047.43 | 2705.9888
20 | -5039.5911 | 370.7521 | 2137.4158 | -546.9723 | 3078.3956
20 | -4939.4855 | 100.2559 | 2947.8358 | -1353.0865 | 3244.4803
20 | -4780.3379 | -173.3399 | 5909.6486 | -3282.912 | 2326.9413
20 | -5110.7257 | 688.8358 | 2907.9692 | -495.7518 | 2009.6725
20 | -4803.5288 | -55.9207 | 6307.6141 | -3323.0649 | 1874.9004
20 | -4811.2439 | -530.5179 | 6222.2345 | -3054.7385 | 2174.2658
20 | -5113.5558 | -1064.8563 | 2876.6491 | 234.517 | 3067.2461
20 | -5074.0103 | -605.029 | 2470.6181 | -56.4396 | 3264.8609
20 | -5025.8257 | -948.5438 | 2170.6927 | 527.9594 | 3275.7174
20 | -4780.8932 | 1534.3509 | 653.5142 | 1402.5627 | 1190.4654
20 | -4916.6667 | -2618.0556 | 1694.4444 | 2805.5556 | 3034.7222
20 | -4917.1258 | -2652.2969 | 1694.2914 | 2811.2178 | 3063.9135
20 | -4856.3078 | -1671.2649 | 1068.2054 | 2222.7195 | 3236.6479
20 | -4880.9202 | -2154.2515 | 1305.9442 | 2464.7864 | 3264.4411
20 | -4652.1314 | 2088.2554 | 274.3745 | 2162.7644 | 126.737
20 | -4807.9059 | 2221.8853 | 1326.3576 | 1914.5671 | -654.9041
20 | -4812.4348 | 2226.5021 | 1361.9699 | 1905.7187 | -681.7559
20 | -4889.7302 | 2309.1398 | 1996.1756 | 1746.1283 | -1161.7135
20 | -5172.5286 | 2642.6285 | 4530.5278 | 1092.7533 | -3093.3811
20 | -5129.9891 | 1064.393 | 3281.0801 | -215.4839 | 1000
20 | -4783.2166 | 174.551 | 7031.0879 | -3422.4223 | 1000
20 | -4683.0183 | 890.9377 | 9247.4381 | -3742.8258 | -1712.5317
20 | -4699.8776 | -65.3926 | 9258.0495 | -3192.3172 | -1300.462
20 | -4796.5734 | -1986.4534 | 8849.8825 | -1277.6532 | -789.2024
20 | -4849.7261 | 2140.2731 | 1568.5277 | 1726.5414 | -585.6161
20 | -4916.6667 | 444.4444 | 2131.9444 | 2368.0556 | -27.7778
20 | -5212.987 | 641.9913 | 5218.6147 | 2837.2294 | -3484.8485
20 | -5212.987 | -3842.8571 | 4577.9221 | 3477.9221 | 1000
20 | -4809.1258 | 2217.227 | 1345.7573 | 1932.1966 | -686.0551
20 | -4916.6667 | -722.2222 | 2277.7778 | 3097.2222 | 263.8889
20 | -4798.6884 | 2574.9261 | 1336.1251 | 1977.9702 | -1090.3331
20 | -4940.4323 | 3180.1773 | 2607.7628 | 1740.1281 | -2587.6359
20 | -4808.0096 | 2255.7446 | 1333.7954 | 1918.9598 | -700.4903
20 | -4198.3045 | 1667.1811 | -2728.2892 | 2994.8283 | 2264.5843
20 | 6704.1213 | 877.7741 | -5749.5038 | -4800.5658 | 2968.1741
20 | 6515.2819 | 531.2603 | -4542.1042 | -5680.0277 | 3175.5897
20 | -1190.6358 | 156.5932 | 767.1282 | -3006.509 | 3273.4234
20 | 6367.3945 | 299.842 | -3568.6729 | -6334.5816 | 3236.0181
20 | 6302.5042 | 375.1154 | -3018.1974 | -6470.4813 | 2811.0591
20 | 5767.0039 | 1890.6606 | 2148.4726 | -6826.6481 | -2979.4889
20 | 114.6462 | 1343.1658 | 6037.0344 | -5191.143 | -2303.7034
20 | 5787.111 | -582.7461 | 2190.8692 | -5421.1602 | -1974.074
20 | 5988.5034 | -2313.9385 | 1220.0561 | -3072.6154 | -1822.0056
20 | 5429.1844 | -587.0554 | 2436.4166 | -5334.9039 | -1943.6417
20 | -3560.1756 | -867.5207 | 8530.2574 | -3076.4651 | -1026.0961
20 | -3913.2467 | -907.553 | 8755.6758 | -2947.7912 | -987.085
20 | 5791.157 | -715.8427 | 2173.2577 | -5331.2462 | -1917.3258
20 | 5572.1584 | 222.1431 | -2767.4813 | -6232.3421 | 3205.522
20 | -2105.5731 | -87.1135 | 3844.3143 | -4152.455 | 2500.8274
20 | -3613.9117 | 969.8444 | 8564.8597 | -4108.3198 | -1812.4725
20 | 5819.6232 | 239.2049 | -3059.1004 | -6251.5794 | 3251.8517
20 | 6341.4559 | 215.2179 | -3389.1574 | -6415.9665 | 3248.4501
20 | 6340.7499 | 189.8179 | -3379.6654 | -6400.6524 | 3249.75
20 | 6302.2984 | -318.874 | -2948.265 | -6070.4844 | 3035.325
20 | 6297.1028 | -368.1297 | -2891.8796 | -6037.0935 | 3000
20 | 6346.9619 | -734.1651 | -3132.1853 | -5480.6115 | 3000
20 | 6557.8594 | -2688.7256 | -4002.6637 | -2701.4803 | 2835.0103
20 | 6033.715 | -2853.5217 | -34.5755 | -4351.0431 | 1205.4253
20 | 3220.6119 | -2912.2383 | 2317.2303 | -3625.6039 | 1000
20 | 6596.9663 | -2897.1762 | -4212.618 | -2335.1118 | 2847.9397
20 | 6320.3214 | -2959.4521 | -2127.8864 | -3232.9829 | 2000
20 | 6558.0945 | -4093.3304 | -3404.962 | -1059.8021 | 2000
20 | 6177.055 | -6905.8629 | -5908.8772 | 4637.6852 | 2000
20 | -4622.0391 | -6709.4421 | 1668.182 | 7663.2992 | 2000
20 | 6017.0479 | -2994.7973 | 144.6691 | -4253.5673 | 1086.6475
20 | 6007.4305 | -3065.7185 | 247.0615 | -4203.4268 | 1014.6533
20 | 6510.8037 | -5030.84 | -2645.681 | -117.3079 | 1283.0252
20 | 6391.8394 | -5811.7889 | -735.6431 | 1622.6432 | -1467.0505
20 | 6384.4783 | -5860.6783 | -756.5771 | 1730.5323 | -1497.7551
20 | 6318.8424 | -6297.3533 | -1127.0244 | 2692.8329 | -1587.2976
20 | 6391.2311 | -5818.0018 | -723.6909 | 1636.3625 | -1485.9008
20 | 6212.9383 | -7015.2482 | -4992.5387 | 4250.8396 | 1544.009
20 | -4851.9189 | -6851.9865 | 3099.9713 | 7219.256 | 1384.6782
20 | -5110.7672 | -6622.2006 | 4852.057 | 6810.6179 | 70.2928
20 | -5260.5318 | -6452.3224 | 6121.176 | 6496.0576 | -904.3794
20 | 6292.7885 | -6470.7004 | -1276.7292 | 3074.8185 | -1620.1773
20 | 5895.6349 | -6469.6406 | -1019.4607 | 3191.5204 | -1598.0539
20 | 6300.1557 | -6459.9415 | -1321.3782 | 3049.0262 | -1567.8622
20 | 6246.0058 | -6888.9371 | -4427.2577 | 3971.6301 | 1098.559
20 | -4972.6289 | -6715.873 | 3812.7421 | 6965.2396 | 910.5203
20 | -5110.1154 | -6593.6413 | 4742.7036 | 6747.7947 | 213.2584
20 | -5259.0726 | -6424.4315 | 6004.102 | 6434.3881 | -754.9861
20 | 6311.5963 | -6443.7797 | -1396.0686 | 3010.1164 | -1481.8643
20 | 5929.2128 | -3095.1805 | 1026.2671 | -4110.9505 | 250.6511
20 | -3187.4693 | -2728.9478 | 7482.5927 | -2168.4739 | 602.2983
20 | -3704.9697 | -2729.707 | 7837.6252 | -2011.6317 | 608.6831
20 | -4051.4991 | -2874.8731 | 8601.3251 | -1589.5713 | -85.3816
20 | -3739.091 | -2877.2138 | 8397.1736 | -1678.1205 | -102.7483
20 | 4166.009 | -2996.1322 | 1648.5215 | -3800.878 | 982.4798
20 | 1370.5786 | -2993.6514 | 3643.0256 | -2967.3499 | 947.3971
20 | -57.651 | -3061.3309 | 4573.1371 | -2392.8243 | 938.6691
20 | -4873.4978 | -3301.0107 | 7694.5863 | -430.8473 | 910.7695
20 | -4980.4879 | -3979.9614 | 6895.2434 | 1065.2059 | 1000
20 | -5231.5551 | -5591.6452 | 4995.7049 | 4615.6451 | 1211.8503
20 | -5070.7841 | -6219.2804 | 4071.7992 | 5920.7002 | 1297.565
20 | -5237.2447 | -5666.2289 | 5123.7207 | 4779.7529 | 1000
20 | -5272.157 | -6398.372 | 6179.5463 | 6383.0788 | -892.0961
20 | -5236.9996 | -5684.4034 | 5102.5186 | 4818.8844 | 1000
20 | -4846.0522 | -3132.1721 | 7913.3797 | -802.9832 | 867.8279
20 | -4860.2809 | -3282.3858 | 7898.6618 | -473.6093 | 717.6142
20 | 939.7357 | -2947.1066 | 4018.801 | -2938.3545 | 926.9244
20 | -4314.1524 | -2826.484 | 7965.7398 | -1621.4556 | 796.3522
20 | -4821.3964 | -2980.8364 | 8110.8099 | -1136.5481 | 827.971
20 | -4852.2033 | -3339.5043 | 8301.4113 | -349.4062 | 239.7025
20 | -5003.168 | -4529.7393 | 7772.3636 | 2268.7323 | -508.1885
20 | -4825.5645 | -3297.6596 | 8733.0209 | -444.772 | -165.0249
20 | -4780.3381 | -2853.4448 | 8636.2301 | -1420.7412 | 418.294
20 | -4481.5026 | -2805.572 | 8349.4447 | -1614.6171 | 552.247
20 | 1048.1806 | -2938.1727 | 4109.9831 | -2989.0319 | 769.0408
20 | -3425.4229 | -2825.0672 | 7627.8791 | -1889.0976 | 511.7085
20 | 1508.626 | -2979.4875 | 3784.2088 | -3037.7245 | 724.3772
20 | 2332.254 | -2927.3832 | 3056.301 | -3398.7321 | 937.5603
20 | -3124.2457 | -2724.4284 | 7281.1027 | -2198.3589 | 765.9303
20 | -3948.585 | -2726.2047 | 7866.8938 | -1947.1476 | 755.0435
20 | 6000.0074 | -3243.4297 | 493.258 | -3814.6383 | 564.8025
20 | 6500.841 | -5203.2558 | -2380.3413 | 260.9005 | 821.8556
20 | 6415.9255 | -5776.0928 | -1001.8077 | 1536.3251 | -1174.3501
20 | 6392.314 | -5735.389 | -815.43 | 1456.4877 | -1297.9826
20 | 6409.3829 | -5816.8006 | -898.97 | 1627.146 | -1320.7585
20 | 6308.1713 | -6488.3629 | -3893.432 | 3089.7034 | 983.9201
20 | -5060.7463 | -6478.3437 | 4218.3 | 6479.7866 | 841.0033
20 | -5094.42 | -6433.656 | 4428.4213 | 6394.4611 | 705.1936
20 | -5257.8627 | -6152.6854 | 5715.2745 | 5843.496 | -148.2224
20 | -5212.8726 | -5989.6867 | 6362.5736 | 5481.9139 | -641.9283
20 | -5268.8762 | -6378.351 | 6051.4779 | 6337.8349 | -742.0856
20 | 5879.5536 | -3303.3585 | 1707.5571 | -3640.5987 | -643.1534
20 | 5920.6711 | -3552.4382 | 1558.4766 | -3114.4255 | -812.284
20 | 1704.4441 | -3131.9989 | 4653.1345 | -2758.9742 | -466.6056
20 | 5871.2796 | -3245.1116 | 1797.6009 | -3641.6488 | -782.1201
20 | 306.7528 | -3027.9034 | 4825.7366 | -2570.8791 | 466.2931
20 | -4843.3778 | -3271.9029 | 8181.1847 | -499.263 | 433.3589
20 | -5241.2846 | -5801.6659 | 5215.9038 | 5074.8922 | 752.1546
20 | -5090.3265 | -6392.6152 | 4349.465 | 6303.8132 | 829.6635
20 | -3601.3027 | -2882.373 | 7841.7385 | -1711.5869 | 353.5241
20 | -4780.391 | -2885.1635 | 8685.3444 | -1351.6865 | 331.8966
20 | -4775.555 | -2890.2212 | 8812.1837 | -1341.2481 | 194.8406
20 | -4786.7812 | -3029.4048 | 8900.4977 | -1035.9038 | -48.4079
20 | -4406.7566 | -2898.4347 | 8781.8766 | -1432.4623 | -44.223
20 | -4768.2924 | -2800.6916 | 8979.5812 | -1353.2049 | -57.3923
20 | -3779.314 | -2898.7953 | 8380.3981 | -1619.6427 | -82.646
20 | 4467.5926 | -2995.3704 | 1402.7778 | -3875 | 1000
20 | 580.2083 | -2948.9583 | 1807.2917 | -1438.5417 | 2000
20 | -2635.6223 | -3107.5867 | 3850.2334 | -107.0244 | 2000
20 | -5149.6697 | -4103.4489 | 4590.4012 | 2662.7174 | 2000
20 | -5198.0529 | -4459.8776 | 4273.148 | 3384.7825 | 2000
20 | -5185.0109 | -4535.1201 | 4190.2741 | 3529.8569 | 2000
20 | -5025.5913 | -5295.3508 | 3334.0339 | 4986.9082 | 2000
20 | -5203.7694 | -4628.6555 | 4370.5266 | 3574.7066 | 1887.1917
20 | -5194.9652 | -4368.5037 | 4220.5601 | 3282.1171 | 2060.7917
20 | -5170.6011 | -4463.0334 | 4051.8426 | 3495.3709 | 2086.421
20 | -5010.651 | -4989.417 | 3090.2856 | 4678.2797 | 2231.5026
20 | -5002.3682 | -3239.3383 | 5791.6014 | 646.952 | 1803.1531
20 | -4887.4945 | -3294.8988 | 7505.0102 | -322.6169 | 1000
20 | 1294.2454 | -2989.1422 | 3553.7459 | -2869.7068 | 1010.8578
20 | 1313.9293 | -2989.605 | 3564.7956 | -2889.1199 | 1000
20 | 766.3734 | -2940.3715 | 3839.1984 | -2724.8289 | 1059.6285
20 | -4857.9267 | -2805.7268 | 7443.8285 | -974.4483 | 1194.2732
20 | -4851.9414 | -3000 | 7723.9975 | -872.056 | 1000
20 | -4829.2409 | -2810.306 | 7863.2191 | -1223.6721 | 1000
20 | -4811.0136 | -2813.0048 | 8105.987 | -1369.0132 | 887.0446
20 | -4781.6442 | -2791.663 | 8552.6762 | -1489.6624 | 510.2934
20 | 888.8889 | -2944.4444 | 3888.8889 | -2833.3333 | 1000
20 | 6615.2408 | -2957.3163 | -4322.4771 | -2199.9629 | 2864.5155
20 | 6374.7063 | -4448.9605 | -6416.8868 | 1283.1085 | 3208.0325
20 | 6085.6874 | -6625.4147 | -8237.9961 | 5621.9165 | 3155.8068
20 | 1119.6798 | -6522.9455 | -4857.9061 | 7055.0167 | 3206.1552
20 | -4367.8728 | -6550.4856 | 85.6105 | 8154.5718 | 2678.1761
20 | 313.3143 | -2930.4205 | 1445.4229 | -1072.1019 | 2243.7853
20 | -496.7189 | -2851.212 | 2244.7301 | -1059.0331 | 2162.2338
20 | -4938.9601 | -2773.0492 | 6241.6664 | -285.2957 | 1755.6386
20 | 5947.1293 | -339.7356 | -2637.2573 | -5970.1363 | 3000
20 | -2323.2225 | -806.9971 | 4590.2254 | -3645.138 | 2185.1323
20 | -4806.7023 | -1123.1091 | 6699.2023 | -2693.2215 | 1923.8306
20 | -4788.1531 | -2379.7974 | 8077.8549 | -1909.9045 | 1000
20 | -4787.3054 | -2413.9173 | 8115.0426 | -1888.7413 | 974.9214
20 | 6219.5008 | 213.1263 | -3297.3909 | -6385.5813 | 3250.345
20 | 6525.2832 | 3026.4215 | -2878.1577 | -3513.9667 | -3159.5803
20 | 6338.8528 | 3232.2235 | -1303.934 | -3913.3579 | -4353.7845
20 | 5796.7868 | 1982.2975 | 1983.8499 | -6656.293 | -3106.6412
20 | -5115.2956 | 2789.6187 | 5491.3863 | 746.4556 | -3912.165
20 | -4810.3333 | 1570.513 | 8281.27 | -2345.6762 | -2695.7734
20 | -4789.2614 | 1462.1866 | 8446.01 | -2574.3342 | -2544.601
20 | 6471.2265 | 2838.4715 | -2010.247 | -2790.1061 | -4509.3449
20 | 6416.3488 | -1256.2986 | -1129.1564 | -493.6667 | -3537.2271
20 | 6392.1844 | -5531.5129 | -741.1824 | 1506.3927 | -1625.8818
20 | 6391.0553 | -5781.3379 | -723.0544 | 1619.8717 | -1506.5347
20 | 6689.113 | -88.153 | -5508.5371 | -4234.0952 | 3141.6724
20 | 6652.1084 | -1903.9651 | -4914.4067 | -3063.7145 | 3229.978
20 | 6170.1138 | 1115.3819 | -10930.5361 | 1512.4815 | 2132.5588
20 | -4112.3732 | 1490.3664 | -3106.9003 | 3485.4736 | 2243.4334
20 | -3873.7593 | 889.8558 | -4137.2818 | 4917.5738 | 2203.6114
20 | -3883.4255 | -4227.0769 | -3112.3524 | 8130.0289 | 3092.8258
20 | -4816.1388 | 1963.7588 | 1900.7729 | 2811.3047 | -1859.6974
20 | 6060.9157 | 505.3021 | -11728.1957 | 3066.8914 | 2095.0866
20 | 4478.6064 | 425.2021 | -10721.9155 | 3714.6322 | 2103.4749
20 | -4102.4037 | 862.8386 | -2236.0552 | 5193.1214 | 282.499
20 | -4817.6584 | 1912.6309 | 1990.6963 | 2952.4918 | -2038.1606
20 | 6030.3316 | 297.8922 | -11937.0792 | 3516.8634 | 2091.9919
20 | 5987.7095 | -1917.0696 | -11462.6911 | 4914.3135 | 2477.7376
20 | 6280.902 | -2491.627 | -8441.5715 | 1625.8267 | 3026.4698
20 | 4122.9402 | -4459.2517 | -9466.6034 | 6843.1237 | 2959.7912
20 | 5921.7321 | -5276.7774 | -10618.6054 | 7049.9258 | 2923.725
20 | 5909.3767 | -2379.0603 | -4848.194 | 6039.1041 | -4721.2265
20 | 6063.4569 | -3886.0502 | -3120.7766 | 4792.9369 | -3849.5669
20 | -4660.6339 | -3257.2937 | 3154.2863 | 8402.4446 | -3638.8033
20 | -4788.3299 | -3728.0573 | 3809.3009 | 8064.1196 | -3357.0333
20 | -5044.8157 | -5045.3111 | 4991.7362 | 7297.5642 | -2199.1736
20 | -5073.8588 | -5204.0679 | 5122.1895 | 7208.5167 | -2052.7794
20 | -5112.1078 | -6194.5733 | 5013.9533 | 6908.3238 | -615.5961
20 | -5176.9971 | -5865.3468 | 5654.1377 | 6832.3359 | -1444.1297
20 | 5945.5384 | -5486.3261 | -10302.1498 | 6848.0695 | 2994.868
20 | 5289.5753 | -5326.3168 | -10134.0718 | 7190.2255 | 2980.5878
20 | -3909.868 | -5805.1073 | -2601.695 | 9147.27 | 3169.4003
20 | -4059.685 | -6185.1649 | -1771.4796 | 8790.6592 | 3225.6703
20 | 6192.6165 | 1303.1307 | -9064.1 | 1167.3498 | 401.0029
20 | -4869.6253 | 2008.0337 | 2364.2335 | 2745.0719 | -2247.7139
20 | -5081.6619 | 2297.2951 | 3984.7103 | 2093.0353 | -3293.3788
20 | -5189.0806 | 2463.0512 | 4903.3056 | 1715.1679 | -3892.444
20 | 6436.8546 | 2680.7372 | -2236.0245 | -2314.5496 | -4567.0176
20 | -5177.474 | 2498.1093 | 5073.2467 | 1624.9396 | -4018.8216
20 | -5192.7303 | 2390.3199 | 4980.7684 | 1857.1421 | -4035.5001
20 | -5158.3657 | 2193.468 | 4771.7886 | 2262.164 | -4069.0548
20 | -4851.4925 | 859.7922 | 3308.2373 | 4983.5351 | -4300.0721
20 | -4673.0843 | 245.992 | 2610.7138 | 6224.6214 | -4408.2429
20 | -4990.696 | -2954.1689 | 4587.2005 | 6609.439 | -3251.7746
20 | -5063.8762 | -4934.4715 | 5061.7606 | 7142.7632 | -2206.1761
20 | -5211.4177 | 968.2034 | 5227.4419 | 2734.0499 | -3718.2775
20 | -5228.9677 | -714.5944 | 5555.9855 | 3717.057 | -3329.4803
20 | -5231.934 | -1786.1417 | 5721.0743 | 4392.7065 | -3095.7051
20 | -5205.7592 | -3881.6503 | 5708.1774 | 5650.0498 | -2270.8177
20 | -5239.5159 | -1746.5091 | 5759.1699 | 4317.2909 | -3090.4357
20 | -5252.3755 | -3510.0908 | 5934.6576 | 5121.2745 | -2293.4658
20 | -5216.0957 | 344.8498 | 5250.9972 | 3141.3656 | -3521.1168
20 | 5940.7362 | -710.2049 | -5134.8783 | 4995.2477 | -5090.9006
20 | 6650.3069 | 2848.4699 | -7799.8228 | -4543.071 | 2844.1169
20 | 6694.7519 | 3239.9493 | -5543.5171 | -5233.0029 | 841.8187
20 | 6750.0162 | 1991.2851 | -6430.8159 | -5396.7086 | 3086.2232
20 | 6712.893 | 169.656 | -5834.7822 | -4222.5785 | 3174.8117
20 | 6699.0879 | -161.5007 | -5613.133 | -3924.4542 | 3000
20 | 6657.0661 | -1167.0064 | -4938.4498 | -3017.9904 | 2466.3805
20 | 6494.5686 | -2214.6824 | -6630.9359 | -648.9503 | 3000
20 | 6453.6428 | -2478.6316 | -7056.1124 | -52.2613 | 3133.3625
20 | 6438.7912 | -2575.6289 | -7195.2952 | 164.757 | 3167.3759
20 | 6139.0448 | -4596.9594 | -9210.9645 | 4570.246 | 3098.6332
20 | 6437.2437 | -2983.0188 | -2258.2057 | 346.2828 | -1542.302
20 | -2955.3343 | -4641.7894 | -3010.3856 | 7409.1257 | 3198.3835
20 | -4105.9655 | -4618.8237 | -2098.789 | 7694.9394 | 3128.6388
20 | 6252.7756 | -2587.582 | -7080.599 | 246.3828 | 3169.0226
20 | 2572.4515 | -2584.6941 | -4441.6051 | 1336.6927 | 3117.155
20 | 1676.3549 | -3260.2879 | -4674.9616 | 3062.8613 | 3196.0333
20 | -1137.3182 | -2638.3061 | -708.8901 | 1790.8535 | 2693.6609
20 | -1307.7731 | -2641.8343 | -539.2048 | 1814.3185 | 2674.4936
20 | -1160.7907 | -2654.3486 | -387.2799 | 1614.568 | 2587.8511
20 | -5062.079 | -2908.4911 | 2874.515 | 2792.0671 | 2303.988
20 | -5166.1639 | -2976.3456 | 3721.3661 | 2393.8539 | 2027.2895
20 | -5163.9129 | -2999.4611 | 3684.4704 | 2307.4807 | 2171.423
20 | -1251.2847 | -2647.3132 | -509.2598 | 1741.6759 | 2666.1819
20 | -5112.6068 | -2592.3394 | 3198.5232 | 2232.6458 | 2273.7771
20 | -5155.8423 | -2602.6846 | 3545.8434 | 2048.5226 | 2164.1608
20 | -5154.8748 | -2607.8858 | 3529.9222 | 2011.8981 | 2220.9402
20 | 3399.246 | -2580.3199 | -5186.0825 | 1170.5075 | 3196.6488
20 | 6437.5995 | -2588.3817 | -7200.7043 | 184.1588 | 3167.3278
20 | 6610.0667 | -2759.4421 | -4080.82 | -1817.0231 | 2047.2186
20 | 6606.465 | -2852.0659 | -4017.6453 | -1736.7538 | 2000
20 | 6259.6763 | -5576.4935 | -6197.6651 | 3514.4824 | 2000
20 | 6200.3292 | -6144.4383 | -6509.7158 | 4453.8249 | 2000
20 | 6172.6413 | -6387.7555 | -6641.8716 | 4856.9858 | 2000
20 | -4487.7887 | -6124.3182 | 739.0847 | 7873.0222 | 2000
20 | -4629.7346 | -5440.9756 | 1258.9875 | 6811.7227 | 2000
20 | 6585.3823 | -3392.7339 | -3647.975 | -1267.4942 | 1722.8208
20 | 6284.4776 | -5722.8164 | -5584.9107 | 3275.3948 | 1747.8547
20 | 6285.1719 | -5735.6431 | -5556.7827 | 3272.195 | 1735.059
20 | -4752.1203 | -5601.0205 | 2039.611 | 6592.5341 | 1720.9956
20 | 6589.8994 | -2766.5728 | -3930.7432 | -1892.5834 | 2000
20 | -309.4916 | -2746.3534 | 735.5409 | 320.3041 | 2000
20 | -5161.0557 | -2982.2901 | 3795.1918 | 2348.154 | 2000
20 | -5167.9518 | -3036.3657 | 3751.9306 | 2452.387 | 2000
20 | -5089.1653 | -3116.3587 | 4663.4243 | 1542.0996 | 2000
20 | 6467.3017 | -2799.3277 | -3022.1522 | -2361.817 | 1715.9952
20 | 10.3447 | -2782.1674 | 1388.8468 | -317.9028 | 1700.8787
20 | -5101.5818 | -3032.321 | 4638.5798 | 1803.4996 | 1691.8233
20 | -5187.6101 | -3694.9795 | 4088.0379 | 3095.6099 | 1698.9418
20 | -5119.4284 | -4111.5157 | 3658.756 | 3868.4893 | 1703.6989
20 | -5018.9375 | -4616.526 | 3126.158 | 4799.7979 | 1709.5077
20 | -5214.5775 | -4609.2262 | 4549.2828 | 3976.6274 | 1297.8935
20 | -5230.2775 | -5254.3279 | 4919.0432 | 4565.5622 | 1000
20 | -5203.4504 | -3626.0478 | 4379.3337 | 3450.1644 | 1000
20 | -4962.721 | -3154.6088 | 6596.4873 | 520.8425 | 1000
20 | 635.1842 | -2855.588 | 2640.1574 | -1564.1656 | 1144.412
20 | -4922.4595 | -3187.6524 | 7125.9193 | 171.8449 | 812.3476
20 | 940.4299 | -2875.0652 | 2868.1499 | -1933.5146 | 1000
20 | 1521.4213 | -2946.2901 | 3731.6608 | -2884.6375 | 577.8455
20 | -92.7392 | -2772.1894 | 1468.6285 | -302.8115 | 1699.1116
20 | -5054.2612 | -2658.2174 | 4961.1571 | 1098.629 | 1652.6925
20 | 570.8608 | -2849.1907 | 2666.9992 | -1539.4787 | 1150.8093
20 | -4981.438 | -2699.1521 | 5968.7202 | 411.0221 | 1300.8479
20 | -4946.7065 | -3000 | 6682.4445 | 264.262 | 1000
20 | -4918.5197 | -2724.1024 | 6831.8513 | -189.2291 | 1000
20 | -4784.5532 | -2774.1594 | 8550.8271 | -1391.0135 | 398.8991
20 | 881.6016 | -2868.6562 | 2910.9287 | -1923.874 | 1000
20 | 1174.1814 | -2908.3654 | 3968.7696 | -2817.4854 | 582.8999
20 | -3598.7269 | -2803.5339 | 7742.2578 | -1741.2022 | 401.2052
20 | 6149.2514 | -4918.6813 | -8926.6482 | 4576.4553 | 3119.6227
20 | 6062.4597 | -5765.1088 | -9363.1563 | 5956.5266 | 3109.2788
20 | 6163.2268 | -6323.1737 | -6925.7458 | 4970.5477 | 2115.145
20 | 6267.7213 | -5641.597 | -2129.1598 | 3443.983 | -1940.9475
20 | 6270.2589 | -5669.1078 | -2064.5335 | 3415.2955 | -1951.9132
20 | 6305.8735 | -6334.2855 | -1485.9671 | 3065.7824 | -1551.4033
20 | 6083.3135 | -6077.8837 | -8962.8763 | 5831.3916 | 3126.0549
20 | -2927.7788 | -5494.5902 | -3356.8026 | 8583.3681 | 3195.8035
20 | -4005.1784 | -5532.4537 | -2319.8257 | 8777.0474 | 3080.4104
20 | -1836.9771 | -4774.9746 | -3647.3327 | 7064.0719 | 3195.2126
20 | -4213.5043 | -4891.3162 | -1396.5534 | 7555.0384 | 2946.3356
20 | 6518.7911 | -2713.4652 | -6267.6095 | -740.1071 | 3202.3907
20 | 6531.904 | -2730.6334 | -6080.4405 | -890.5945 | 3169.7644
20 | 6508.688 | -2874.6042 | -6282.5892 | -554.4146 | 3202.9201
20 | 2391.5033 | -2536.3197 | -4237.3593 | 1284.5862 | 3097.5895
20 | 1195.3017 | -2381.8517 | -3112.0221 | 1298.5721 | 3000
20 | -5086.7295 | -1583.5791 | 2780.2541 | 1400.075 | 2489.9794
20 | -5127.9276 | -1429.0517 | 3076.7104 | 1070.0481 | 2410.2209
20 | -5175.6371 | -2134.5425 | 3922.9008 | 2387.2787 | 1000
20 | 6474.9251 | -2491.0481 | -6681.1949 | -302.6822 | 3000
20 | 6614.5857 | -2623.5122 | -4161.7931 | -1925.6231 | 2096.3427
20 | 6568.1269 | -2577.7883 | -5603.9309 | -1386.4078 | 3000
20 | 6602.0228 | -2625.9335 | -4997.1635 | -1978.9258 | 3000
20 | 1538.1959 | -2557.0161 | -3382.4125 | 1401.2327 | 3000
20 | 6471.2721 | -2759.4827 | -1955.4251 | -151.4727 | -1604.8917
20 | 6470.325 | -2765.997 | -1960.2097 | -137.5011 | -1606.6172
20 | 5698.9801 | -2950.6748 | -1595.1633 | 484.5545 | -1637.6966
20 | -5180.0301 | -3044.678 | 5642.9959 | 3983.9574 | -1402.2451
20 | -5170.1155 | -3014.731 | 5788.1614 | 3906.8834 | -1510.1983
20 | 3172.1145 | -2867.4313 | 620.0702 | 1037.3707 | -1962.1241
20 | 1389.7385 | -2896.6899 | 1735.5164 | 1644.9866 | -1873.5516
20 | 6439.7833 | -3024.6133 | -2192.1911 | 332.4461 | -1555.4249
20 | 6450.1491 | -3638.2394 | -1552.3373 | 453.5071 | -1713.0794
20 | 6436.1825 | -4162.362 | -1287.1037 | 830.7548 | -1817.4716
20 | 6409.3033 | -3966.0878 | -1168.1955 | 528.6425 | -1803.6625
20 | 6404.4738 | -4704.5288 | -1012.8392 | 911.6102 | -1598.7161
20 | 6471.1216 | -2760.6896 | -1953.0083 | -149.1836 | -1608.2401
20 | 6369.2223 | -237.1909 | -3125.9216 | -4991.9253 | 1985.8155
20 | -427.7798 | -5.0266 | 2158.75 | -3483.1809 | 1757.2373
20 | -4998.113 | -755.1324 | 4147.2352 | -461.3673 | 2067.3776
20 | -5074.5095 | -1118.0345 | 3575.4277 | 365.2242 | 2251.8921
20 | -4999.1787 | -722.6033 | 4409.0894 | -559.3144 | 1872.0069
20 | -4939.627 | -567.5901 | 5544.0195 | -1036.8025 | 1000
20 | -4991.3991 | -818.8733 | 4484.6855 | -619.8963 | 1945.4832
20 | -4822.6586 | -589.6263 | 6149.5986 | -2812.9633 | 2075.6496
20 | 6050.4851 | -655.6315 | 78.5332 | -4443.1898 | -1030.1971
20 | -4336.005 | -197.8587 | 7444.6864 | -2252.356 | -658.4668
20 | -4802.4539 | -267.8454 | 7700.1368 | -1963.7653 | -666.0722
20 | -4780.8466 | -212.8505 | 8038.2924 | -2112.8296 | -931.7658
20 | -4778.6805 | -218.5202 | 8095.9145 | -2107.1855 | -991.5283
20 | -4705.921 | -209.0333 | 7947.0481 | -2139.7181 | -892.3757
20 | -4745.9091 | -218.6717 | 8074.991 | -2116.9231 | -993.4871
20 | 5977.8997 | -729.8479 | 806.2157 | -4330.3679 | -1723.8996
20 | 6016.0086 | -912.4275 | 615.1492 | -3957.2153 | -1761.5149
20 | 6210.965 | -1837.4028 | -370.1136 | -2065.9353 | -1937.5132
20 | 6218.3677 | -1542.8502 | -1603.1909 | -4469.7772 | 1397.4507
20 | 6444.612 | -2685.0015 | -2896.4255 | -2561.161 | 1697.976
20 | -3500.8589 | -917.7266 | 5639.2035 | -2421.6635 | 1201.0455
20 | -4873.2519 | -1161.0371 | 6331.1462 | -1557.1971 | 1260.34
20 | -4866.8432 | -1040.8266 | 6517.8473 | -1610.1775 | 1000
20 | -4830.4842 | -1259.7524 | 6997.5851 | -1907.3486 | 1000
20 | -4830.824 | -1274.9084 | 6982.0371 | -1904.5063 | 1028.2017
20 | -4829.1202 | -1342.0852 | 7052.5914 | -1881.3859 | 1000
20 | -3680.2384 | -969.6238 | 5840.9321 | -2361.7415 | 1170.6715
20 | 6449.9379 | -2477.1302 | -7132.8955 | -8.4026 | 3168.4904
20 | 3432.6113 | -2517.5412 | -5163.6995 | 1051.5237 | 3197.1058
20 | 6534.4078 | -2557.6776 | -6190.2906 | -989.8229 | 3203.3832
20 | 6550.7711 | -2570.7548 | -5963.622 | -1180.9513 | 3164.5569
20 | 6553.7987 | 1351.1301 | -5072.8367 | -6012.3599 | 3180.2677
20 | 6535.7974 | 1335.4338 | -4933.051 | -6058.689 | 3120.5088
20 | 6518.0731 | 1167.4016 | -4740.6962 | -5944.7785 | 3000
20 | 4228.2507 | 1353.1797 | -3074.7424 | -5506.688 | 3000
20 | 2821.562 | 1383.7746 | -2098.392 | -5106.9446 | 3000
20 | -1689.8839 | 464.3449 | 459.3698 | -2233.8308 | 3000
20 | -4989.5742 | -437.736 | 3093.2605 | -273.2294 | 2607.2791
20 | -5115.7561 | -1230.4384 | 2929.4163 | 896.1433 | 2520.6349
20 | -5124.6051 | -1311.5641 | 3021.0366 | 952.2751 | 2462.8575
20 | -5124.3287 | -1326.1748 | 3016.5844 | 941.035 | 2492.8841
20 | -4821.9332 | -595.6494 | 6153.3981 | -2825.9674 | 2090.1519
20 | -4820.3803 | -575.5011 | 6131.0232 | -2831.7853 | 2096.6435
20 | 2918.7483 | 1363.3843 | -2019.8913 | -5193.4883 | 2931.247
20 | 88.6802 | 845.5439 | 850.5944 | -4693.555 | 2908.7366
20 | -2512.1569 | 84.7876 | 3784.0791 | -3812.463 | 2455.7533
20 | 433.7988 | 957.294 | 275.1007 | -4666.1936 | 3000
20 | 1532.3107 | 768.055 | -239.8215 | -5060.5442 | 3000
20 | 6482.6648 | 954.7421 | -4472.6944 | -6171.0084 | 3206.2959
20 | 5394.8836 | 557.6298 | -3152.4067 | -6043.8215 | 3243.7148
20 | 2508.6318 | 1449.5758 | -2347.9797 | -4829.3677 | 3219.1398
20 | 299.2528 | 1010.8886 | -1133.543 | -3415.327 | 3238.7285
20 | 1347.345 | 1256.1902 | -1258.2833 | -4589.6614 | 3244.4095
20 | 6002.3262 | 4043.1712 | 330.4485 | -6683.1491 | -3692.7967
20 | 3555.2059 | 3724.5261 | 2323.0725 | -6227.9434 | -3374.8611
20 | 2882.5732 | 3630.5277 | 2832.6592 | -6091.4875 | -3254.2725
20 | 5943.7444 | 3765.8246 | 705.4185 | -6887.296 | -3527.6914
20 | 4541.9567 | 3710.1598 | 1692.9219 | -6525.3914 | -3419.647
20 | 5942.2781 | 3613.9129 | 734.8327 | -6798.3663 | -3492.6574
20 | 5976.5153 | -597.6428 | 807.0229 | -4405.1932 | -1780.7023
20 | 5915.6223 | 3549.4637 | 947.9429 | -6947.6871 | -3465.3419
20 | 4324.4087 | 3602.2952 | 1948.8449 | -6500.4129 | -3375.1359
20 | 6710.1977 | 2314.9182 | -7017.2746 | -5048.3392 | 3040.4979
20 | 1549.8392 | 2259.837 | -3197.8258 | -3727.7538 | 3115.9033
20 | -1217.2879 | 2125.2974 | -1291.3272 | -2767.7168 | 3151.0345
20 | 20.7277 | 2090.5679 | -1775.3469 | -3496.0518 | 3160.1032
20 | -1425.0996 | 2728.2771 | 4311.4146 | -4686.9125 | -927.6795
20 | -3491.0991 | 3013.1655 | 7217.4522 | -4247.2707 | -2492.248
20 | -3558.6604 | 2865.499 | 7267.137 | -4147.2619 | -2426.7137
20 | -4753.0858 | 26.7189 | 8079.6123 | -2254.7332 | -1098.5122
20 | -3711.8369 | 2913.8703 | 7419.4775 | -4179.5631 | -2441.9478
20 | -188.4247 | 1213.4796 | -172.8712 | -4107.1649 | 3254.9811
20 | -471.5024 | 769.5984 | 1442.4519 | -4597.8048 | 2857.257
20 | -2337.1177 | 341.1701 | 3493.3564 | -4091.214 | 2593.8052
20 | -4595.9105 | 2503.8158 | 8218.265 | -3906.4119 | -2219.7584
20 | 6749.0363 | 1805.7218 | -6276.3614 | -5310.7245 | 3032.3278
20 | 6746.7755 | 1675.3473 | -6212.1181 | -5231.4452 | 3021.4404
20 | 6518.4296 | 4418.8041 | -2545.8981 | -3588.6773 | -4802.6584
20 | 6504.8062 | 4107.0223 | -2407.8192 | -3445.6579 | -4758.3515
20 | 6456.2588 | -220.158 | -1547.7112 | -987.0427 | -3701.3469
20 | 5863.2947 | 2908.1576 | 1427.6806 | -6903.7578 | -3295.3751
20 | 5853.1924 | 2807.4128 | 1504.2713 | -6896.325 | -3268.5515
20 | 5863.0305 | 2880.7854 | 1432.9806 | -6887.734 | -3289.0625
20 | 5891.8227 | -660.9834 | 1493.69 | -4875.1604 | -1849.369
20 | 6740.1983 | 1252.0418 | -6106.5175 | -4983.1966 | 3097.4739
20 | 6692.3095 | -1097.8526 | -5337.6363 | -3468.5733 | 3211.7527
20 | 6675.5871 | -1498.9888 | -5069.1485 | -3107.4498 | 3000
20 | 6628.1003 | -2635.2628 | -4306.7213 | -2083.0983 | 2396.9821
20 | 6620.8415 | -2795.4381 | -4190.1772 | -1931.9226 | 2296.6964
20 | 6601.2292 | -3185.3112 | -3875.2917 | -1540.6264 | 2000
20 | 6568.9444 | -3825.3368 | -3356.9404 | -897.1979 | 1510.5307
20 | 6438.674 | -4869.8256 | -1265.3777 | 1083.8417 | -1387.3125
20 | 6280.7985 | -5580.3945 | -2019.0406 | 3262.5754 | -1943.9388
20 | 6428.2903 | -4966.5118 | -1106.107 | 1233.7179 | -1589.3893
20 | 6429.8035 | -4900.6675 | -1122.9568 | 1202.6245 | -1608.8038
20 | 6404.0552 | -4820.7038 | -991.1766 | 972.6972 | -1564.872
20 | 6419.9118 | -4870.1641 | -1071.9716 | 1115.0267 | -1592.8028
20 | 6524.0427 | -2817.2286 | -3460.724 | -2246.0901 | 2000
20 | 6321.461 | -2840.8386 | -1942.6947 | -2927.8235 | 1389.8958
20 | 6142.5374 | -2890.4569 | -648.9808 | -3603.0998 | 1000
20 | 6049.2031 | -2924.1807 | 28.6704 | -3947.1891 | 793.4963
20 | 6027.1269 | -2971.0283 | 106.0878 | -4162.1864 | 1000
20 | 6643.6429 | -2292.4566 | -4694.9051 | -2656.2812 | 3000
20 | 6628.6071 | -2659.6984 | -4489.0396 | -2392.9327 | 2913.0637
20 | 6618.6678 | -2885.7727 | -4362.4671 | -2242.6467 | 2872.2187
20 | 6588.9197 | -2138.5269 | -5848.0339 | -1811.6262 | 3209.2672
20 | 6681.5499 | -1365.6749 | -5214.4418 | -3321.5324 | 3220.0992
20 | 6698.9496 | 1587.5884 | -5906.3291 | -5454.1798 | 3073.971
20 | 6633.3634 | 1318.9874 | -5447.8472 | -5629.8779 | 3125.3743
20 | 6073.5769 | 2313.0279 | -601.1859 | -6763.8969 | -1021.522
20 | 6673.5679 | 1489.4663 | -5736.0786 | -5537.4302 | 3110.4745
20 | 6451.048 | 763.5004 | -4196.0662 | -6235.6076 | 3217.1255
20 | 6449.4425 | 705.7386 | -4174.4807 | -6200.782 | 3220.0816
20 | 6417.0731 | 398.8664 | -3823.1888 | -5992.7507 | 3000
20 | 6139.2278 | -2222.9502 | -809.0456 | -4214.152 | 1106.9201
20 | 6293.5233 | -2740.457 | -1773.7725 | -3136.0634 | 1356.7695
20 | 6131.3403 | -2798.4982 | -597.1044 | -3735.7377 | 1000
20 | 6064.3511 | -2814.6768 | -113.1915 | -3990.3395 | 853.8566
20 | 6050.8422 | -2835.7713 | -74.5047 | -4140.5662 | 1000
20 | 5910.6266 | -2456.6883 | 1482.7258 | -3858.8295 | -1077.8345
20 | 6385.1917 | 305.1133 | -3685.8654 | -6246.8624 | 3242.4227
20 | 6750.0788 | 1848.7442 | -6337.5658 | -5340.4438 | 3079.1866
21 | 5072.3319 | 5715.1025 | -4213.9881 | -1865.2404 | -4708.2059
21 | -5764.6987 | 5245.9212 | 2425.6166 | 2367.7245 | -4274.5635
21 | -5271.7188 | 4672.5619 | -2013.8308 | 3448.9254 | -835.9377
21 | -1482.6943 | 4318.4359 | -7940.2393 | 3078.7625 | 2025.7353
21 | -4493.7243 | 3761.1585 | -4543.328 | 2960.7354 | 2315.1584
21 | -5136.9948 | 3721.0464 | -3694.0639 | 2974.3182 | 2135.6941
21 | -4904.3123 | 3693.1965 | -4067.5543 | 2948.5871 | 2330.0829
21 | -5129.6691 | 3458.9549 | -3768.9936 | 3094.7718 | 2344.936
21 | -5136.3548 | 3529.0864 | -3719.6199 | 2985.0248 | 2341.8635
21 | -5173.3429 | 2978.6156 | -3334.4252 | 3171.4543 | 2357.6982
21 | -5810.4982 | 5130.4846 | 2738.9349 | 2103.825 | -4162.7463
21 | -5710.5992 | 3283.0548 | 822.1216 | 645.5716 | 959.8512
21 | -5697.9049 | 1064.2376 | 578.5495 | 1452.3002 | 2602.8176
21 | -5696.7253 | 1821.3124 | 555.9167 | 763.9331 | 2555.5632
21 | 5061.115 | 5245.2958 | -4663.1227 | -855.6466 | -4787.6415
21 | 4621.6145 | 2240.8804 | -7294.5464 | 5710.2575 | -5278.206
21 | -3675.4943 | 2929.2976 | -1193.1803 | 6707.2546 | -4767.8775
21 | -5466.5205 | 3576.9397 | 608.7518 | 5853.6033 | -4572.7744
21 | 2657.0222 | 2935.682 | -12342.7822 | 4807.2987 | 1942.7793
21 | 2216.7043 | 3091.3493 | -11892.3884 | 4605.0421 | 1979.2928
21 | 1282.3172 | 2160.3539 | -10750.4839 | 5116.1217 | 2191.6911
21 | 2099.4859 | 1154.8812 | -11480.6063 | 6025.666 | 2200.5733
21 | -4997.9816 | -2603.0926 | 764.1177 | 10369.6898 | -3532.7333
21 | -5480.3589 | -2762.5588 | 1284.2494 | 10378.2437 | -3419.5754
21 | -5504.3562 | -2974.6366 | 1509.9062 | 10351.2757 | -3382.1891
21 | -255.6657 | -4646.7502 | -7723.1051 | 10156.2839 | 2469.2371
21 | -1762.0669 | -4994.8538 | -5958.7771 | 10188.3637 | 2527.3341
21 | -4805.0697 | -4912.5896 | -1660.987 | 10281.2905 | 1097.3558
21 | -5298.2872 | -4855.4258 | -923.4445 | 10297.9217 | 779.2358
21 | -5205.5099 | -4602.8526 | -2151.4569 | 9339.8579 | 2619.9615
21 | -5256.0719 | -6096.1441 | -1536.4597 | 10221.1511 | 2667.5246
21 | -2821.3965 | -5114.8224 | -4741.7898 | 10114.0418 | 2563.9668
21 | -3532.2501 | -5511.1798 | -3765.0292 | 10210.8699 | 2597.5892
21 | 4579.7334 | -1840.295 | -6550.8009 | 8251.6893 | -4440.3269
21 | 4640.5944 | -2358.6278 | -5941.5412 | 7814.1561 | -4154.5815
21 | -4400.1364 | -4304.9808 | 2500.3037 | 8819.3872 | -2614.5737
21 | -5781.2472 | -4302.94 | 3414.6941 | 9215.6174 | -2546.1244
21 | -5887.9395 | -4936.713 | 4224.8393 | 8867.8953 | -2268.0821
21 | -5859.3954 | -5209.2845 | 4523.8583 | 8697.0601 | -2152.2385
21 | 4764.5901 | -4315.8603 | -5616.4 | 6916.7689 | -1749.0987
21 | 4726.891 | -4452.5278 | -6459.1184 | 7184.7552 | -1000
21 | 3807.1797 | -4424.6881 | -4744.034 | 7066.5536 | -1705.0113
21 | 4705.6423 | -4513.8016 | -6829.7102 | 7304.6064 | -666.737
21 | 4468.9153 | -4846.1057 | -10762.7323 | 8699.0022 | 2440.9205
21 | 4566.9618 | -5637.6713 | -9450.0669 | 8004.674 | 2516.1024
21 | 816.1744 | -4468.0412 | -2084.6377 | 7666.6033 | -1930.0987
21 | 2787.1856 | -4710.4041 | -3376.8497 | 7046.8754 | -1746.8072
21 | 3014.847 | -6115.8834 | -7481.9895 | 8002.8654 | 2580.1605
21 | 2308.3221 | -5838.3883 | -172.1742 | 5988.2956 | -2286.0552
21 | 2159.2275 | -6499.3415 | 413.7834 | 5730.9251 | -1804.5945
21 | 4800.0057 | -4511.4479 | -5428.5787 | 6553.0648 | -1413.0439
21 | 4777.3818 | -4582.0908 | -5913.1089 | 6717.8178 | -1000
21 | 4079.6325 | -4519.099 | -4854.0428 | 6798.9608 | -1505.4516
21 | 4761.9478 | -4620.6789 | -6175.0931 | 6808.7899 | -774.9657
21 | 4559.1413 | -5084.535 | -9815.211 | 7845.1818 | 2495.4229
21 | 4608.6376 | -5767.1317 | -9002.1292 | 7618.7669 | 2541.8564
21 | 4989.1773 | -5735.6843 | -2093.9356 | 5355.5752 | -2515.1326
21 | 5037.1294 | -6274.2835 | -1499.7163 | 5025.9612 | -2289.0908
21 | 2432.2087 | -5839.1874 | -246.6825 | 5953.2017 | -2299.5405
21 | 2148.2163 | -5808.1287 | -92.9576 | 6049.4071 | -2296.5371
21 | -908.1339 | -5602.0217 | 1695.3923 | 7046.5606 | -2231.7974
21 | 5038.5495 | -6025.4479 | -1610.0304 | 4919.5248 | -2322.596
21 | 4514.1585 | -3134.4229 | -9090.5647 | 8710.829 | -1000
21 | 4403.5594 | -4411.5897 | -11554.6558 | 9172.8372 | 2389.849
21 | 4895.915 | 4838.6465 | -8799.1029 | 64.5414 | -1000
21 | 4553.3827 | 2566.663 | -11152.8521 | 5032.8065 | -1000
21 | 4469.9656 | 2784.9703 | -13672.4033 | 4590.0739 | 1827.3935
21 | 4434.9706 | -529.6399 | -12823.7331 | 6685.139 | 2233.2633
21 | 5093.579 | -1464.899 | -2652.0933 | 2158.8686 | -3135.4553
21 | 4844.2174 | 4847.4872 | -10041.6126 | 61.0051 | 288.9029
21 | 4732.9522 | 4559.7255 | -11941.9194 | 710.4887 | 1938.753
21 | 3699.61 | 4512.4219 | -11326.6648 | 1119.6098 | 1995.0232
21 | 3309.9709 | 4099.0179 | -9789.812 | 139.8592 | 2240.9639
21 | 4781.8364 | 4404.0356 | -11450.068 | 238.3858 | 2025.8103
21 | 4816.776 | 3976.0171 | -10053.6875 | -1007.0807 | 2267.9751
21 | 4797.4738 | 2839.624 | -10761.8873 | 864.1504 | 2260.6391
21 | 5071.2938 | 5443.3111 | -4426.3324 | -1282.7964 | -4805.4762
21 | -5715.3042 | 4968.9872 | 2176.6317 | 2946.1605 | -4376.4752
21 | -5825.8924 | 4233.7067 | 3034.3109 | 2643.107 | -4085.2322
21 | 5068.6817 | 5334.5705 | -4530.4269 | -1049.1129 | -4823.7123
21 | 4647.9087 | 2455.3131 | -7056.3861 | 5243.1438 | -5289.9795
21 | -4045.8091 | 3188.8166 | -648.8914 | 6261.7118 | -4755.8279
21 | -5491.0772 | 3713.9454 | 808.6142 | 5567.4733 | -4598.9557
21 | -5360.4205 | 4494.1827 | -971.9631 | 3857.4078 | -2019.2069
21 | -5555.5543 | 1304.5762 | 1576.2851 | 6838.3673 | -4163.6742
21 | 2034.5591 | 3296.8097 | -11396.7584 | 4219.234 | 1846.1557
21 | 837.1683 | 3694.9196 | -10115.6154 | 3723.2142 | 1860.3133
21 | 398.3716 | 3774.5776 | -9514.1883 | 3683.3046 | 1657.9345
21 | -1084.8697 | 4014.5265 | -7422.8199 | 3611.188 | 881.9751
21 | 272.4863 | 3876.6402 | -9523.9426 | 3502.2002 | 1872.6158
21 | -5348.6101 | 3763.7386 | -1176.8404 | 3871.7833 | -1110.0715
21 | 696.9113 | 3740.5035 | -9967.7251 | 3667.3593 | 1862.951
21 | -5380.774 | 2439.581 | -800.599 | 4531.5482 | -789.7562
21 | 812.4387 | 2042.2807 | -9530.8599 | 4675.8975 | 2000.243
21 | 2258.1425 | 1064.5251 | -10087.7874 | 4683.7856 | 2081.3342
21 | 2449.8381 | 3066.5889 | -12032.3403 | 4588.6308 | 1927.2825
21 | 1140.0496 | 1056.6829 | -10034.1592 | 5609.7137 | 2227.713
21 | 5012.8909 | 5202.4105 | -5931.3703 | -749.4283 | -3534.5028
21 | 4899.6504 | 4891.874 | -8740.948 | -50.5764 | -1000
21 | 4906.0776 | 4843.0001 | -8159.1625 | 52.1894 | -1642.1047
21 | 2337.0664 | 4630.0294 | -7233.0579 | 1273.5769 | -1007.6147
21 | -5508.0415 | 4711.311 | 324.9912 | 3436.325 | -2964.5857
21 | -5340.1861 | 4549.9005 | -1216.7715 | 3732.0416 | -1724.9845
21 | -801.2724 | 4163.8294 | -8519.9826 | 3206.9288 | 1950.4969
21 | -5545.0909 | 3864.5826 | 522.7011 | 3306.2343 | -2148.4271
21 | 4871.3503 | 4729.7309 | -8906.2199 | 305.1386 | -1000
21 | 4802.4849 | 4550.2147 | -10077.3316 | 710.1474 | 14.4846
21 | 4691.2679 | 4302.6301 | -12120.0321 | 1273.5634 | 1852.5706
21 | 3928.6454 | 4279.1082 | -11656.9079 | 1551.1079 | 1898.0464
21 | 4666.8915 | 4145.7167 | -12250.2804 | 1616.9087 | 1820.7635
21 | 3919.5441 | 4093.4727 | -11823.5487 | 1951.4212 | 1859.1107
21 | 4747.8914 | 3618.1281 | -11238.2626 | 934.2823 | 1937.9607
21 | 3875.9444 | 3438.4615 | -10504.7933 | 1180.6705 | 2009.7169
21 | 4857.4423 | 4638.7852 | -9000.3005 | 504.073 | -1000
21 | 4608.1191 | 3752.3197 | -12624.1936 | 2477.0102 | 1786.7446
21 | 3600.675 | 3729.9765 | -11998.6191 | 2824.9557 | 1843.0119
21 | 1210.0413 | 3714.5453 | -10352.9161 | 3570.1105 | 1858.2189
21 | 4619.284 | 2095.3611 | -11749.1394 | 3127.4686 | 1907.0257
21 | 3196.0779 | 2845.2221 | -11281.2814 | 3310.4778 | 1929.5036
21 | 4586.7711 | 2842.0548 | -10861.8405 | 4433.0146 | -1000
21 | 4510.4089 | 3092.5762 | -13268.5282 | 3919.1831 | 1746.36
21 | 3059.0484 | 3215.2689 | -12201.25 | 4088.7145 | 1838.2181
21 | 5091.4769 | 4755.0524 | -3693.3412 | -1617.5461 | -4535.6419
21 | 5101.4312 | 4437.7477 | -3319.2402 | -1823.3906 | -4396.5481
21 | 5091.4113 | 4382.6255 | -3247.739 | -1854.1287 | -4372.1691
21 | 4914.1788 | 3475.0312 | -2063.671 | -2354.9987 | -3970.5403
21 | 4388.3669 | 2304.7357 | 1143.7319 | -4999.7764 | -2837.058
21 | 1003.3107 | 1874.9406 | 3929.8369 | -4381.0633 | -2427.0249
21 | -5076.1134 | 1302.3124 | 8432.5512 | -2774.9552 | -1883.795
21 | -3953.7678 | 1108.3001 | 6767.2461 | -3040.544 | -881.2344
21 | -2939.802 | 254.7774 | 5058.5702 | -2903.274 | 529.7285
21 | -2548.9971 | -1551.5816 | 3955.2488 | -2028.7025 | 2174.0325
21 | -2501.9819 | -1562.1409 | 3807.5217 | -2041.858 | 2298.4591
21 | -4168.3117 | 1769.2414 | 7545.4404 | -3111.2772 | -2035.0929
21 | -4135.6847 | 1719.9143 | 7464.8264 | -3110.4894 | -1938.5665
21 | 611.256 | 1807.4479 | 4135.1603 | -4274.3342 | -2279.53
21 | -3813.8093 | 1037.8847 | 6401.0544 | -3054.29 | -570.8397
21 | -5237.3984 | 693.3698 | 6487.7721 | -2469.872 | 526.1285
21 | -5366.2399 | 286.051 | 4003.6006 | -1672.3066 | 2748.8949
21 | -5300.1715 | -90.6437 | 4683.3217 | -2085.5731 | 2793.0666
21 | -5300.0831 | -103.2619 | 4687.9503 | -2078.2102 | 2793.6049
21 | -2345.2407 | 67.8911 | 3194.2626 | -3039.095 | 2122.1822
21 | -2125.8755 | -160.8622 | 2518.009 | -2997.7175 | 2766.4462
21 | -2168.7276 | -514.4187 | 2678.9925 | -2777.799 | 2781.9528
21 | -1720.4111 | -154.3237 | 2211.4714 | -3097.934 | 2761.1974
21 | 4338.6131 | 2075.2359 | 1464.4143 | -5171.5879 | -2706.6754
21 | 4335.5669 | 1941.2926 | 1501.4001 | -5102.9161 | -2675.3435
21 | 4328.4868 | -407.6678 | 1882.276 | -3597.4096 | -2205.6853
21 | -4450.0032 | 99.8684 | 8170.5997 | -2132.667 | -1687.7979
21 | -4568.0356 | -578.8804 | 8283.5241 | -1595.8763 | -1540.7319
21 | -4603.8671 | -1663.0606 | 8111.5066 | -881.6033 | -962.9756
21 | -4112.0042 | -2422.4197 | 6798.0422 | -865.9577 | 602.3394
21 | 4355.7104 | -1946.8233 | 1926.4109 | -2442.2246 | -1893.0735
21 | 4552.113 | -3232.9459 | 982.545 | -307.5305 | -1994.1817
21 | 4358.9939 | -2036.8266 | 1907.8466 | -2384.1485 | -1845.8655
21 | 4456.7622 | -2567.4272 | 818.2202 | -2480.9516 | -226.6036
21 | 4481.4593 | -2977.2113 | 615.8855 | -2263.8589 | 143.7254
21 | 4499.7358 | -3231.4117 | 486.7039 | -2085.8338 | 330.8058
21 | 5051.3174 | -6538.355 | -1583.2139 | 4832.8218 | -1762.5704
21 | 5071.8867 | -6263.1824 | -2046.0224 | 4237.3181 | -1000
21 | 5040.3561 | -6620.4447 | -1617.6718 | 5011.9102 | -1814.1498
21 | 4997.4432 | -6756.9593 | -2557.5697 | 5317.0859 | -1000
21 | -1080.2857 | -6567.3905 | 2611.2733 | 6721.4463 | -1685.0434
21 | -5758.2469 | -6567.7655 | 5553.5662 | 8115.6849 | -1343.2386
21 | -5858.5586 | -6843.8722 | 3661.0929 | 8736.9424 | 304.3956
21 | 4661.4416 | -3132.6995 | -1153.817 | -2345.4276 | 1970.5026
21 | 495.3111 | -2891.7901 | 2106.4276 | -1620.443 | 1910.4944
21 | -1435.3499 | -3007.1174 | 3334.5196 | -798.3393 | 1906.2871
21 | -3871.2083 | -3286.2238 | 4717.5229 | 525.0378 | 1914.8714
21 | -5510.4691 | -4211.3076 | 4729.7511 | 2994.7134 | 1997.3121
21 | -5804.5258 | -6068.9816 | 2624.3386 | 7061.1526 | 2188.0161
21 | -5792.9691 | -5610.8838 | 2402.5941 | 6556.5483 | 2444.7105
21 | -5554.6607 | -6374.1023 | 714.7443 | 8467.7215 | 2746.2973
21 | -5446.3257 | -3824.6134 | 5218.6496 | 2147.3683 | 1904.9212
21 | -3615.1181 | -3106.9045 | 4764.2454 | 64.6817 | 1893.0955
21 | -3670.0387 | -3109.5432 | 4800.1088 | 86.6926 | 1892.7804
21 | -3673.7045 | -3107.7646 | 4805.2585 | 83.9752 | 1892.2354
21 | -3161.6492 | -3083.1152 | 4422.1204 | -94.2408 | 1916.8848
21 | -3390.4592 | -3093.8538 | 4565.6878 | 0.36038 | 1918.2648
21 | -3296.6662 | -3074.6658 | 4501.6132 | -55.6153 | 1925.3342
21 | 16.3896 | -2864.7292 | 2490.0821 | -1535.7457 | 1894.0032
21 | -1561.5628 | -2827.2504 | 3680.7954 | -1145.9911 | 1854.0089
21 | -1950.4819 | -2754.4135 | 4077.1915 | -1186.148 | 1813.852
21 | -5170.0764 | -2574.1654 | 6679.7556 | -613.1833 | 1677.6695
21 | -5250.075 | -2598.1421 | 6698.7205 | -537.9996 | 1687.4962
21 | -5261.4404 | -2664.6703 | 6600.035 | -392.1211 | 1718.1969
21 | -5246.5515 | -2584.8629 | 6741.6932 | -567.491 | 1657.2122
21 | -3722.7781 | -2380.2779 | 5303.4283 | -1100.1861 | 1899.8139
21 | -4859.3845 | -2437.3665 | 6312.8416 | -797.1616 | 1781.071
21 | -5189.1605 | -2554.6392 | 6681.3245 | -625.1917 | 1687.6669
21 | -5247.9695 | -2488.0916 | 6647.4134 | -648.6825 | 1737.3302
21 | -5246.7804 | -2525.8668 | 6689.5944 | -625.6492 | 1708.702
21 | -5246.1557 | -2552.8469 | 6721.3755 | -601.4376 | 1679.0648
21 | -4409.8836 | -2789.9157 | 5787.0906 | -377.5201 | 1790.2289
21 | -1378.1662 | -2824.7511 | 3614.8631 | -1205.9729 | 1794.0271
21 | -5261.289 | -2754.9555 | 6754.9628 | -198.7894 | 1460.0711
21 | -5277.7642 | -2774.748 | 6482.7706 | -151.4895 | 1721.231
21 | -4131.9528 | -2692.7579 | 6687.8274 | -668.405 | 805.2882
21 | -5319.1746 | -3330.8461 | 7176.5184 | 1051.9209 | 421.5814
21 | -5658.7592 | -5889.1295 | 6101.2693 | 6632.5176 | -1185.8982
21 | -5253.7854 | -2656.4137 | 6786.5303 | -412.0856 | 1535.7544
21 | -5059.6656 | -2590.1794 | 6728.2627 | -611.7721 | 1533.3544
21 | 4544.5658 | -2566.7157 | -103.1644 | -2655.8473 | 781.1616
21 | 4737.5153 | -1436.2572 | -2275.261 | -3756.959 | 2730.962
21 | 4738.9603 | -1978.5234 | -2174.8171 | -3334.8318 | 2749.212
21 | 4766.515 | -2186.1171 | -2306.2432 | -3022.6876 | 2748.533
21 | 4717.0142 | -2358.023 | -1874.5872 | -3013.5072 | 2529.1032
21 | 459.5708 | -2875.5381 | 2122.0458 | -1626.23 | 1920.1514
21 | -1421.0761 | -2833.2468 | 3258.4787 | -1002.0779 | 1997.9221
21 | -1625.93 | -2780.5729 | 3270.657 | -932.0771 | 2067.9229
21 | -2057.0488 | -2825.9971 | 3645.5119 | -782.954 | 2020.488
21 | 4439.0462 | -2187.2475 | -2088.6376 | -2914.3626 | 2751.2014
21 | 4144.8227 | -1894.4136 | -1733.0812 | -3271.5699 | 2754.242
21 | 1953.3062 | -1336.8201 | -150.0328 | -3230.9156 | 2764.4623
21 | 4150.6451 | -2928.3967 | 866.4658 | -2229.6869 | 140.9727
21 | 4452.4696 | -2744.6317 | 916.1413 | -2306.3561 | -317.6231
21 | 4738.088 | -1210.1434 | -2310.7829 | -3901.6647 | 2684.503
21 | 4740.502 | -1260.7025 | -2329.5135 | -3874.359 | 2724.073
21 | 1703.562 | -1279.5073 | 26.2827 | -3215.9166 | 2765.5793
21 | 4741.436 | -1221.8396 | -2343.2399 | -3898.827 | 2722.4705
21 | 946.7762 | -1112.8096 | 555.9855 | -3158.8628 | 2768.9107
21 | 615.4981 | -1048.8381 | 949.4443 | -3110.6486 | 2594.5444
21 | 580.4247 | -1189.3333 | 929.8919 | -3025.8543 | 2704.871
21 | -969.3968 | -1416.8975 | 2409.3041 | -2506.0343 | 2483.0245
21 | 769.5758 | -1103.5058 | 702.2292 | -3125.576 | 2757.2768
21 | 621.9326 | -1046.9051 | 779.6491 | -3124.9741 | 2770.2975
21 | 966.5552 | -1150.0571 | 570.5713 | -3137.8783 | 2750.8088
21 | 4741.1777 | -1232.8879 | -2339.4101 | -3891.88 | 2723.0003
21 | 1241.7479 | -1167.1058 | 345.6738 | -3187.7992 | 2767.4834
21 | 1250.8024 | 1888.8973 | 3748.029 | -4440.4575 | -2447.2711
21 | -4142.4645 | 1777.0896 | 7520.1469 | -3116.4945 | -2038.2775
21 | 4795.6821 | 70.1978 | -2945.5132 | -4582.976 | 2662.6093
21 | -5705.6124 | 3068.4643 | 4309.0514 | 1925.2695 | -3597.1729
21 | -5168.9225 | 1296.2685 | 8494.5069 | -2743.7355 | -1878.1174
21 | -5168.6856 | 1160.5132 | 8522.402 | -2665.2865 | -1848.9431
21 | -5169.8162 | 890.4656 | 8566.4191 | -2492.1418 | -1794.9267
21 | -5245.2297 | -691.9102 | 8331.7235 | -743.6596 | -1650.924
21 | -5406.4924 | -2551.733 | 7535.7699 | 2086.2675 | -1663.812
21 | -5242.7229 | -1060.0171 | 8389.9923 | -529.7119 | -1557.5404
21 | -5182.1431 | -380.6148 | 8649.5057 | -1551.6062 | -1535.1416
21 | -5194.7868 | -1304.4214 | 8493.2922 | -948.03 | -1046.054
21 | -5178.7235 | 449.8194 | 8322.8237 | -2266.6876 | -1327.232
21 | -5239.6929 | -2309.565 | 6873.9039 | -742.6414 | 1417.9954
21 | -5102.8662 | -2468.7003 | 6777.7115 | -693.2048 | 1487.0598
21 | -5241.6746 | -2474.3243 | 6857.5603 | -631.7423 | 1490.1808
21 | -4734.5618 | -2186.7055 | 6893.1933 | -948.1681 | 976.2421
21 | -5205.9388 | -1536.2266 | 7985.0411 | -969.808 | -273.0678
21 | -5186.454 | -202.8538 | 8530.9739 | -1574.9632 | -1566.7029
21 | -5193.4641 | -714.51 | 8444.2948 | -1240.5691 | -1295.7516
21 | -5800.7209 | 2810.5997 | 2551.3321 | 2530.639 | -2091.8498
21 | -5709.9404 | 1131.7996 | 809.4817 | 1205.4919 | 2563.1672
21 | -5773.0558 | -4568.9213 | 2020.5087 | 5560.7606 | 2760.7079
21 | 4562.607 | 3205.6697 | -22.0825 | -4513.958 | -3232.2361
21 | 4389.6353 | 2407.8022 | 1092.786 | -5111.2693 | -2778.9541
21 | 4378.3339 | 1910.8651 | 1230.0055 | -4856.4933 | -2662.7111
21 | 4368.0733 | -1493.2707 | 1781.9744 | -2674.699 | -1982.078
21 | 4374.0607 | -1870.9269 | 1802.0392 | -2386.3326 | -1918.8404
21 | 4532.1234 | -2809.7508 | 1024.6653 | -738.8162 | -2008.2218
21 | 4429.6363 | -3250.7137 | 1537.8142 | -1370.7952 | -1345.9417
21 | 4359.4088 | -1908.5439 | 1897.1031 | -2447.7883 | -1900.1797
21 | 4622.6356 | -1.8328 | -1083.7189 | -4127.419 | 590.3352
21 | 4828.3306 | -183.0277 | -3105.505 | -4217.911 | 2678.1131
21 | 4832.1661 | -1622.3281 | -2838.9035 | -3097.4873 | 2726.5528
21 | 4896.2424 | -2105.0714 | -3144.5248 | -2371.62 | 2724.9738
21 | 4781.1322 | -2504.8253 | -2140.742 | -2350.2716 | 2214.7067
21 | 4757.1573 | -2839.033 | -1829.7903 | -2062.0515 | 1973.7175
21 | 4722.8367 | -3091.9204 | -1507.2109 | -1960.2706 | 1836.5652
21 | 2122.0984 | -2825.8717 | 399.5305 | -1560.4399 | 1864.6827
21 | 539.5206 | -2839.1558 | 1425.9605 | -1002.2244 | 1875.899
21 | 689.1145 | -2873.9643 | 1733.3063 | -1434.5654 | 1886.1089
21 | 343.8106 | -2850.0194 | 1934.4199 | -1337.0198 | 1908.8087
21 | -581.6949 | -2831.1864 | 2515.9322 | -1051.5254 | 1948.4746
21 | -2588.7989 | -2811.2801 | 3796.6434 | -421.2839 | 2024.7195
21 | 132.4454 | -2823.4457 | 1865.1437 | -1087.0717 | 1912.9283
21 | -5419.5805 | -3114.0451 | 5119.1111 | 1503.9463 | 1910.5682
21 | -5408.8045 | -3126.2221 | 5233.9966 | 1387.1576 | 1913.8724
21 | 72.6162 | -2804.7211 | 1664.6813 | -837.4814 | 1904.905
21 | -4444.6701 | -2734.4707 | 4212.1689 | 904.9176 | 2062.0543
21 | -5421.4026 | -3015.4436 | 5030.9515 | 1448.9646 | 1956.93
21 | -5765.4329 | -4156.8628 | 1874.2437 | 5471.1673 | 2576.8847
21 | -5645.1141 | -4361.414 | 982.9956 | 6282.9712 | 2740.5612
21 | 841.0247 | -2881.138 | 1729.5132 | -1577.0724 | 1887.6725
21 | 738.8451 | -2847.6139 | 1612.6878 | -1269.1221 | 1765.2032
21 | 738.8668 | -2869.7961 | 1743.0231 | -1449.9902 | 1837.8965
21 | -761.3017 | -2943.8121 | 3016.897 | -918.1949 | 1606.4117
21 | 347.1319 | -2816.5464 | 1913.6882 | -1199.5043 | 1755.2305
21 | 340.6715 | -2820.1085 | 1942.5979 | -1231.5805 | 1768.4195
21 | 419.5796 | -2840.5278 | 1965.1857 | -1361.076 | 1816.8386
21 | -17.642 | -2823.8882 | 2294.8985 | -1226.6842 | 1773.3158
21 | -934.8588 | -2803.4517 | 3002.3175 | -936.952 | 1672.945
21 | -5328.8465 | -2744.345 | 5973.3401 | 445.1407 | 1654.7107
21 | -5337.4113 | -2759.5751 | 5813.8271 | 445.5055 | 1837.6538
21 | -5395.7185 | -2727.1895 | 5149.7999 | 1017.2172 | 1955.8908
21 | -5271.7565 | -2743.8248 | 6668.4375 | -52.5024 | 1399.6462
21 | 4744.2244 | -1234.7599 | -2358.6142 | -3874.2097 | 2723.3594
21 | 1300.8363 | -1169.1125 | 292.0082 | -3190.6606 | 2766.9287
21 | 4420.4673 | 1867.9813 | 863.0971 | -4507.8234 | -2643.7223
21 | 4851.9575 | 379.7198 | -3367.8255 | -4515.8924 | 2652.0405
21 | 5101.9546 | 4350.954 | -3304.0715 | -1764.6783 | -4384.1588
21 | 5108.1631 | 3117.4389 | -3137.2011 | -865.9819 | -4222.4189
21 | 5109.33 | 2874.5243 | -3104.2988 | -689.8714 | -4189.6841
21 | 5110.8359 | 1557.457 | -2922.3786 | 189.8619 | -3935.7762
21 | 5106.6771 | 220.6245 | -2733.569 | 994.1697 | -3587.9024
21 | 5095.5324 | -1659.8653 | -2573.5246 | 2227.0875 | -3089.2301
21 | 5055.2307 | -5723.4832 | -1576.0234 | 4585.9495 | -2341.6736
21 | 5053.4562 | -5869.9634 | -1542.6085 | 4674.6997 | -2315.584
21 | 5052.392 | -6102.7662 | -1525.3034 | 4780.9851 | -2205.3075
21 | 5055.8051 | -6114.8464 | -1595.1186 | 4717.8315 | -2063.6717
21 | 5033.0425 | -6174.9043 | -1426.5975 | 4660.5042 | -2092.0449
21 | 5033.7406 | -5706.3166 | -1454.3431 | 4434.9253 | -2308.0062
21 | 4990.3863 | -5841.3293 | -1234.5654 | 4151.8429 | -2066.3346
21 | 5057.8721 | -6019.1595 | -1635.4548 | 4641.883 | -2045.1408
21 | 5083.6492 | -5823.4794 | -2215.4404 | 3955.2706 | -1000
21 | 4770.0909 | -5129.9794 | -137.8269 | 2118.4397 | -1620.7244
21 | 5043.986 | -6166.3551 | -1418.2564 | 4857.0439 | -2316.4184
21 | 5043.021 | -6388.9426 | -1384.189 | 4991.0922 | -2260.9817
21 | 5043.0991 | -6387.7003 | -1385.0801 | 4990.31 | -2260.6286
21 | 5045.2313 | -6391.3911 | -1416.8235 | 4970.6829 | -2207.6995
21 | 5032.0302 | -6487.8356 | -1336.5084 | 4930.7298 | -2138.416
21 | 5042.6854 | -6390.2703 | -1382.1226 | 4989.6702 | -2259.9627
21 | 5085.9564 | -5205.6094 | -2362.5908 | 3482.2437 | -1000
21 | 5080.7543 | -6074.0704 | -2313.7489 | 3829.6281 | -522.5632
21 | 5020.364 | -4566.7308 | -3195.3966 | 619.1305 | 2122.6328
21 | 4968.4669 | -6054.8681 | -5012.4883 | 3821.9472 | 2276.9423
21 | 4771.1809 | -7327.7759 | -6458.1391 | 6607.083 | 2407.651
21 | -5570.2774 | -7184.3009 | 1068.403 | 9380.2164 | 2305.9588
21 | 4736.3818 | -7248.7039 | -6964.8544 | 6833.6623 | 2643.5141
21 | -5444.075 | -7044.9004 | 20.9696 | 9736.5655 | 2731.4403
21 | 5081.6955 | -6156.8764 | -2242.6103 | 4006.7054 | -688.9142
21 | 5043.132 | -5217.4269 | -2783.2576 | 2006.0381 | 951.5144
21 | 5038.6258 | -5104.9529 | -2849.044 | 1766.4787 | 1148.8924
21 | 5025.1792 | -4735.2536 | -3078.3248 | 978.6459 | 1809.7533
21 | 4977.3148 | -6128.2246 | -4757.6577 | 3976.4297 | 1932.1377
21 | 4863.3184 | -6868.0206 | -5586.7537 | 5594.9139 | 1996.5421
21 | -5652.8885 | -6995.6805 | 1710.3574 | 9000.8285 | 1937.3831
21 | 4824.8509 | -7104.932 | -5885.0677 | 6113.7994 | 2051.3494
21 | 4784.0877 | -7289.6185 | -6297.8457 | 6521.5113 | 2281.8651
21 | 2554.6531 | -7195.7734 | -4396.7815 | 6984.5968 | 2053.3051
21 | -5634.4699 | -7077.2067 | 1585.2071 | 9169.9586 | 1956.5109
21 | 5040.8017 | -5161.9957 | -2816.4758 | 1888.0073 | 1049.6625
21 | 5036.3916 | -5190.094 | -2933.8433 | 1949.5031 | 1138.0426
21 | 4988.0212 | -6150.4257 | -4488.3778 | 4020.792 | 1629.9903
21 | -5617.1283 | -5198.6043 | 4658.4643 | 5141.1198 | 1016.1486
21 | -5818.7462 | -6349.9986 | 2897.1921 | 7667.2831 | 1604.2695
21 | 5039.0129 | -5116.6742 | -2842.7886 | 1791.4685 | 1128.9814
21 | 5084.7458 | -5741.0546 | -2240.113 | 3896.4218 | -1000
21 | 5084.3032 | -5814.9314 | -2235.9582 | 3925.9726 | -959.3862
21 | 5105.3053 | 2700.6107 | -3264.9791 | -323.693 | -4217.2439
21 | 4701.1796 | -135.6366 | -5665.3008 | 5750.9119 | -4651.154
21 | 4669.3837 | -3234.0509 | -5100.6518 | 7680.3582 | -4015.0391
21 | 5030.9595 | -6313.4724 | -1481.0327 | 5080.9678 | -2317.4221
21 | 2681.0718 | -6346.1612 | 120.0782 | 5725.8216 | -2180.8105
21 | 644.257 | -6264.8603 | 1370.4615 | 6373.6289 | -2123.4872
21 | 1348.8372 | -5825.5814 | 1290.6977 | 5282.9457 | -2096.8992
21 | 1303.8175 | -6419.5158 | 1035.4957 | 6092.0345 | -2011.8319
21 | -5659.4262 | -4056.668 | 2787.9106 | 9964.4545 | -3036.271
21 | -5902.8949 | -5303.093 | 4511.7954 | 9023.6961 | -2329.5036
21 | -5814.117 | -5958.2408 | 5274.0012 | 8467.2889 | -1968.9323
21 | 4611.915 | -4368.2008 | -7326.454 | 8082.7398 | -1000
21 | 4499.0895 | -5671.0765 | -9840.1461 | 8554.0479 | 2458.0851
21 | 5108.3003 | 2903.5576 | -3119.747 | -746.6919 | -4145.419
21 | 5059.4316 | 2645.9303 | -4423.7606 | -95.577 | -3186.0243
21 | 4964.5223 | 2384.0223 | -6794.9357 | 446.3911 | -1000
21 | 4841.598 | 2260.0722 | -9720.3285 | 495.9711 | 2122.6872
21 | 4856.5524 | 763.9963 | -9062.2085 | 1094.4015 | 2347.2583
21 | 4892.3908 | 2058.7123 | -7356.223 | 1405.12 | -1000
21 | 4666.2664 | 1384.6977 | -10697.525 | 3137.8872 | 1508.6737
21 | -5460.5426 | 2033.9478 | -77.9554 | 4552.5483 | -1047.9982
21 | 4612.7 | 1177.3247 | -11388.4145 | 3635.7575 | 1962.6323
21 | 2321.0897 | 1009.6827 | -10100.0459 | 4687.6279 | 2081.6456
21 | 2237.8812 | 1014.4127 | -10038.4778 | 4698.9763 | 2087.2076
21 | 1263.1425 | 48.3536 | -9063.8396 | 5475.6986 | 2276.6448
21 | 4640.9578 | 1335.395 | -11191.04 | 3235.6307 | 1979.0564
21 | 2638.7616 | 1396.1228 | -9782.1372 | 3640.4506 | 2106.8022
21 | 4644.6219 | 385.6192 | -9046.0814 | 5015.8403 | -1000
21 | 4559.2013 | 808.717 | -11737.7885 | 4428.8565 | 1941.0137
21 | 4526.3242 | -2305.2898 | -10940.4807 | 6397.1263 | 2322.3199
21 | 5101.0643 | 2913.6335 | -3062.2019 | -769.4305 | -4183.0654
21 | -5777.5908 | 2747.1432 | 3855.5941 | 2884.8943 | -3710.0407
21 | -5847.4658 | 2264.9256 | 3448.2504 | 3918.0503 | -3783.7604
21 | -5591.3253 | 784.6982 | 1891.8183 | 6946.474 | -4031.6653
21 | -5548.5747 | 842.2499 | 1453.5277 | 6853.3294 | -3600.5322
21 | -668.7526 | 1158.2699 | -7117.4507 | 5205.5481 | 1422.3854
21 | -5397.4016 | 1901.8242 | -598.0448 | 4841.6617 | -748.0394
21 | -5381.052 | 1964.7537 | -815.8889 | 4660.0203 | -427.8331
21 | -1606.0502 | 1548.8453 | -6550.3179 | 4454.3483 | 2153.1745
21 | -5286.4654 | 2222.2525 | -2067.8498 | 3683.2725 | 1448.7901
21 | -4213.0292 | 2111.6781 | -3730.27 | 3596.8989 | 2234.7222
21 | -24.1029 | 1139.9161 | -8253.7548 | 5023.3529 | 2114.5887
21 | -307.1897 | 127.5905 | -7823.2452 | 5705.8168 | 2297.0277
21 | -5474.6282 | -4892.1228 | 938.4883 | 10216.8759 | -788.6131
21 | -5324.2385 | -6620.8138 | -885.0488 | 10150.5306 | 2679.5705
21 | -2810.912 | -6040.0269 | -3828.7085 | 10097.0077 | 2582.6397
21 | -5827.8981 | 2589.6026 | 3072.7942 | 3289.1433 | -3123.642
21 | 5100.4349 | 4373.0083 | -3324.2727 | -1835.5444 | -4313.6261
21 | 5081.1876 | 3297.0359 | -3480.1634 | -2011.038 | -2887.0221
21 | 5009.1825 | 1668.7289 | -4103.1836 | -3698.0378 | 1123.31
21 | 4947.6756 | 1418.3395 | -5659.7179 | -3206.5398 | 2500.2427
21 | 4984.8583 | 679.0577 | -4258.6962 | -3993.171 | 2587.9512
21 | 5002.3756 | -3363.933 | -3552.2383 | -808.308 | 2722.1037
21 | 4946.1061 | -5652.4195 | -5629.6361 | 3660.9678 | 2674.9817
21 | 4849.4364 | 2436.6586 | -9419.6195 | -18.3811 | 2151.9057
21 | 4878.8443 | 2076.4047 | -8244.3161 | -1066.6635 | 2355.7306
21 | 3690.56 | 2389.0284 | -8747.5008 | 455.9798 | 2211.9326
21 | -3125.2444 | 2165.0349 | -4393.7614 | 3120.6673 | 2233.3036
21 | -5311.4257 | 2254.2633 | -1847.4491 | 3616.0994 | 1288.5122
21 | -5283.0099 | 2207.0523 | -2111.664 | 3664.6996 | 1522.922
21 | -4448.748 | 2096.4339 | -3467.6286 | 3567.1527 | 2252.79
21 | -5246.4439 | 1948.7974 | -2567.7033 | 3535.8844 | 2329.4653
21 | -5315.6434 | 1807.0573 | -2075.1049 | 3168.8114 | 2414.8796
21 | -5247.872 | 1496.8789 | -2513.7984 | 3862.153 | 2402.6385
21 | 3501.8504 | 2188.8089 | -8003.1734 | -18.5323 | 2331.0464
21 | 5027.7422 | 2729.1527 | -3953.242 | -3538.6532 | -264.9998
21 | 4980.1373 | 792.2639 | -4257.5963 | -4116.2594 | 2601.4546
21 | 4994.8237 | -2597.3562 | -3665.3061 | -1446.0887 | 2713.9273
21 | 5014.7712 | -3931.1483 | -3269.6014 | 136.8093 | 2049.1693
21 | -5783.5909 | 3778.852 | 3502.3761 | 2409.9193 | -3907.5566
21 | -5819.5417 | 3789.6137 | 2912.4567 | 2637.3757 | -3519.9044
21 | 4974.6929 | 4818.3572 | -6853.2339 | -444.7443 | -2495.0719
21 | 4916.0324 | 4381.7365 | -8283.1154 | -14.6535 | -1000
21 | 4828.2885 | 2900.9171 | -10143.9117 | 347.6991 | 2067.0071
21 | 5086.7368 | 5452.4644 | -3560.8918 | -2524.7389 | -4453.5705
21 | 4885.3646 | 5004.2717 | -2332.5401 | -3537.6198 | -4019.4764
21 | -5377.6532 | 3701.1932 | 6114.5411 | -1661.7681 | -2776.313
21 | -5237.9679 | 2670.3673 | 7313.8149 | -2537.2332 | -2208.9811
21 | -5235.9695 | 1525.3004 | 7549.1041 | -1875.5324 | -1962.9026
21 | -5254.1742 | 408.3032 | 7634.2939 | -1015.0221 | -1773.4007
21 | -5205.2517 | 102.4143 | 8222.0542 | -1477.164 | -1642.0529
21 | -5271.302 | 2254.0371 | 6355.6081 | -2333.1611 | -1005.1821
21 | -4293.1338 | 1960.5304 | 5048.9241 | -2487.459 | -228.8618
21 | -2709.3992 | 1476.4199 | 2731.7476 | -2669.1612 | 1170.393
21 | -1169.0973 | 995.1017 | 240.6765 | -2765.6308 | 2698.9499
21 | -2274.5656 | 686.406 | 1495.805 | -2637.8331 | 2730.1876
21 | -4188.2696 | 1432.9479 | 4755.9813 | -2228.2341 | 227.5746
21 | -2964.6227 | 377.1218 | 2209.6682 | -2374.1423 | 2751.9749
21 | -3441.5493 | 98.6013 | 2664.3793 | -2089.7352 | 2768.304
21 | -2813.8745 | -73.7675 | 2429.3717 | -2311.407 | 2769.6773
21 | -2906.6879 | 559.9758 | 2128.9184 | -2525.8003 | 2743.5941
21 | -5288.7143 | 1047.3067 | 6005.4489 | -1656.7503 | -107.2909
21 | -5583.1526 | 3051.5288 | 2152.3431 | -389.669 | 768.9496
21 | -3708.9883 | 2943.5898 | -1681.8789 | -47.4202 | 2494.6977
21 | -5443.4591 | 2169.5778 | 3502.8028 | -1264.0959 | 1035.1743
21 | -3762.7077 | 1647.7078 | 860.1469 | -1394.8989 | 2649.7519
21 | -5486.5105 | 87.0612 | 2683.3853 | -19.0635 | 2735.1274
21 | -5467.6238 | -334.9357 | 2974.1765 | 68.1952 | 2760.1879
21 | -5324.8347 | 270.9795 | 4258.6876 | -1958.4963 | 2753.6638
21 | -5324.6874 | 250.7253 | 4253.5414 | -1958.6092 | 2779.0299
21 | -5301.9822 | 260.6499 | 4224.3935 | -1961.4649 | 2778.4038
21 | -5325.3154 | 239.5208 | 4247.9244 | -1941.6545 | 2779.5247
21 | -5326.0224 | 135.2164 | 4266.3856 | -1859.5885 | 2784.0089
21 | -5448.8526 | 916.679 | 3013.0919 | -1176.4441 | 2695.5258
21 | -5190.0221 | 1882.7531 | 8103.3893 | -2781.2522 | -2014.8681
21 | 4466.3336 | 3071.4051 | 368.2744 | -4984.6307 | -2921.3824
21 | 2125.9352 | 2930.1702 | 2099.1344 | -4430.4723 | -2724.7676
21 | -4971.4421 | 2667.8679 | 7139.9955 | -2615.4041 | -2221.0172
21 | -5027.4782 | 1621.4289 | 7392.8666 | -1993.4129 | -1993.4045
21 | -4061.7577 | 1822.2557 | 7419.6248 | -3126.7499 | -2053.373
21 | 3402.7255 | 2476.0918 | 90.878 | -4550.7051 | -1418.9901
21 | 2904.5374 | 476.6967 | -2028.1142 | -4029.4412 | 2676.3213
21 | 1186.2291 | -1139.2274 | 362.2907 | -3176.5093 | 2767.2169
21 | 4454.7865 | 2563.6652 | 508.4769 | -4724.3162 | -2802.6124
21 | 3005.2733 | 2595.4065 | 1549.5197 | -4441.6626 | -2708.5368
21 | 2268.7697 | 1833.623 | 2447.0533 | -4063.7 | -2485.746
21 | -4052.3914 | 1775.672 | 7431.8168 | -3111.6547 | -2043.4428
21 | -4442.608 | 137.5956 | 7803.8082 | -1816.8127 | -1681.9831
21 | -4682.3036 | -84.36 | 8037.4 | -1649.05 | -1621.6864
21 | 1159.664 | -1160.1555 | 406.6931 | -3164.0485 | 2757.8469
21 | 4614.0619 | 2423.3609 | -1057.0491 | -4794.3867 | -1185.9871
21 | 4881.446 | 589.1111 | -3647.0906 | -4468.4778 | 2645.0113
21 | 5094.6345 | -1454.753 | -2606.8311 | 2088.9277 | -3121.978
21 | 4511.1049 | -988.619 | 697.2087 | -2011.9037 | -2207.791
21 | 3521.5343 | -1243.5799 | 1425.7733 | -1606.7833 | -2096.9444
21 | 380.5856 | -2336.6987 | 2414.7415 | 1677.3261 | -2135.9544
21 | -5661.428 | -2995.1046 | 5374.5835 | 5360.1924 | -2078.2433
21 | -5877.0613 | -3957.72 | 4016.1139 | 8235.0406 | -2416.3732
21 | 1043.9529 | -3501.0345 | 1555.2706 | 3086.9012 | -2185.0902
21 | 4536.5419 | -1301.8094 | 508.8103 | -1795.8597 | -1947.6831
21 | 4841.1159 | -2392.9413 | -1344.1849 | 452.5032 | -1556.493
21 | 4980.75 | -2521.041 | -2562.0498 | 671.4025 | -569.0617
21 | -5596.5818 | -2557.0991 | 4750.9615 | 3905.3211 | -502.6016
21 | 405.1636 | -2329.3971 | 2408.8249 | 1648.7047 | -2133.296
21 | -5531.5215 | -2399.1494 | 6081.5428 | 3564.5276 | -1715.3995
21 | 4767.5255 | -2423.7751 | -833.7338 | 110.5435 | -1620.5601
21 | 1862.4543 | -2394.8091 | 1801.8607 | 750.415 | -2019.9209
21 | -5502.082 | -2458.2312 | 6275.4427 | 3246.8454 | -1561.9748
21 | 4628.4091 | -3118.0016 | 338.6278 | 8.5246 | -1857.5599
21 | 4623.7214 | -3260.3421 | 385.1548 | 46.5175 | -1795.0516
21 | 3967.2012 | -2946.363 | 690.2852 | 185.6383 | -1896.7617
21 | 4648.6084 | -1246.2226 | -625.3969 | -1965.7442 | -811.2446
21 | -5290.0047 | -663.6573 | 7070.7185 | -250.2455 | -866.8111
21 | 4827.2964 | -1038.7388 | -2459.058 | -2329.4996 | 1000
21 | -5334.5683 | -436.2466 | 5356.7289 | -585.9141 | 1000
21 | -5342.9092 | -391.8607 | 5034.7405 | -650.2429 | 1350.2723
21 | 4925.1675 | -920.2345 | -3464.4217 | -2532.5347 | 1992.0235
21 | -4433.7669 | -372.2147 | 3785.1886 | -916.4284 | 1937.2215
21 | -5388.5567 | -519.3652 | 4272.9133 | -316.928 | 1951.9365
21 | -5754.2483 | -2833.1269 | 1659.6401 | 4744.4224 | 2183.3127
21 | -5737.8914 | -2547.4321 | 1345.791 | 4211.5638 | 2727.9687
21 | -5348.0503 | -770.6925 | 4736.3361 | -594.6627 | 1977.0692
21 | 4874.5263 | -1851.5275 | -2923.0954 | -2185.0561 | 2085.1528
21 | 3510.7936 | -1249.3376 | 1432.0943 | -1600.2682 | -2093.282
21 | -5279.0767 | -688.5524 | 7470.9869 | -193.3872 | -1309.9705
21 | 4524.3411 | -1595.4865 | 654.9161 | -1655.3065 | -1928.4643
21 | 3978.4839 | -1586.8206 | 1155.0881 | -1542.1767 | -2004.5746
21 | -5278.7714 | -791.8799 | 7485.6567 | -148.7916 | -1266.2138
21 | 4506.584 | -1821.3545 | 842.2507 | -1561.6133 | -1965.8669
21 | 4505.6728 | -1857.3612 | 852.4725 | -1549.9599 | -1950.8242
21 | 4468.1926 | -3395.6968 | 1274.3368 | -1054.5657 | -1292.2669
21 | 4736.381 | -2470.8214 | -1493.0467 | -1772.5129 | 1000
21 | -5310.0745 | -1583.3937 | 6052.0882 | -158.6201 | 1000
21 | 4831.9397 | -2187.3924 | -2478.729 | -2017.488 | 1851.6698
21 | -5334.6906 | -1284.9912 | 5143.0137 | -387.7187 | 1864.3868
21 | 4595.0137 | -4183.7803 | 673.1455 | 297.208 | -1381.587
21 | -5473.0698 | -4119.1256 | 6744.6376 | 3670.581 | -823.0231
21 | -5260.5748 | -2266.8602 | 7851.933 | 316.5753 | -641.0733
21 | 4457.6794 | -3753.4506 | 1385.3903 | -950.864 | -1138.7552
21 | 4458.0066 | -3755.4452 | 1382.0392 | -951.0059 | -1133.5947
21 | 4459.5541 | -3765.0424 | 1376.495 | -930.9112 | -1140.0956
21 | 4595.9918 | -4416.1601 | 701.2528 | 423.0405 | -1304.125
21 | -5477.1156 | -4672.3799 | 6815.4051 | 3972.3232 | -638.2328
21 | 4654.453 | -3593.8366 | -640.9272 | -1355.6621 | 935.973
21 | -5271.0281 | -3020.2636 | 7168.5289 | 372.3602 | 750.4026
21 | 4304.3038 | -3745.5426 | 1491.9505 | -926.4319 | -1124.2798
21 | -5247.9255 | -3108.2683 | 8086.5968 | 553.971 | -284.374
21 | -4942.7512 | -3067.8373 | 7969.7765 | 376.4711 | -335.6591
21 | -5244.7699 | -3085.5003 | 8119.8989 | 504.2654 | -293.8941
21 | -5245.3306 | -2605.8432 | 6833.4404 | -522.9183 | 1540.6516
21 | -5269.0923 | -3247.9709 | 8030.1004 | 859.497 | -372.5343
21 | 4462.6877 | -3710.413 | 1304.2006 | -1048.8522 | -1007.6231
21 | 4525.6487 | -4087.8883 | 1067.9272 | -259.1134 | -1246.5742
21 | 4687.3403 | -4860.8785 | 271.0806 | 1348.3477 | -1445.89
21 | 4785.6477 | -5346.7786 | -197.9839 | 2359.7868 | -1600.672
21 | 4766.685 | -5286.6375 | -75.0047 | 2236.6223 | -1641.6651
21 | 5015.2751 | -6516.0358 | -1260.4496 | 4795.7537 | -2034.5433
21 | 5045.7929 | -6592.0752 | -1478.4457 | 4949.5278 | -1924.7998
21 | 5048.0259 | -6594.5614 | -1497.3743 | 4954.1877 | -1910.2778
21 | 5000.4371 | -6745.7279 | -2546.8472 | 5292.138 | -1000
21 | 5047.8823 | -6595.1773 | -1495.4067 | 4955.5495 | -1912.8479
21 | 4345.058 | -6560.4257 | -865.5984 | 5090.4689 | -2009.5028
21 | 2302.0513 | -6546.6314 | 362.6519 | 5669.4788 | -1787.5506
21 | 2148.8867 | -6545.7459 | 453.6755 | 5713.2059 | -1770.0222
21 | -5753.1204 | -6545.5172 | 5418.6912 | 8066.5053 | -1186.5589
21 | -5852.5446 | -6819.2776 | 3545.7002 | 8682.4732 | 443.6489
21 | 2024.995 | -6562.0523 | 628.0326 | 5785.0355 | -1876.0109
21 | 5001.2365 | -6405.0778 | -1233.6935 | 4562.2806 | -1924.7459
21 | 5060.9085 | -6470.6417 | -1740.3761 | 4684.9335 | -1534.8243
21 | 5075.694 | -6279.1591 | -2066.9385 | 4270.4036 | -1000
21 | 5031.9833 | -6564.9863 | -2362.618 | 4895.621 | -1000
21 | 2337.3024 | -6536.3101 | 343.2035 | 5636.872 | -1781.0678
21 | 4654.5407 | -3593.2977 | -642.1661 | -1356.8427 | 937.7658
21 | 4683.001 | -3385.3007 | -1115.364 | -1810.8172 | 1628.4808
21 | 4672.0966 | -3237.1448 | -1154.5481 | -2124.896 | 1844.4923
21 | 4964.266 | -4490.0745 | -2733.5943 | 471.6549 | 1787.748
21 | -5731.9764 | -5725.8988 | 3328.1625 | 6304.7124 | 1825.0004
21 | -5811.6927 | -6232.2796 | 2761.8529 | 7413.0463 | 1869.073
21 | 600.5763 | -2913.4691 | 2025.1937 | -1605.3655 | 1893.0646
21 | 2222.472 | -3244.7197 | 824.0594 | -1378.9963 | 1577.1846
21 | -5447.2779 | -3941.9216 | 5413.0188 | 2398.9077 | 1577.2729
21 | -1308.3025 | -2995.4706 | 3591.6756 | -861.1289 | 1573.2264
21 | -4132.0464 | -3125.0216 | 5427.2364 | 257.4643 | 1572.3673
21 | -5331.3035 | -3182.7776 | 6203.6653 | 738.3942 | 1572.0216
21 | -5342.5464 | -3187.6184 | 6002.6911 | 752.1114 | 1775.3623
21 | -5323.3209 | -3143.2641 | 6282.7273 | 651.3846 | 1532.4731
21 | -5334.3486 | -3135.4918 | 6063.516 | 638.0223 | 1768.302
21 | -3024.5711 | -2953.0293 | 4977.2631 | -440.8025 | 1441.1399
21 | -5301.7315 | -3038.3147 | 6500.2634 | 420.1686 | 1419.6143
21 | -5268.0884 | -2839.4788 | 6777.0981 | -15.7283 | 1346.1974
21 | -1002.7409 | -2960.8381 | 3244.7773 | -860.9717 | 1579.7733
21 | -1488.1384 | -2982.2981 | 3554.4844 | -663.9269 | 1579.879
21 | -5349.0744 | -3163.8927 | 6008.675 | 923.6197 | 1580.6724
21 | -5321.2081 | -3086.8877 | 6295.4949 | 624.7136 | 1487.8874
21 | 4358.3579 | -1755.9921 | 930.4098 | -1555.9724 | -1976.8033
21 | 4501.6095 | -1467.6013 | 842.3642 | -1764.7637 | -2111.6086
21 | 4461.3321 | -1604.5243 | 1146.9806 | -1954.7948 | -2048.9935
21 | 3736.8856 | -1296.0878 | 1298.5333 | -1639.82 | -2099.5111
21 | 5069.6119 | -2995.0458 | -2701.5326 | 2111.7008 | -1484.7343
21 | 5042.6195 | -2603.3145 | -3060.3488 | 852.9683 | -231.9246
21 | 4981.3677 | -2904.4863 | -4680.0804 | 1603.1991 | 1000
21 | -5717.0709 | -2924.5299 | 2807.3835 | 4834.2173 | 1000
21 | -5770.0932 | -3087.8853 | 1963.6626 | 5249.6016 | 1644.7143
21 | 5014.1294 | -1828.2345 | -3484.277 | -701.6179 | 1000
21 | 4990.5553 | -1182.4768 | -3835.6077 | -1990.7185 | 2018.2477
21 | 4920.0934 | -3213.8841 | -6305.8966 | 2378.2989 | 2221.3884
21 | 4899.1848 | -3343.8743 | -6877.1986 | 2716.7739 | 2605.1143
21 | 4915.3095 | -3913.9068 | -6359.933 | 2722.2119 | 2636.3184
21 | 4910.7303 | -4639.1069 | -6587.2907 | 3678.7638 | 2636.9034
21 | -5616.3661 | -3750.3129 | 662.477 | 5982.5582 | 2721.6438
21 | -5670.3489 | -3234.2408 | 1103.2032 | 5577.9623 | 2223.4241
21 | -5575.1298 | -3396.0669 | 306.1073 | 5963.2964 | 2701.7929
21 | 4942.3604 | -4092.8618 | -5581.0912 | 2422.3064 | 2309.2862
21 | -5749.2186 | -3980.2558 | 1786.6083 | 5644.8406 | 2298.0256
21 | -5770.4074 | -4033.272 | 1969.6918 | 5606.9551 | 2227.0326
21 | 4978.5108 | -828.7117 | -4018.0893 | -2664.2437 | 2532.5339
21 | 4972.8483 | -802.847 | -4151.9205 | -2696.3125 | 2678.2317
21 | 3715.589 | -725.4785 | -3198.316 | -2484.0601 | 2692.2656
21 | -3730.6495 | -338.0285 | 2832.6078 | -1135.3762 | 2371.4464
21 | -1899.6305 | -980.2339 | 404.8496 | -262.4926 | 2737.5074
21 | -4596.6909 | -479.37 | 3212.0476 | -567.9933 | 2432.0067
21 | -5429.9578 | -614.6282 | 3583.0031 | -24.2857 | 2485.8686
21 | -5458.5526 | -774.7841 | 3329.57 | 336.5516 | 2567.2151
21 | -5618.7221 | -1761.5578 | 2122.0222 | 2508.5793 | 2749.6784
21 | -5348.6682 | -822.6332 | 4695.0143 | -589.0359 | 2065.323
21 | -4840.14 | -392.9153 | 2898.7092 | -332.827 | 2667.173
21 | -5441.9191 | -556.7507 | 3388.0713 | 19.7582 | 2590.8402
21 | -5386.6702 | -588.2688 | 4017.749 | -521.405 | 2478.595
21 | -5338.1131 | -741.1133 | 4714.8187 | -817.7961 | 2182.2039
21 | -5297.339 | -1328.7828 | 5447.6996 | -910.7889 | 2089.2111
21 | -5292.2405 | -1431.5653 | 5548.752 | -912.4731 | 2087.5269
21 | -4919.5931 | -1690.8705 | 5557.4413 | -973.4888 | 2026.5112
21 | -5325.8349 | -645.0812 | 4738.8819 | -1083.7018 | 2315.736
21 | -5326.1287 | -617.6979 | 4704.7645 | -1119.4234 | 2358.4855
21 | -4694.6865 | -627.4403 | 3941.7037 | -809.7884 | 2190.2116
21 | -3347.1698 | -1054.4913 | 1324.3256 | 328.4147 | 2748.9209
21 | -3762.8754 | -598.5685 | 1854.3644 | -246.4602 | 2753.5398
21 | -2424.1328 | 143.6981 | 1366.5108 | -1830.3211 | 2744.2449
21 | -4161.049 | -202.2755 | 2335.5399 | -729.8699 | 2757.6546
21 | -3146.0732 | 35.5428 | 2241.9829 | -1894.2638 | 2762.8113
21 | -4947.3687 | -506.5281 | 4313.7792 | -1282.2002 | 2422.3178
21 | 4975.4585 | -943.2331 | -4071.5763 | -2644.5812 | 2683.9321
21 | 4977.8158 | -1011.6123 | -4007.4962 | -2614.6605 | 2655.9531
21 | 4979.245 | -1140.919 | -3976.7702 | -2496.7498 | 2635.194
21 | 4974.5438 | -1137.9857 | -4116.9055 | -2404.8792 | 2685.2267
21 | 4980.135 | -2016.3243 | -4025.688 | -1637.7166 | 2699.5938
21 | 4989.0135 | -2097.9578 | -3767.5968 | -1734.9885 | 2611.5296
21 | 4987.8565 | -2041.7812 | -3793.0267 | -1859.6942 | 2706.6456
21 | 4794.1359 | -2542.5056 | -2205.2556 | -2180.7688 | 2134.3941
21 | 2173.0114 | -2804.2424 | 331.0723 | -1578.3683 | 1878.527
21 | 714.6148 | -2870.5957 | 1847.9073 | -1594.0151 | 1902.0887
21 | 4918.1844 | -4909.7645 | -6370.5417 | 3713.7626 | 2648.3592
21 | 4843.7288 | -5515.7099 | -6821.4329 | 4855.3047 | 2638.1092
21 | -5498.054 | -5342.0353 | 78.4983 | 8039.7049 | 2721.8863
21 | 4722.0523 | -6709.9114 | -7438.0405 | 6799.751 | 2626.1486
21 | 4721.2368 | -7015.0025 | -7267.0208 | 6927.7407 | 2633.0458
21 | 2795.9136 | -6778.0566 | -6211.5591 | 7553.0378 | 2640.6644
21 | -5360.1747 | -6542.1132 | -712.1675 | 9906.6488 | 2707.8066
21 | 987.0721 | -2024.5997 | -1423.6612 | -269.4056 | 2730.5944
21 | 811.4813 | -2795.1782 | 1179.8834 | -1098.0932 | 1901.9068
21 | 504.8677 | -2813.2267 | 1774.3884 | -1233.0147 | 1766.9853
21 | 258.3263 | -2053.5649 | -692.5958 | -256.0828 | 2743.9172
21 | -573.8298 | -2039.5962 | -416.2163 | 287.1399 | 2742.5024
21 | -1254.586 | -1155.4553 | -57.2829 | -266.3379 | 2733.6621
21 | -2871.9196 | -1199.7065 | 2926.9565 | -927.6652 | 2072.3348
21 | -3585.0344 | -1209.4222 | 3550.9753 | -777.4609 | 2020.9422
21 | -5365.166 | -1228.3663 | 4733.7584 | -163.0628 | 2022.8366
21 | -5464.1924 | -1211.2822 | 3518.6064 | 689.1631 | 2467.7052
21 | -5674.3643 | -2355.2511 | 1847.1302 | 3435.5754 | 2746.9098
21 | -5742.7839 | -2905.3964 | 1439.6664 | 4470.8534 | 2737.6605
21 | -5747.1981 | -3197.4494 | 1524.3632 | 4675.9494 | 2744.3348
21 | -5766.9588 | -3890.2394 | 1903.5219 | 5464.6523 | 2289.0239
21 | -5343.9505 | -983.7662 | 4847.5436 | -518.2036 | 1998.3766
21 | -5336.0299 | -1247.5999 | 5098.7569 | -405.1436 | 1890.0166
21 | -3120.9745 | -1174.8167 | 1147.4598 | 400.4082 | 2747.9231
21 | 4964.6866 | -1142.9779 | -3869.1998 | -2553.5719 | 2601.063
21 | 4977.2802 | -976.8799 | -4019.1681 | -2667.1257 | 2685.8935
21 | 4998.222 | -2376.6338 | -3618.7837 | -1140.4678 | 2137.6634
21 | 5010.5166 | -3190.8221 | -3385.8007 | -259.0818 | 1825.188
21 | 5032.7451 | -4094.4603 | -3023.8065 | 1085.5217 | 1000
21 | 5038.7029 | -4351.031 | -2925.3037 | 1452.0324 | 785.5993
21 | 5026.9076 | -4366.9878 | -3243.0213 | 1583.1015 | 1000
21 | 4984.5858 | -4482.2718 | -4379.2652 | 2086.1298 | 1790.8214
21 | -5707.1334 | -4367.8305 | 2982.7276 | 5310.2311 | 1782.0052
21 | -5637.7852 | -4254.1227 | 4087.4035 | 4804.5045 | 1000
21 | 5048.4709 | -3394.4047 | -3460.5234 | 3265.8778 | -1459.4205
21 | 5028.5245 | -3449.4479 | -3958.8557 | 3379.7792 | -1000
21 | 4887.2385 | -3591.9129 | -7321.2256 | 3436.7652 | 2589.1348
21 | 5084.5782 | -5758.7794 | -2238.5395 | 3912.7407 | -1000
21 | 5087.0913 | -4455.7001 | -2344.0264 | 3449.6609 | -1737.0256
21 | 5059.0489 | 4826.3373 | -3800.4595 | -3173.4349 | -2911.4919
21 | 4826.7495 | 3880.6653 | -9679.1863 | -1317.1429 | 2288.9145
21 | 4970.2525 | 1213.5047 | -4368.1643 | -4250.83 | 2435.2371
21 | 4963.8989 | 1153.8016 | -4511.4743 | -4218.6563 | 2612.4301
21 | 4968.7091 | 1053.6029 | -4372.4458 | -4267.8313 | 2617.9652
22 | 5167.5996 | 6035.4059 | -4199.5621 | -2540.9411 | -4462.5023
22 | 5161.2037 | 5950.5956 | -4055.6551 | -2356.0745 | -4700.0697
22 | 4660.714 | 2561.0708 | -7058.4642 | 5105.7616 | -5269.0822
22 | 4611.9896 | -2179.1576 | -6198.8681 | 8057.0679 | -4291.0317
22 | 4727.6803 | -3162.4389 | -5043.2798 | 7223.5319 | -3745.4935
22 | 4753.718 | -3571.0113 | -4973.5821 | 7034.6893 | -3243.8139
22 | 4887.2386 | -4304.83 | -4258.8256 | 5664.7182 | -1988.3013
22 | 4778.3325 | -4644.8892 | -6591.2458 | 6457.8024 | 0
22 | 4604.4925 | -5079.5224 | -9542.0771 | 7482.457 | 2534.65
22 | 3612.9246 | -5112.8322 | -8913.8536 | 7871.7303 | 2542.0309
22 | -1294.3109 | -4380.9863 | 596.3187 | 7798.1859 | -2719.2074
22 | -983.0239 | -4369.0604 | 409.5838 | 7672.7034 | -2730.203
22 | 5051.1512 | -5328.9377 | -1800.1215 | 4488.6891 | -2410.781
22 | 4867.873 | -5308.1082 | -1711.9951 | 4576.3098 | -2424.0795
22 | 713.9044 | -4028.2875 | -1299.6654 | 7672.5699 | -3058.5213
22 | 4800.4509 | -3865.3461 | -4242.4053 | 6709.0452 | -3401.7448
22 | 4991.5793 | -6006.4334 | -1880.4043 | 5392.0724 | -2496.8139
22 | 5046.438 | -6000.9473 | -1501.5857 | 4787.8085 | -2331.7135
22 | 2550.6609 | -6181.3627 | -32.4109 | 5921.6547 | -2258.542
22 | 5049.6421 | -5320.6989 | -1807.4925 | 4504.3996 | -2425.8502
22 | 4530.1852 | -3795.3951 | -9365.8891 | 8631.099 | 0
22 | 4548.0572 | -3905.6399 | -9145.0276 | 8502.6104 | 0
22 | 4719.9768 | -3691.763 | -5724.9043 | 7275.0821 | -2578.3916
22 | 4636.0862 | -4279.8753 | -8129.5018 | 7773.291 | 0
22 | 4521.9126 | -4849.9402 | -10413.6049 | 8257.8541 | 2483.7783
22 | -1378.5117 | -4315.2741 | 267.9083 | 8103.7558 | -2677.8783
22 | -1475.9568 | -4305.1797 | 497.8011 | 8076.6765 | -2793.3412
22 | -2478.7019 | -4676.1753 | 1604.9566 | 8117.163 | -2567.2423
22 | -2643.6432 | -5330.1465 | 2476.858 | 7772.8333 | -2275.9016
22 | 4629.1126 | -4492.2552 | -8066.8401 | 7929.9828 | 0
22 | 4508.0947 | -5267.7533 | -10292.8689 | 8566.1787 | 2486.3489
22 | 5088.347 | -2492.4579 | -2416.3788 | 2740.5656 | -2920.0759
22 | 4715.7853 | -2220.2169 | -304.4154 | 136.9101 | -2328.0631
22 | 4648.6474 | -2214.1806 | -139.1169 | -9.5178 | -2285.8321
22 | 4712.2564 | -2387.5349 | -252.5282 | 221.7277 | -2293.921
22 | 5061.5932 | -5195.039 | -1753.8828 | 4307.7033 | -2420.3746
22 | 4927.3347 | 5261.5048 | -9389.3931 | -799.4465 | 0
22 | 4677.2332 | 3618.9456 | -11114.9975 | 2818.8187 | 0
22 | 4623.4022 | 2737.4169 | -9167.0244 | 4736.5515 | -2930.3461
22 | 2541.1313 | 2738.1659 | -5500.5986 | 5359.6171 | -5138.3157
22 | 4531.4304 | -3614.406 | -9431.3593 | 8514.335 | 0
22 | 4526.942 | -3832.8918 | -9438.1191 | 8644.6774 | 99.3916
22 | 4524.8208 | -3930.1015 | -9526.0026 | 8641.2498 | 290.0336
22 | -1908.2624 | -4473.2398 | -1109.4271 | 8812.5063 | -1321.577
22 | -4593.3748 | -4401.0723 | 2682.8203 | 8894.7187 | -2583.0919
22 | 4505.8951 | -4777.1148 | -10594.0535 | 8392.6271 | 2472.6461
22 | 3621.7404 | -4950.267 | -9564.6198 | 8387.1373 | 2506.0091
22 | 3160.8968 | -4950.8765 | -8912.1791 | 8410.6914 | 2291.4674
22 | 3382.771 | -4989.8497 | -9287.7545 | 8380.0532 | 2514.78
22 | 2234.0466 | -5119.7087 | -7968.3341 | 8299.1178 | 2554.8784
22 | -4682.8103 | -4415.3936 | 2777.6087 | 8885.3755 | -2564.7805
22 | -5693.8351 | -4181.8582 | 3808.1383 | 8497.5029 | -2429.9479
22 | -3526.1488 | -3882.5599 | -1710.6897 | 6427.9372 | 2691.4612
22 | -5478.6754 | -3596.1164 | 960.2584 | 6275.6599 | 1838.8736
22 | -5431.223 | -3238.6315 | 314.3366 | 5626.902 | 2728.6159
22 | 1395.7804 | -5588.5767 | -6816.1652 | 8414.0071 | 2594.9544
22 | -982.037 | -6625.382 | -3657.0504 | 8564.9623 | 2699.5072
22 | -947.3445 | -6841.4095 | -3557.8147 | 8642.3744 | 2704.1943
22 | -2492.6067 | -6971.2033 | -1508.216 | 8682.1288 | 2289.8972
22 | -2816.6521 | -7020.333 | -1062.2003 | 8687.7863 | 2211.399
22 | -5526.3855 | -5508.6742 | 1520.4192 | 7240.6407 | 2273.9999
22 | -4500.1237 | -4750.2234 | -251.8206 | 6754.0915 | 2748.0762
22 | -5200.4606 | -4899.3296 | 737.7341 | 6799.687 | 2562.3691
22 | -5487.6643 | -4765.2581 | 1028.8858 | 6655.1967 | 2568.8399
22 | -5525.9934 | -5501.2472 | 1515.4836 | 7234.9067 | 2276.8503
22 | -5497.2986 | -4944.0683 | 1154.8457 | 6811.6671 | 2474.854
22 | -5465.0859 | -4314.7795 | 735.2263 | 6281.178 | 2763.461
22 | 4507.425 | -5262.5613 | -10301.6483 | 8570.9556 | 2485.829
22 | 4471.0985 | -5272.0013 | -10257.9443 | 8571.5839 | 2487.2632
22 | -938.2407 | -5136.0901 | -2825.2753 | 8747.0913 | 152.5147
22 | -2350.9151 | -5596.6368 | -1100.8883 | 8762.3842 | 286.056
22 | -4748.6169 | -4466.8138 | 2864.0989 | 8895.5506 | -2544.2187
22 | -5714.2024 | -4935.1849 | 4049.7964 | 8892.7228 | -2293.1318
22 | -5747.1958 | -5131.1504 | 4300.1832 | 8784.8159 | -2206.6529
22 | -5850.6706 | -6131.471 | 5009.742 | 8390.7626 | -1418.363
22 | 1306.9762 | -2445.9257 | -3675.4577 | 8789.9599 | -3975.5527
22 | 4519.0551 | -5619.5947 | -9911.1604 | 8519.6058 | 2492.0942
22 | 4795.1953 | 4921.711 | -11643.8364 | -26.8208 | 1953.7509
22 | 2881.0661 | 4835.1647 | -10507.7132 | 734.1106 | 2057.3718
22 | -5471.3687 | 5617.9921 | 2559.7638 | 1551.1705 | -4257.5577
22 | -5673.0077 | 5572.7327 | 2774.8167 | 1539.3642 | -4213.9058
22 | -5446.0002 | 3969.4466 | -56.3451 | 739.6597 | 793.2389
22 | -5384.2702 | 1760.9289 | -687.7414 | 1754.664 | 2556.4188
22 | -5440.6086 | 2352.1312 | -271.6615 | 829.8664 | 2530.2726
22 | -5768.0671 | 5332.5622 | 3424.7876 | 991.069 | -3980.3517
22 | 1562.784 | 4571.3282 | -9051.5537 | 672.6805 | 2244.7611
22 | -1193.984 | 4114.6993 | -5857.6155 | 590.9576 | 2345.9427
22 | -5082.7978 | 3925.9747 | -639.3395 | 699.4953 | 1096.6674
22 | -5473.6645 | 3948.3227 | 161.4658 | 627.3467 | 736.5292
22 | -3672.9311 | 3541.1993 | -2954.6312 | 643.8727 | 2442.4903
22 | -3742.6584 | 1603.8147 | 846.9638 | -1385.0374 | 2676.9172
22 | -5267.1867 | 228.5333 | 4182.4477 | -1949.5237 | 2805.7293
22 | -4166.7329 | 3253.6666 | -2181.6882 | 629.7958 | 2464.9588
22 | 1277.6183 | 3888.5545 | -8321.6012 | 883.1202 | 2272.3083
22 | 4687.3426 | 4200.7828 | -12355.9425 | 1560.6801 | 1907.137
22 | 4618.6176 | 806.9337 | -11781.2267 | 4077.2291 | 2278.4463
22 | 5134.686 | 6071.1353 | -3919.9332 | -2608.1406 | -4677.7475
22 | 5160.4536 | 5960.8475 | -4023.9891 | -2377.9643 | -4719.3477
22 | 5136.1485 | 5816.0335 | -4123.131 | -2058.2882 | -4770.7628
22 | 4961.2432 | 5231.43 | -7765.2834 | -744.7433 | -1682.6464
22 | 4870.0396 | 4936.1648 | -9725.7513 | -80.4531 | 0
22 | 4744.3254 | 4610.7736 | -11862.9388 | 659.1765 | 1848.6633
22 | 4000.8556 | 4574.9642 | -11423.4276 | 959.4634 | 1888.1443
22 | 560.3129 | 4894.8331 | -6026.6876 | 1301.6234 | -730.0817
22 | -4516.3296 | 5397.8189 | 1769.3762 | 1739.6038 | -4390.4693
22 | -5731.014 | 4554.7772 | 3364.3915 | 1842.4267 | -4030.5814
22 | -5724.9792 | 4222.0655 | 3261.9275 | 1841.2262 | -3600.24
22 | 1460.6855 | 3313.7475 | -8118.3082 | 1110.2815 | 2233.5937
22 | 304.1042 | 2777.1557 | -6596.3472 | 1181.5119 | 2333.5754
22 | 1380.0077 | 2857.0422 | -7353.548 | 794.9017 | 2321.5964
22 | 1094.5066 | 2486.3484 | -7409.9568 | 1510.4999 | 2318.6018
22 | 4703.0842 | 4337.278 | -12126.504 | 1261.5179 | 1824.6239
22 | 4701.7062 | 4224.6708 | -11863.8086 | 1504.8411 | 1432.5906
22 | 4680.4332 | 2054.1459 | -11280.95 | 2594.7602 | 1951.6107
22 | 4831.6836 | 4687.7155 | -9986.3934 | 466.9943 | 0
22 | 4692.8957 | 3775.4547 | -10944.8579 | 2476.5075 | 0
22 | 4645.2336 | 3008.37 | -9319.0601 | 4145.5176 | -2480.061
22 | 2209.232 | 2968.6745 | -5012.7827 | 4961.9468 | -5127.0706
22 | 4663.3841 | 960.8605 | -9840.154 | 4215.9094 | 0
22 | 4685.1398 | 2758.4073 | -6836.6324 | 4672.7509 | -5279.6656
22 | 5155.2605 | 5575.5233 | -3874.1999 | -2180.3411 | -4676.2427
22 | 5160.9217 | 5137.6577 | -3979.9831 | -2190.6255 | -4127.9708
22 | 5180.9952 | 3985.5882 | -4381.9158 | -2322.8648 | -2461.8028
22 | 5218.3443 | 3222.1865 | -5222.2714 | -2898.9438 | -319.3157
22 | 5222.9471 | 3035.971 | -5325.8344 | -2933.0837 | 0
22 | 5101.0353 | -6127.7351 | -2582.8182 | 3609.518 | 0
22 | 5074.1264 | -6484.5509 | -1977.3689 | 4387.2934 | -999.5
22 | 5069.7075 | -6526.7232 | -1893.9753 | 4479.5907 | -1128.5997
22 | 5034.6776 | -6441.7271 | -1642.2172 | 4306.7508 | -1257.4841
22 | 5101.2201 | -6141.4323 | -2598.7971 | 3639.0093 | 0
22 | 5077.4832 | -6449.5279 | -2059.8426 | 4310.7366 | -878.8493
22 | 5029.8474 | -6603.7454 | -3083.7986 | 4657.6966 | 0
22 | 5002.0956 | -6367.2075 | -1420.0354 | 4155.7761 | -1370.6289
22 | 1990.6418 | -6470.035 | 652.6095 | 5281.0258 | -1454.2421
22 | 5236.0185 | 1495.9071 | -5980.3107 | -3274.2095 | 2522.5946
22 | 5221.3468 | 3004.1506 | -5308.7853 | -2916.7121 | 0
22 | 4779.1406 | 3667.2696 | -1513.7975 | -3824.268 | -3108.3446
22 | 5147.6592 | 1212.2652 | -5367.2275 | -3550.4758 | 2557.779
22 | 5036.0819 | -3204.2525 | -3773.7628 | -801.288 | 2743.2213
22 | 4982.9594 | -3811.7722 | -3138.77 | -313.0632 | 2280.646
22 | 5150.2348 | -4675.9751 | -4010.7198 | 1290.0618 | 2246.3983
22 | 4906.723 | -4580.9869 | -2235.9767 | 331.2549 | 1578.9857
22 | 5132.7548 | -5456.4511 | -3541.2169 | 2151.9466 | 1712.9665
22 | 4753.0797 | -4830.6662 | -524.0954 | 915.9417 | -314.2598
22 | 4894.6323 | -4642.2281 | -2094.748 | 466.988 | 1375.3558
22 | 5129.2624 | -5552.4027 | -3448.7092 | 2359.9757 | 1511.8738
22 | 5042.2577 | -6102.3964 | -4104.0703 | 3572.4921 | 1591.717
22 | -5772.0281 | -6071.9519 | 3630.9412 | 6751.1046 | 1461.9342
22 | 4904.6719 | -6927.7422 | -5211.8271 | 5394.1565 | 1840.7408
22 | 4890.8691 | -4652.5562 | -2052.1591 | 490.3961 | 1323.45
22 | 5128.2634 | -5575.9763 | -3419.9583 | 2411.127 | 1456.5442
22 | 5119.2874 | -5767.6436 | -3149.7578 | 2827.2735 | 970.8406
22 | 4748.7949 | -5143.7593 | -227.0332 | 1592.6138 | -970.6162
22 | 1950.3001 | -5147.1366 | 1775.2527 | 2439.4474 | -1017.8637
22 | -5606.3444 | -5351.0468 | 6352.7497 | 5146.3043 | -541.6628
22 | 5070.5682 | -5941.2055 | -3853.4647 | 3216.287 | 1507.8149
22 | -5774.5975 | -5983.6783 | 3781.0227 | 6561.4568 | 1415.7963
22 | -5782.8557 | -6030.3273 | 3708.5432 | 6664.5627 | 1440.077
22 | 4716.0337 | -4950.1944 | -102.0377 | 1184.8949 | -848.6965
22 | 4264.1598 | -3754.5546 | -441.3372 | -1258.7088 | 1190.4408
22 | -4839.65 | -3219.5058 | 6708.631 | 318.2576 | 1032.2672
22 | -5356.0748 | -3386.7545 | 6857.5491 | 833.9643 | 1051.3158
22 | -5376.4513 | -3769.8234 | 7540.5372 | 1666.4116 | -60.6741
22 | -5406.9309 | -4000.9323 | 7452.7212 | 2174.0904 | -218.9484
22 | 4098.72 | -3857.028 | 913.4533 | -988.0271 | -167.1183
22 | 1379.7197 | -3688.0936 | 2949.1977 | -536.7425 | -104.0813
22 | -298.3475 | -4643.3566 | 3649.8116 | 2027.3164 | -735.4238
22 | -4326.1026 | -3316.4385 | 7034.0185 | 373.2909 | 235.2316
22 | -4673.7163 | -3120.3883 | 7553.5296 | 436.0173 | -195.4423
22 | 4264.3496 | -3740.9598 | -470.8607 | -1288.0916 | 1235.5625
22 | 5167.4925 | -3860.7277 | -4467.872 | 432.7455 | 2728.3616
22 | 5148.9912 | 3742.6388 | -3661.8265 | -1470.3914 | -3759.4121
22 | 5133.3026 | 3499.5653 | -3308.8318 | -1002.9099 | -4321.1262
22 | 5051.749 | -5951.3325 | -1473.8757 | 4702.1144 | -2328.6551
22 | 5054.1618 | -6076.482 | -1528.1649 | 4695.2308 | -2144.7458
22 | 5051.7295 | -5954.067 | -1473.511 | 4703.8426 | -2327.9941
22 | 5052.7287 | 3877.8433 | -2898.1769 | -1776.7405 | -4255.6546
22 | 5188.9811 | 3428.834 | -4609.2171 | -2374.3441 | -1634.2539
22 | 5217.4704 | 2846.5238 | -5250.2265 | -2813.7677 | 0
22 | 5098.2336 | -6116.1052 | -2567.3996 | 3585.2712 | 0
22 | 5079.9822 | -6358.1216 | -2156.7434 | 4112.8105 | -677.9277
22 | 5033.8263 | -6697.3413 | -2316.6757 | 4858.4027 | -878.212
22 | 4986.5426 | -6849.6436 | -3338.0246 | 5201.1255 | 0
22 | 746.7113 | -6826.6135 | 679.147 | 6423.3958 | -1022.6405
22 | -4982.6768 | -6748.6414 | 4825.465 | 7974.0152 | -1068.162
22 | -5816.5948 | -6741.1131 | 5401.8365 | 8207.951 | -1052.0796
22 | -5844.1122 | -6816.4846 | 4883.9034 | 8378.7933 | -602.0999
22 | -1430.7283 | -6716.3921 | 2665.2622 | 6838.8643 | -1357.0061
22 | -4811.6588 | -6721.5155 | 4851.6626 | 7864.1954 | -1182.6836
22 | -5810.1676 | -6722.4251 | 5491.8108 | 8165.7102 | -1124.9282
22 | 5221.2773 | 2679.177 | -5400.6674 | -2953.286 | 453.4991
22 | 4823.7266 | 3082.0495 | -2043.8967 | -3790.8546 | -2071.0248
22 | 4414.4677 | 3272.107 | -90.8543 | -4201.4244 | -3394.2959
22 | -5292.8933 | 2044.6812 | 7877.0739 | -2410.0739 | -2218.7879
22 | -5578.3321 | 1153.639 | 2393.727 | -638.7241 | 2669.6902
22 | -5237.2499 | 1634.8056 | 8353.8612 | -2759.6614 | -1991.7555
22 | -5322.8534 | -380.8447 | 8129.0656 | -644.3841 | -1780.9833
22 | -5644.0964 | -4085.3124 | 6543.5028 | 4992.7813 | -1806.8753
22 | -5769.151 | -5126.6803 | 5849.2352 | 6948.3592 | -1901.7631
22 | -5660.7627 | -4305.8706 | 6448.8904 | 5293.2485 | -1775.5056
22 | -5309.8462 | -1021.3472 | 8284.2107 | -359.5318 | -1593.4855
22 | -5309.6834 | -1046.6097 | 8288.1368 | -344.7727 | -1587.0711
22 | -5306.9601 | -1016.1 | 8299.8032 | -390.6916 | -1586.0515
22 | -5310.4711 | -1110.2412 | 8277.7648 | -304.0455 | -1553.007
22 | -5314.3125 | -1345.3891 | 8235.519 | -142.9045 | -1432.9129
22 | 3730.9053 | 2111.8857 | 1815.862 | -4949.228 | -2709.425
22 | -5094.0861 | 1603.3012 | 8298.5157 | -2826.4543 | -1981.2765
22 | -5242.7878 | 1416.045 | 8043.047 | -2726.7722 | -1489.5319
22 | -5283.2502 | 749.9814 | 6718.083 | -2479.6335 | 294.8193
22 | -5353.2015 | -125.4791 | 4707.5661 | -2050.356 | 2821.4705
22 | -5293.199 | -175.6033 | 6553.9013 | -1957.1618 | 872.0628
22 | -5231.1016 | 1606.0007 | 8392.1879 | -2800.4393 | -1966.6477
22 | -5228.8006 | 1636.8684 | 8370.261 | -2821.1323 | -1957.1965
22 | -5228.7699 | 1064.149 | 8474.5701 | -2475.927 | -1834.0223
22 | -5014.9188 | 634.7547 | 8394.2685 | -2261.5228 | -1752.5817
22 | -4448.3058 | -1325.2591 | 7013.4047 | -1343.073 | 103.2332
22 | -5188.6212 | -786.027 | 8447.5168 | -1221.0475 | -1251.8212
22 | -5199.2846 | -227.8312 | 8568.9324 | -1579.2374 | -1562.5792
22 | -5199.8247 | -541.031 | 8512.5739 | -1374.0772 | -1397.6411
22 | -5237.553 | -220.6124 | 8589.2567 | -1568.6339 | -1562.4573
22 | -5241.9915 | -535.79 | 8534.4781 | -1360.618 | -1396.0784
22 | -5246.034 | -791.9546 | 8474.1641 | -1194.3239 | -1241.8515
22 | 4371.9138 | 118.9291 | -2798.0624 | -4377.3563 | 2684.5757
22 | -4020.3341 | -153.4504 | 3797.9041 | -2434.2415 | 2810.1219
22 | 4319.6998 | -2063.0587 | -2018.9988 | -3013.5026 | 2775.8604
22 | 4218.8107 | -2908.5459 | -1093.4287 | -2406.1148 | 2189.2787
22 | 113.9644 | -2941.0179 | 2450.8119 | -1479.3444 | 1855.586
22 | -881.5283 | -3008.9759 | 3385.9254 | -1211.247 | 1715.8259
22 | -3122.0647 | -2942.833 | 5234.865 | -763.6946 | 1593.7274
22 | -3240.2897 | -2862.2018 | 5242.3965 | -794.9518 | 1655.0468
22 | -4913.8857 | -1620.1399 | 5441.3833 | -1285.8906 | 2378.5329
22 | -4534.19 | -2090.1608 | 5714.131 | -1029.7892 | 1940.0089
22 | -3268.4775 | -2859.4361 | 5276.4074 | -789.2629 | 1640.769
22 | 4178.8715 | -3161.5688 | -741.0711 | -2214.8098 | 1938.5782
22 | 4208.6741 | -2904.5539 | -1047.7599 | -2402.1294 | 2145.7691
22 | 148.1305 | -2939.155 | 2435.75 | -1486.3947 | 1841.6691
22 | -4346.0048 | -995.2519 | 4335.2385 | -1843.4799 | 2849.4981
22 | -5347.2997 | -968.8837 | 5016.619 | -1558.2282 | 2857.7926
22 | -5333.6291 | -1409.4921 | 5502.5125 | -1289.783 | 2530.3916
22 | -5318.7868 | -2066.7969 | 6263.1559 | -702.3178 | 1824.7455
22 | 4514.6986 | -2565.0078 | -2422.2499 | -2300.5897 | 2773.1487
22 | 4322.0059 | -2901.5839 | -1483.6674 | -2269.6267 | 2332.8721
22 | -1116.4268 | -2922.5722 | 2132.4011 | -468.9022 | 2375.5
22 | -5479.6911 | -3125.8298 | 4869.6042 | 1333.3157 | 2402.6011
22 | -5755.8065 | -5245.6361 | 3189.5372 | 5487.8293 | 2324.0762
22 | -5414.962 | -3186.8632 | 5750.7047 | 881.9922 | 1969.1282
22 | -4006.8829 | -2859.8155 | 3875.9244 | 495.387 | 2495.387
22 | -5470.0269 | -2843.7651 | 4764.0458 | 1001.7883 | 2547.9578
22 | -5398.4127 | -2832.7545 | 5674.9127 | 431.2151 | 2125.0394
22 | -5327.5227 | -2765.1387 | 6700.8057 | 36.5613 | 1355.2945
22 | -5003.8366 | -2598.9963 | 3900.093 | 851.3699 | 2851.3699
22 | -5498.7553 | -2604.3302 | 4225.5303 | 1022.1928 | 2855.3623
22 | -5733.4574 | -4359.738 | 2760.7138 | 4511.9938 | 2820.4878
22 | -5488.9191 | -2499.6024 | 4277.3626 | 855.5794 | 2855.5794
22 | -5389.1345 | -2629.1614 | 5649.4007 | 184.4476 | 2184.4476
22 | -4555.9077 | -2837.7789 | 5504.74 | -55.5267 | 1944.4733
22 | 3726.9411 | 241.2108 | 2168.2779 | -3819.8801 | -2316.5497
22 | 2746.3026 | 243.472 | 2877.6518 | -3619.4539 | -2247.9725
22 | -4239.8515 | 608.7839 | 7866.0431 | -2402.266 | -1832.7095
22 | -2893.3687 | -2968.7959 | 5339.6192 | -765.831 | 1288.3764
22 | -4317.5934 | 18.5068 | 8010.9186 | -2032.5602 | -1679.2718
22 | -3634.6752 | -1821.3091 | 6729.5186 | -1187.8351 | -85.6991
22 | -4409.9995 | -1279.1988 | 7928.7793 | -1127.81 | -1111.771
22 | -4459.9441 | -473.6502 | 8133.3503 | -1631.6902 | -1568.0657
22 | -5248.542 | -1003.0745 | 8278.4813 | -441.3356 | -1585.5293
22 | -4455.3758 | -737.1276 | 8083.2819 | -1460.5498 | -1430.2287
22 | 1360.7925 | -3127.2158 | 2330.5527 | -1541.1887 | 977.0594
22 | -3514.8204 | -4963.704 | 4649.0082 | 5772.2306 | -1942.7143
22 | -4936.0115 | -4423.6252 | 5890.9581 | 5321.2853 | -1852.6068
22 | 2759.1291 | 28.2077 | 2900.7593 | -3493.0929 | -2195.0031
22 | -369.3132 | -101.8237 | 5178.7397 | -2772.0762 | -1935.5266
22 | -1905.4146 | -1951.9508 | 5455.171 | -1470.0521 | -127.7535
22 | -760.6968 | -1015.5681 | 5497.373 | -2001.0922 | -1720.0158
22 | -1825.9081 | -873.5434 | 6256.9858 | -1884.1529 | -1673.3814
22 | -1029.9504 | -1417.7831 | 5589.5463 | -1695.4985 | -1446.3144
22 | 1609.8232 | -2758.8647 | 2446.2736 | -1774.4358 | 477.2038
22 | 2531.9438 | -1495.112 | 3122.9403 | -2292.3816 | -1867.3905
22 | 2440.9538 | -1801.9203 | 3114.6047 | -2080.0308 | -1673.6075
22 | 4012.3682 | -2928.7529 | 506.4023 | -2191.9728 | 601.9552
22 | 3884.2465 | -3216.0388 | 467.0203 | -2012.7779 | 877.5499
22 | 4043.7317 | -3219.3362 | 313.8596 | -2047.833 | 909.578
22 | 4040.9302 | -3236.586 | 344.224 | -2031.3252 | 882.757
22 | 3722.3454 | 103.7732 | 2192.2838 | -3736.573 | -2281.8295
22 | 3793.8886 | -1665.4987 | 2204.5963 | -2406.7988 | -1926.1875
22 | 3810.273 | -1903.9124 | 2137.4886 | -2257.2034 | -1786.6457
22 | 3712.7643 | 2155.7688 | 1799.6059 | -4974.3042 | -2693.8348
22 | -4524.3318 | 1702.9121 | 7836.0192 | -3007.2592 | -2007.3403
22 | 4345.5289 | 184.0809 | -2806.1463 | -4412.8858 | 2689.4222
22 | -922.9524 | 27.0628 | 1328.5639 | -3201.8545 | 2769.1801
22 | -3067.3974 | 770.1424 | 4677.4283 | -2995.4975 | 615.3243
22 | -2295.4248 | -31.5211 | 2413.4014 | -2875.2206 | 2788.7652
22 | 3706.0353 | 1863.1052 | 1852.0642 | -4797.1453 | -2624.0595
22 | 1443.6783 | 1618.0576 | 3529.6142 | -4184.4135 | -2406.9366
22 | -4316.0515 | 1517.828 | 7715.3413 | -2938.958 | -1978.1598
22 | 4128.5142 | -328.1083 | -1213.3597 | -3911.5217 | 1324.4755
22 | 4309.2802 | -552.9952 | -2532.8697 | -3948.7166 | 2725.3013
22 | 4302.7706 | -1687.5154 | -2139.0075 | -3243.4197 | 2767.1719
22 | -1001.6127 | -864.9526 | 1690.5932 | -2632.2788 | 2808.2508
22 | -2408.0426 | -788.5284 | 2756.2275 | -2382.1499 | 2822.4933
22 | -2554.1433 | -1081.0895 | 3191.0852 | -2145.3377 | 2589.4853
22 | -2708.8046 | -360.5523 | 2536.8134 | -2274.5946 | 2807.1383
22 | 1222.1895 | -483.2221 | -163.9329 | -3339.3044 | 2764.2699
22 | 734.6752 | -139.9601 | 1986.9336 | -3240.7928 | 659.1441
22 | 454.2493 | -53.6291 | 2338.4536 | -3217.0164 | 477.9426
22 | 327.6063 | -190.0814 | 2407.1148 | -3113.9848 | 569.3451
22 | -3846.8311 | 1175.0353 | 6969.1423 | -2880.5931 | -1416.7535
22 | -3447.4973 | -773.3243 | 5819.9947 | -1922.3159 | 323.1429
22 | 3792.992 | 1659.5922 | 1382.5678 | -4268.3891 | -2566.763
22 | 3800.7886 | -1569.4413 | 2139.4217 | -2427.5178 | -1943.2511
22 | 3078.156 | 1593.5875 | 1934.3501 | -4104.4135 | -2501.6802
22 | -319.6905 | -910.9235 | 5074.6119 | -2075.0924 | -1768.9055
22 | -2221.2103 | -580.3671 | 6379.5778 | -1878.401 | -1699.5994
22 | 5124.9844 | 1075.1244 | -5194.0113 | -3567.0341 | 2560.9366
22 | 5010.8511 | -3442.5652 | -3564.044 | -754.8688 | 2750.6269
22 | 4957.2462 | -4055.6025 | -2923.2842 | -262.2099 | 2283.8504
22 | 5142.773 | -5014.0987 | -3890.3724 | 1515.8321 | 2245.866
22 | 4916.4768 | -4466.9596 | -2440.4925 | 82.3555 | 1908.6198
22 | 5135.9855 | -5317.1582 | -3708.064 | 1850.5028 | 2038.7339
22 | 4968.8692 | -6372.3291 | -4968.8605 | 4176.7919 | 2195.5284
22 | 4831.3786 | -7248.6447 | -5985.2926 | 6108.3771 | 2294.1816
22 | 968.7576 | -7385.4343 | -3428.092 | 7562.2381 | 2282.5306
22 | -3090.2081 | -7329.7467 | -487.4625 | 8659.8018 | 2247.6156
22 | -3477.496 | -7208.6703 | -59.7667 | 8514.8089 | 2231.124
22 | -5597.4729 | -6555.2779 | 2301.0941 | 7741.3413 | 2110.3154
22 | -5586.3887 | -6312.6259 | 2137.783 | 7479.143 | 2282.0886
22 | -5679.3027 | -7010.5773 | 3402.3697 | 8748.036 | 539.4742
22 | -3160.7919 | -7321.5716 | -404.2755 | 8663.3421 | 2223.297
22 | -4215.7829 | -7198.4701 | 878.6934 | 8714.2919 | 1821.2677
22 | -5598.9343 | -6805.2491 | 2436.703 | 8281.0034 | 1686.477
22 | -5643.1391 | -7022.6336 | 3017.9198 | 8763.1943 | 884.6586
22 | 4854.7877 | -7143.5349 | -5747.6806 | 5874.6176 | 2161.8101
22 | 92.1233 | -7348.752 | -2683.3401 | 7746.0994 | 2193.8693
22 | -2637.8619 | -7222.5308 | -278.5853 | 8292.8178 | 1846.1602
22 | -2920.3928 | -6708.9716 | 3539.2385 | 7269.7567 | -1179.6308
22 | -5807.2443 | -6707.6659 | 5353.6699 | 8132.9955 | -971.7551
22 | -5838.2326 | -6792.568 | 4771.0878 | 8325.4379 | -465.7251
22 | -2522.8047 | -7028.6745 | -1260.0088 | 8602.5772 | 2208.9107
22 | 4786.379 | -4678.3762 | -990.9526 | 577.4406 | 305.5092
22 | 4162.5696 | -3389.9651 | -496.6224 | -2014.7034 | 1738.7212
22 | -1573.6813 | -3054.9638 | 4017.9301 | -1016.4737 | 1627.1886
22 | -3701.2937 | -3157.1165 | 5396.396 | -157.832 | 1619.8462
22 | -5440.3501 | -3722.1901 | 5893.492 | 1582.8294 | 1686.2187
22 | -5769.9182 | -5762.3777 | 3460.3055 | 6082.676 | 1989.3144
22 | -5466.1635 | -4125.7121 | 6510.6829 | 2461.028 | 620.1647
22 | -3095.076 | -2967.4629 | 5234.4185 | -748.8072 | 1576.9276
22 | -4693.114 | -3221.8902 | 6580.0988 | 279.4403 | 1055.4652
22 | -4873.0435 | -3230.5351 | 6696.8602 | 352.0673 | 1054.6511
22 | -5357.0219 | -3387.2715 | 6836.8457 | 835.3636 | 1072.084
22 | -5782.466 | -6023.8758 | 3701.0669 | 6650.5291 | 1454.7459
22 | -4825.3462 | -3215.0591 | 6685.9817 | 304.3741 | 1050.0494
22 | 4069.2684 | -3430.7838 | 232.2024 | -1898.6611 | 1027.9742
22 | 1286.5522 | -3261.1233 | 2321.0082 | -1429.8283 | 1083.3911
22 | -2890.1035 | -2997.1794 | 5324.4773 | -746.1963 | 1309.0019
22 | 5160.2422 | -4188.8633 | -4353.1254 | 648.0125 | 2733.734
22 | 4763.7981 | -7207.1047 | -6876.4658 | 6646.0602 | 2673.7122
22 | 2664.7088 | -7278.8689 | -5541.5871 | 7466.1333 | 2689.6139
22 | 5095.7206 | 2321.196 | -7585.5004 | -2242.3945 | 2410.9783
22 | 5231.9767 | 1418.5799 | -5936.3796 | -3232.5096 | 2518.3326
22 | 5099.4674 | 3149.3275 | -6526.3142 | -1722.4807 | 0
22 | 4950.0306 | 2775.7069 | -9062.9165 | -841.6642 | 2178.8432
22 | 1871.5174 | 2649.179 | -7277.4574 | 418.4585 | 2338.3026
22 | -144.7357 | 2581.4469 | -6000.0285 | 1210.0064 | 2353.3109
22 | -5686.5045 | 3122.8015 | 2704.4927 | 1762.9088 | -1903.6984
22 | -5484.6202 | 1696.9527 | 186.6585 | 1051.7084 | 2549.3006
22 | 5072.2645 | 2386.4067 | -7833.0496 | -2022.1503 | 2396.5287
22 | 5141.4882 | 3068.3046 | -3540.6268 | -1109.2999 | -3559.866
22 | 5123.461 | 2788.999 | -3135.0154 | -572.1364 | -4205.3082
22 | 5055.4906 | -5087.7947 | -1605.6823 | 4182.6816 | -2544.6952
22 | 4739.5125 | 114.9995 | -5419.3465 | 5189.3786 | -4624.5441
22 | 4701.6193 | -3571.5051 | -4750.8334 | 7484.6276 | -3863.9083
22 | 4978.0423 | -5920.8875 | -1989.7528 | 5493.036 | -2560.4379
22 | 4986.3898 | -6186.3593 | -2104.1299 | 5431.6013 | -2127.5019
22 | 4878.5118 | -6572.4292 | -4506.2728 | 6200.1902 | 0
22 | 4709.1729 | -7055.2398 | -7452.9672 | 7158.9728 | 2640.0613
22 | -1541.6762 | -6139.7689 | 2602.9361 | 7188.9552 | -2110.4462
22 | -5022.2708 | -6529.8309 | 4943.2313 | 8033.4062 | -1424.5358
22 | 4627.9575 | -5026.8645 | -7602.6135 | 8001.5204 | 0
22 | 4546.0071 | -5974.3627 | -9427.7788 | 8344.6293 | 2511.5053
22 | 4865.1377 | 2092.5106 | -8349.7379 | 1392.0895 | 0
22 | 4667.8506 | 771.4401 | -9700.0685 | 4260.7777 | 0
22 | 4683.5077 | 1547.4007 | -11016.5541 | 2797.5961 | 1988.0496
22 | 4674.5733 | 1486.3335 | -11075.0717 | 2929.7926 | 1984.3723
22 | 4662.2404 | 799.0665 | -9876.7635 | 4222.3342 | 193.1225
22 | 247.9517 | 518.8706 | -2123.0728 | 5709.5665 | -4353.3161
22 | -5778.5097 | 2780.994 | 3929.4203 | 2776.5063 | -3708.4108
22 | 4560.9327 | -4132.4025 | -10029.3393 | 7164.3078 | 2436.5014
22 | 3798.3878 | -6012.7315 | -8812.8723 | 8502.8255 | 2524.3905
22 | -832.1628 | -4018.1709 | -525.7361 | 8711.7526 | -3335.6828
22 | -5796.5392 | -5663.1719 | 4823.9262 | 8799.8935 | -2164.1086
22 | -5858.0127 | -5977.7624 | 5258.8785 | 8561.5222 | -1984.6257
22 | -5865.6878 | -6067.3598 | 5297.8851 | 8518.674 | -1883.5115
22 | -5822.0955 | -6587.95 | 5468.9999 | 8243.3362 | -1302.2906
22 | -1338.0722 | -7201.0423 | -2797.793 | 8612.4674 | 2724.4402
22 | -5551.8508 | -5461.7964 | 1621.5097 | 6596.272 | 2795.8655
22 | 4517.1632 | 1543.8781 | -10914.3391 | 2856.075 | 1997.2229
22 | -5756.9248 | 2931.0923 | 3636.5838 | 2490.1024 | -3300.8537
22 | 1148.9985 | 2303.5845 | -7405.4893 | 1630.2717 | 2322.6345
22 | 4604.9139 | -1953.6594 | -10492.5419 | 5480.5574 | 2360.7299
22 | 5030.8769 | 3223.6624 | -2663.1489 | -1461.3128 | -4130.0776
22 | -5784.6076 | 3031.1875 | 4170.4137 | 2250.2709 | -3667.2646
22 | -5796.9749 | 2992.2448 | 3979.4564 | 2350.4985 | -3525.2247
22 | -5801.7213 | 2914.0396 | 4070.5273 | 2502.7723 | -3685.6179
22 | -5866.1927 | -5919.6213 | 5307.5733 | 8456.8439 | -1978.6031
22 | 4838.2375 | 3802.6509 | -1634.3707 | -3096.7132 | -3909.8045
22 | 4714.8317 | 3527.3555 | -882.064 | -3718.0017 | -3642.1214
22 | 4649.3173 | -2036.397 | 299.2467 | -473.3344 | -2438.8325
22 | -5702.2691 | 3398.8245 | 4688.6698 | 1152.2574 | -3537.4826
22 | -5769.3376 | 3216.9839 | 3449.1646 | 1579.1507 | -2475.9616
22 | -5669.9639 | 1379.2706 | 1542.4326 | 128.5668 | 2619.6938
22 | 4926.7091 | 4256.6023 | -2225.1773 | -2846.5763 | -4111.5578
22 | 4737.9809 | 3835.5847 | -1074.6522 | -3796.7314 | -3702.182
22 | 4657.6046 | -2990.3027 | 374.6383 | 183.9874 | -2225.9275
22 | 4656.986 | -3497.0789 | 426.0904 | 523.3129 | -2109.3104
22 | 5082.2953 | 5114.3215 | -3335.0628 | -2369.0066 | -4492.5475
22 | -5783.7349 | 4203.802 | 3773.0942 | 1697.6904 | -3890.8516
22 | -5787.8433 | 4179.6095 | 3804.244 | 1684.1006 | -3880.1108
22 | -5789.5507 | 4025.6787 | 3837.0047 | 1783.5316 | -3856.6642
22 | 5172.6569 | 5932.0366 | -4313.3514 | -2618.9457 | -4172.3964
22 | 5232.8002 | 3498.8184 | -5666.5769 | -3065.0417 | 0
22 | 5146.5511 | -2984.2387 | -3725.9723 | 1563.6598 | 0
22 | 5096.1798 | -3366.6194 | -2592.616 | 2905.3769 | -2042.3213
22 | 4722.9551 | -2386.8307 | -369.5572 | 207.4703 | -2174.0375
22 | 4618.4077 | -2285.5371 | -85.8601 | -50.9574 | -2196.0532
22 | 3680.2441 | -2538.988 | 184.1133 | 968.3542 | -2293.7236
22 | 4713.6779 | -2542.9553 | -255.7119 | 294.3997 | -2209.4105
22 | 5061.5772 | -5226.8115 | -1753.166 | 4319.9326 | -2401.5323
22 | 5060.315 | -5464.1996 | -1716.0825 | 4423.8367 | -2303.8696
22 | 5052.0128 | -6017.3312 | -1480.832 | 4724.7372 | -2278.5868
22 | 4978.1517 | -6197.2695 | -1187.3621 | 4128.634 | -1722.1541
22 | 5245.2932 | 2026.9011 | -6292.0932 | -3391.0729 | 2410.9718
22 | 5242.2404 | 1661.4919 | -6242.8236 | -3207.8171 | 2546.9084
22 | 5137.1349 | -1420.247 | -4959.5301 | -1441.4748 | 2684.1169
22 | 4858.4353 | -2119.9114 | -1881.5896 | -331.3405 | -525.5937
22 | 4969.7611 | -2676.5182 | -2419.7051 | 804.1003 | -677.6381
22 | 4752.5415 | -2371.4247 | -696.5041 | 112.8134 | -1797.4261
22 | 4601.4191 | -2267.0191 | -51.2785 | -100.7865 | -2182.335
22 | -5576.5651 | -2500.477 | 6110.8807 | 3521.7319 | -1555.5705
22 | -5770.2951 | -3393.5095 | 5086.3508 | 6216.6348 | -2139.181
22 | -5833.8235 | -3677.1608 | 4686.4889 | 7063.8101 | -2239.3147
22 | -5839.0858 | -4151.5799 | 4787.4585 | 7370.2591 | -2167.0519
22 | 4697.8642 | -4242.832 | 45.6904 | 985.1 | -1485.8225
22 | 4704.5976 | -4880.2265 | 91.6888 | 1343.7658 | -1259.8258
22 | 4692.0493 | -4805.8923 | 151.7093 | 1211.9695 | -1249.8358
22 | -5672.2802 | -2801.8672 | 4632.9987 | 4297.4258 | -456.2771
22 | -5763.6977 | -3106.9172 | 3340.9489 | 5106.6247 | 423.0412
22 | -5765.5655 | -3819.1252 | 3376.7874 | 5416.4565 | 791.4467
22 | 5143.5905 | -3569.5996 | -3695.9536 | 1705.813 | 416.1497
22 | 4985.5007 | -5096.875 | -5569.7576 | 3391.5787 | 2289.5532
22 | -5555.7213 | -5041.9379 | 1648.4351 | 6659.977 | 2289.2471
22 | -5780.713 | -5927.6362 | 3667.4309 | 6573.2368 | 1467.6816
22 | 4849.9569 | -2138.4618 | -1788.0743 | -298.8767 | -624.5442
22 | 4859.7203 | -2126.82 | -1896.6041 | -335.8253 | -500.4708
22 | 5027.481 | -3019.0605 | -3680.1728 | -568.3352 | 2240.0875
22 | 5165.1934 | -3711.2782 | -4412.829 | 702.3613 | 2256.5524
22 | 5199.404 | -1687.0029 | -5297.3805 | -890.5564 | 2675.5358
22 | 5148.6845 | -2956.3568 | -3792.898 | 1468.0945 | 132.4757
22 | 4881.8783 | -3817.499 | -7434.046 | 3755.0309 | 2614.6358
22 | 5112.7715 | -1772.2234 | -4714.0889 | -1326.2472 | 2699.7879
22 | 5099.2012 | -2127.5466 | -4537.8517 | -1146.6172 | 2712.8143
22 | 5119.2007 | -2370.7295 | -4607.273 | -855.5065 | 2714.3083
22 | 5089.0007 | -2443.0768 | -4362.565 | -914.5725 | 2631.2136
22 | 5180.1555 | -2978.2033 | -4816.6647 | 5.9535 | 2608.759
22 | 5076.7466 | -2470.1207 | -4264.6618 | -943.4756 | 2601.5115
22 | 5021.9689 | -3178.0605 | -3608.4244 | -510.1608 | 2274.6768
22 | 5161.132 | -3978.1024 | -4307.984 | 878.9655 | 2245.9889
22 | 4960.0474 | -5684.3666 | -5474.214 | 4009.9601 | 2188.5732
22 | -5526.5475 | -5507.1651 | 1521.3236 | 7238.3462 | 2274.0428
22 | 4854.675 | -6763.3254 | -5975.2848 | 5724.3741 | 2159.5612
22 | 4809.3538 | -2754.201 | -3146.9346 | -1199.1446 | 2290.9264
22 | 363.8895 | -2765.2879 | -246.9634 | 324.1809 | 2324.1809
22 | -997.9169 | -2820.9816 | 1122.7558 | 348.0713 | 2348.0713
22 | -1216.2521 | -2781.3259 | 774.6312 | 887.3634 | 2335.5833
22 | -5309.2356 | -2968.6704 | 3309.9333 | 2607.8902 | 2360.0825
22 | -5562.6748 | -3033.5865 | 3985.9816 | 2233.8667 | 2376.413
22 | -5609.5516 | -2989.1669 | 3490.8225 | 2746.2491 | 2361.6469
22 | -5734.3168 | -4034.7148 | 2777.2033 | 4665.3524 | 2326.4759
22 | -5537.8028 | -3052.524 | 4403.8671 | 2164.2779 | 2022.1818
22 | -5346.4414 | -3241.743 | 6854.3571 | 627.9869 | 1105.8405
22 | -5612.5024 | -2778.866 | 3313.494 | 2620.3085 | 2457.5659
22 | -5613.612 | -2718.8241 | 3259.8106 | 2586.8283 | 2485.7972
22 | 4434.3925 | -2800.2512 | -1761.5614 | -1772.2709 | 1899.691
22 | 671.8478 | -2842.2093 | 1516.5776 | -989.5455 | 1643.3293
22 | -280.6241 | -2798.5833 | 974.7354 | 52.236 | 2052.236
22 | -1788.8009 | -2786.6162 | 3570.4931 | -497.538 | 1502.462
22 | -4098.649 | -2812.3006 | 5843.5986 | -466.3245 | 1533.6755
22 | 5078.3417 | -2443.5968 | -4284.1561 | -957.0747 | 2606.4859
22 | 5184.9405 | -2731.1233 | -4944.4061 | -216.7854 | 2707.3743
22 | 4925.8323 | -4852.5212 | -6505.9357 | 3760.9536 | 2671.671
22 | 4949.7152 | -4971.1163 | -6125.4218 | 3619.8675 | 2526.9554
22 | 4765.924 | -6422.2851 | -7316.0412 | 6316.5891 | 2655.8131
22 | 5085.4628 | -2394.1649 | -4368.4247 | -1043.9965 | 2721.1233
22 | 417.1076 | -2381.7069 | -1538.0388 | 751.3191 | 2751.3191
22 | 470.3408 | -2473.687 | -1286.0685 | 644.7073 | 2644.7073
22 | -5648.335 | -2561.3127 | 2755.0249 | 2793.989 | 2660.6338
22 | -5713.9827 | -3122.4389 | 2387.0433 | 3811.7747 | 2637.6035
22 | -5671.8198 | -2441.6748 | 2399.0981 | 2915.9648 | 2798.4316
22 | -5704.5011 | -2705.6047 | 2205.1144 | 3410.9981 | 2793.9932
22 | 5245.381 | 1954.3961 | -6331.2448 | -3403.8911 | 2535.3588
22 | 5245.416 | 1926.6725 | -6306.3011 | -3400.8892 | 2535.1018
22 | 4961.0897 | 5174.8873 | -9024.366 | -1111.611 | 0
22 | 4831.6122 | 4805.7276 | -11277.4248 | -378.5205 | 2018.6054
22 | 2372.7179 | 4504.8349 | -9192.1437 | 55.096 | 2259.4949
22 | 4951.684 | 3899.9653 | -9885.8884 | -1269.7199 | 2303.959
22 | 5062.9105 | 2612.8614 | -8048.889 | -2012.7798 | 2385.8969
22 | 5103.6708 | 6001.9462 | -3730.8582 | -2764.2872 | -4610.4716
22 | 4851.2115 | 4838.0811 | -2105.1206 | -3638.9751 | -3945.1969
22 | 4719.5942 | -1896.7476 | -373.0952 | -51.7306 | -2398.0207
22 | 4759.6174 | 4521.4926 | -1647.7137 | -3870.3145 | -3763.0818
22 | 3888.7523 | 3043.3592 | 781.4617 | -4823.0237 | -2890.5494
22 | 1267.3585 | 2882.0359 | 2719.9304 | -4200.8148 | -2668.51
22 | -4975.0044 | 2643.9462 | 7152.9816 | -2600.2536 | -2221.6698
22 | -5029.3202 | 1621.8426 | 7398.6546 | -1992.8974 | -1998.2795
22 | -4172.7842 | 1900.1392 | 7398.2122 | -3052.0384 | -2073.5289
22 | 4116.8502 | 2309.4507 | -883.0507 | -4620.5661 | -922.684
22 | 4648.6892 | 1120.4584 | -4285.0919 | -4126.5815 | 2642.5259
22 | -1176.3571 | 964.7044 | 228.6745 | -2742.6724 | 2725.6507
22 | -2806.5123 | 1473.5652 | 2864.673 | -2640.2069 | 1108.4809
22 | -4286.0633 | 1924.9583 | 5029.1725 | -2469.9808 | -198.0867
22 | -4188.2696 | 1432.9479 | 4755.9813 | -2228.2341 | 227.5746
22 | -2951.8426 | 366.0944 | 2183.0737 | -2375.6662 | 2778.3406
22 | -2901.176 | 526.1452 | 2112.4778 | -2508.383 | 2770.936
22 | -2346.7907 | 637.3955 | 1557.2412 | -2606.8974 | 2759.0513
22 | 4745.079 | -797.4067 | -4000.6772 | -2653.4587 | 2706.4636
22 | 4366.3259 | -1296.6867 | -865.4904 | -1911.2762 | -292.8726
22 | 4858.0164 | -2118.4345 | -1880.0788 | -334.3158 | -525.1873
22 | -5366.6187 | -637.1784 | 6229.036 | -342.5764 | 117.3376
22 | -5335.7831 | -819.5587 | 7431.2655 | -89.678 | -1186.2457
22 | -5306.5914 | -2862.8138 | 7935.8583 | 474.0614 | -240.5145
22 | -5365.0588 | -3631.6405 | 7670.5342 | 1511.7528 | -185.5877
22 | 4150.4742 | -1516.9175 | 887.2187 | -1540.5728 | -1980.2027
22 | 4036.8529 | -3524.7509 | 1483.9231 | -961.9286 | -1034.0965
22 | 1618.9729 | -3447.5186 | 3177.7252 | -564.1405 | -785.039
22 | 4549.0853 | -2149.508 | -2528.5174 | -2014.4713 | 2143.4115
22 | 4709.9735 | -2452.9504 | -2941.6812 | -1541.9836 | 2226.6416
22 | -611.067 | -2488.4731 | 643.5543 | 227.9929 | 2227.9929
22 | -5410.574 | -1423.2694 | 4975.51 | -70.8333 | 1929.1667
22 | -5377.2717 | -1584.6798 | 5471.4438 | -254.7461 | 1745.2539
22 | -5322.6468 | -2372.9037 | 6453.3627 | -378.9061 | 1621.0939
22 | -5550.9928 | -2559.2 | 3937.1533 | 1942.8936 | 2230.146
22 | -5734.2699 | -3951.6847 | 2776.3033 | 4646.3404 | 2263.311
22 | -1936.1799 | -2715.8508 | 3620.4666 | -484.218 | 1515.782
22 | -3305.5153 | -2767.3744 | 4854.0609 | -188.3833 | 1407.2121
22 | -5418.9226 | -2735.0892 | 5634.8871 | 897.0797 | 1622.045
22 | -5340.4619 | -2743.5685 | 6587.838 | 210.3303 | 1285.862
22 | -5330.0971 | -3035.9876 | 6913.668 | 335.4078 | 1117.0089
22 | -5334.7315 | -3098.0708 | 6900.3381 | 422.3342 | 1110.1299
22 | -5155.3224 | -3101.8709 | 6837.8505 | 328.9244 | 1090.4183
22 | 4490.3415 | -2526.5126 | -2106.1374 | -1849.3113 | 1991.6199
22 | -5388.1381 | -1241.3665 | 5142.2913 | -392.2468 | 1879.4601
22 | 5120.7721 | -1369.4172 | -4892.0534 | -1545.0957 | 2685.7941
22 | 4718.3687 | -795.7405 | -3980.4248 | -2648.9672 | 2706.7639
22 | -3775.9413 | -344.8929 | 2890.5802 | -1118.0607 | 2348.3147
22 | -5482.5428 | -620.2356 | 3629.8017 | 1.2531 | 2471.7236
22 | -5400.0515 | -832.9729 | 4758.4627 | -570.8238 | 2045.3855
22 | -5395.1609 | -421.5244 | 5085.8166 | -615.2867 | 1346.1554
22 | -4085.5624 | -1158.2013 | 1686.9994 | 778.3821 | 2778.3821
22 | -5531.5434 | -890.4961 | 3191.2785 | 615.3805 | 2615.3805
22 | -5592.6405 | -1228.815 | 2647.691 | 1383.3795 | 2790.3851
22 | -5693.2999 | -1886.2551 | 1990.1913 | 2817.7464 | 2771.6173
22 | -5557.678 | -856.5632 | 2831.9274 | 791.1569 | 2791.1569
22 | -2303.2215 | 199.8669 | 1239.2536 | -1902.6172 | 2766.7183
22 | -5519.1775 | -440.424 | 3032.9007 | 134.9423 | 2791.7586
22 | -3557.1506 | 12.4611 | 2760.0775 | -2014.6551 | 2799.267
22 | -5381.1814 | -305.7145 | 4371.0497 | -1514.0896 | 2829.9357
22 | -5377.4897 | -655.7784 | 4803.3022 | -1059.3181 | 2289.2839
22 | 4744.8044 | -800.3096 | -3998.7536 | -2652.3285 | 2706.5872
22 | 2703.5673 | 2371.2949 | 459.6717 | -4336.1676 | -1198.3663
22 | 2224.959 | 459.9901 | -1558.5715 | -3837.0923 | 2710.7147
22 | 4441.4091 | 588.8914 | -3375.258 | -4330.1998 | 2675.1572
22 | 3864.1182 | 2470.4545 | 947.4384 | -4526.9529 | -2755.0582
22 | 4107.9945 | -1124.0026 | 1001.2606 | -1822.1828 | -2163.0696
22 | -4105.3255 | 203.392 | 6824.4851 | -1100.8242 | -1821.7274
22 | 2256.1056 | 2505.6224 | 2101.8469 | -4213.4047 | -2650.1702
22 | 1347.7602 | 1565.5404 | 3207.7687 | -3747.1555 | -2373.9138
22 | -4095.0822 | 1514.3912 | 7498.6828 | -2927.0889 | -1990.9029
22 | -4430.2384 | 103.3203 | 7817.3096 | -1812.3499 | -1678.0417
22 | -4644.5534 | -95.389 | 8026.0185 | -1662.2683 | -1623.8078
22 | -4913.2279 | -425.2276 | 8240.6914 | -1448.0098 | -1454.226
22 | 819.2725 | 139.0082 | 2235.5392 | -3318.4726 | 124.6527
22 | 5182.0848 | 1797.7262 | -5982.1292 | -3552.6348 | 2554.953
22 | 4751.3051 | 4072.9662 | -1235.5788 | -3848.9804 | -3739.712
22 | 5175.1256 | 1490.148 | -5681.305 | -3538.5057 | 2554.5372
22 | -5562.7049 | 4653.26 | 5024.2417 | -795.9647 | -3318.8321
22 | -5706.9801 | 4202.8821 | 2252.6803 | 99.3653 | -847.9476
22 | -5681.9056 | 3332.2733 | 1771.564 | -63.1996 | 641.2679
22 | -5493.0185 | 2146.5946 | 3598.7681 | -1248.4003 | 996.056
22 | -5323.1288 | 2235.2972 | 6414.2753 | -2305.9253 | -1020.5184
22 | -5340.5327 | 1029.1473 | 6064.2846 | -1629.84 | -123.0592
22 | -5537.8605 | -22.5377 | 2745.2696 | 48.4153 | 2766.7133
22 | -5375.9527 | 277.6189 | 4345.6416 | -1935.3531 | 2688.0453
22 | -5375.2517 | 181.2483 | 4321.1556 | -1935.8918 | 2808.7396
22 | -5378.2403 | 127.9064 | 4294.4189 | -1855.2027 | 2811.1177
22 | -5666.1099 | 571.3721 | 1468.4843 | 940.6226 | 2685.6309
22 | -5669.1656 | 2170.7498 | 1527.1153 | -97.7512 | 2069.0517
22 | -5629.2767 | 1540.9148 | 1783.9837 | -332.1168 | 2636.495
22 | -5664.4062 | 1669.296 | 1435.7931 | -57.1471 | 2616.4641
22 | -5290.273 | 2646.497 | 7358.606 | -2507.555 | -2207.275
22 | -5288.3132 | 1502.3813 | 7592.5684 | -1846.4434 | -1960.1931
22 | -5305.858 | 427.2815 | 7673.755 | -1018.2864 | -1776.8921
22 | -5471.1527 | -949.1782 | 6756.0856 | 1566.5583 | -1902.3129
22 | -5309.264 | 276.7828 | 7651.7303 | -905.5143 | -1713.7348
22 | -5258.6404 | 125.3597 | 8242.287 | -1460.8418 | -1648.1645
22 | -5252.1892 | -318.5535 | 8364.3383 | -1332.339 | -1461.2567
22 | 4745.6913 | 4008.7457 | -1170.9521 | -3851.2911 | -3732.1938
23 | 4709.5301 | 2462.3425 | -7861.0567 | 5041.8331 | -4352.6491
23 | 4731.036 | 2413.5672 | -7317.4582 | 5128.5597 | -4955.7047
23 | 5181.5459 | 5983.1777 | -4057.3068 | -2712.3766 | -4395.0403
23 | 5127.5937 | -2680.026 | -2557.6909 | 2861.9239 | -2751.8007
23 | 5107.6175 | -5246.169 | -1986.8432 | 4456.0295 | -2330.6348
23 | 4711.9985 | -1987.7835 | -6479.7595 | 7852.2012 | -4096.6566
23 | 4864.1934 | -3354.0056 | -4788.0994 | 6650.9816 | -3373.07
23 | 4077.2965 | 2464.1576 | -6820.582 | 5198.5118 | -4919.3839
23 | 2816.6121 | -2124.3436 | -4986.2081 | 8230.096 | -3936.1565
23 | 4686.5566 | 4552.6248 | -12049.561 | 661.9854 | 2148.3942
23 | 4720.7993 | 4811.7973 | -11780.2563 | 91.5608 | 2156.099
23 | 5181.696 | 5988.0588 | -4062.7571 | -2722.7544 | -4384.2432
23 | 4842.1551 | 4439.3865 | -10465.3152 | -1139.1897 | 2322.9633
23 | 5188.2429 | 5638.564 | -4338.1144 | -3025.6465 | -3463.0461
23 | 5216.9096 | 2271.7659 | -5666.237 | -3862.1711 | 2039.7325
23 | 5210.3862 | 1965.7239 | -5931.8375 | -3882.241 | 2637.9685
23 | 5210.6232 | 1208.1182 | -5495.1178 | -3198.2005 | 2274.577
23 | 5203.0786 | 247.8459 | -5465.4425 | -2682.454 | 2696.972
23 | 5203.7676 | 218.2876 | -5321.5922 | -2788.1749 | 2687.7119
23 | 5065.6161 | 5772.8766 | -3407.6435 | -3241.7726 | -4189.0765
23 | -6902.1717 | 4342.8537 | 6769.7373 | -1338.3867 | -2872.0326
23 | -6996.8225 | 3934.5657 | 7372.4237 | -1660.8414 | -2649.3255
23 | -6870.2807 | 3034.9361 | 8468.0991 | -2458.6812 | -2174.0732
23 | -6873.7356 | 857.9598 | 8943.424 | -1197.8124 | -1729.8358
23 | -6878.1964 | 595.4988 | 8929.5633 | -1046.8658 | -1600
23 | -6838.6567 | 297.3813 | 9519.0624 | -1377.787 | -1600
23 | -6981.1253 | 2586.1491 | 6853.3263 | -2002.552 | -455.7982
23 | -6937.7223 | 2585.2458 | 7392.0725 | -2215.823 | -823.773
23 | -2016.208 | 1285.3821 | 812.826 | -2874.9479 | 2792.9478
23 | -6988.2606 | 916.5109 | 6913.7056 | -1261.9469 | 419.9911
23 | -6979.5672 | 1964.8072 | 6731.0138 | -2089.0069 | 372.753
23 | -7036.5478 | -407.0478 | 8089.6458 | 1192.157 | -1838.2072
23 | -7038.1146 | -829.6097 | 8098.6007 | 1369.1235 | -1600
23 | -7000.7095 | 3847.3642 | 7439.8179 | -1621.6076 | -2664.865
23 | -6807.7939 | 2041.7222 | 9492.22 | -2782.2576 | -1943.8907
23 | 4800.3577 | 4722.0944 | -1841.535 | -4066.0059 | -3614.9112
23 | 3706.6588 | 3304.8134 | 780.966 | -4985.9164 | -2806.5218
23 | -3438.5652 | 3021.2198 | 6107.2135 | -3364.7557 | -2325.1123
23 | -1768.3498 | 1281.5208 | 635.1485 | -2938.954 | 2790.6345
23 | -3846.8778 | 574.9317 | 6919.9238 | -1840.1889 | -1807.7888
23 | -3867.3686 | 156.8352 | 6906.7117 | -1596.1783 | -1600
23 | -3058.7594 | -471.0172 | 7438.2178 | -2308.4412 | -1600
23 | 4653.0688 | 1416.6079 | -4431.9046 | -4342.5188 | 2704.7467
23 | 3593.0139 | -500.4344 | 1660.7468 | -2720.5473 | -2032.7789
23 | 4774.2141 | 1565.3557 | -1260.4052 | -2072.4196 | -3006.7449
23 | 4862.4876 | -2441.9907 | -1172.5496 | 1162.7427 | -2410.6899
23 | 4664.5255 | -2324.0872 | -375.2822 | 253.9277 | -2219.0838
23 | 4648.3235 | -2322.0672 | -340.2535 | 225.4453 | -2211.4482
23 | 4663.5619 | -2357.7504 | -365.247 | 272.3548 | -2212.9192
23 | 4863.1025 | -3449.0406 | -994.0706 | 1837.4573 | -2257.4486
23 | 4767.6213 | 4353.154 | -1476.6205 | -4049.6377 | -3594.5171
23 | 4886.4871 | 4116.5303 | -9932.7867 | -1474.3465 | 2404.1157
23 | 3982.1251 | 4342.348 | -9702.1905 | -1011.4656 | 2389.1829
23 | -3243.4211 | 3606.6996 | -2849.2019 | -64.3327 | 2550.2561
23 | -6402.7636 | 3759.6529 | 2779.5352 | -400.9321 | 264.5076
23 | -6833.1065 | 2530.2408 | 5705.2907 | -1692.0663 | 289.6414
23 | -3665.2017 | 1689.6062 | 1248.1389 | -2039.0941 | 2766.5507
23 | -6933.9128 | 1647.7454 | 6323.6785 | -2036.5771 | 999.066
23 | -4692.4518 | 960.1228 | 3218.6605 | -2318.4177 | 2832.0862
23 | 5001.9307 | 2976.7412 | -8177.5011 | -2284.5043 | 2483.3336
23 | 3953.9702 | 4778.7692 | -11296.9345 | 373.4662 | 2190.7289
23 | -5531.8019 | 5545.2896 | 2819.1146 | 1173.0879 | -4005.6903
23 | 5179.951 | 5989.7122 | -4049.6868 | -2726.0666 | -4393.9099
23 | -6408.8416 | 5371.1448 | 3750.9045 | 1130.3454 | -3843.5532
23 | -6178.8277 | 3927.6854 | 1237.3799 | 432.4451 | 581.3173
23 | -6090.2626 | 1156.1702 | 508.9971 | 1733.7658 | 2691.3295
23 | -6171.6746 | 1954.2056 | 1005.2788 | 552.4074 | 2659.7827
23 | 2352.9747 | 4504.1464 | -9530.0587 | 316.0467 | 2356.8909
23 | -3326.6634 | 3666.0548 | -3054.4812 | 177.1808 | 2537.9089
23 | 4662.6559 | 2359.7438 | -11675.6252 | 2292.6973 | 2360.5282
23 | 4717.6065 | 2715.2652 | -7979.9577 | 4500.5451 | -3953.4591
23 | 4752.1927 | 2618.0031 | -7083.319 | 4679.8388 | -4966.7156
23 | 3681.1466 | 2702.2788 | -6267.5785 | 4791.4294 | -4907.2763
23 | 4703.585 | 4347.2237 | -11110.1958 | 1076.9548 | 982.4323
23 | 4700.3256 | 4549.9526 | -11553.2703 | 653.2456 | 1649.7464
23 | 4693.3964 | 4625.3335 | -11922.3075 | 501.6639 | 2101.9136
23 | 4697.3507 | 4256.3576 | -11675.1994 | 635.9109 | 2085.5803
23 | 838.716 | 2637.4751 | -6765.7304 | 844.7074 | 2444.832
23 | 4921.1813 | 5122.2164 | -7878.5666 | -713.2852 | -1451.5458
23 | 5143.3 | 5720.6034 | -4244.9681 | -2135.2382 | -4483.6971
23 | 5181.4942 | 5983.6883 | -4055.6539 | -2713.4898 | -4396.0388
23 | 5173.4998 | 5329.6006 | -3818.1324 | -2348.6306 | -4336.3373
23 | 5163.9407 | 4205.9747 | -3542.4304 | -1662.2288 | -4165.2562
23 | 5168.4191 | 4371.4206 | -3703.8202 | -1977.2928 | -3858.7268
23 | 5175.5156 | 4515.8984 | -3967.4032 | -2445.1578 | -3278.8531
23 | 5195.4058 | 3454.1044 | -4803.9616 | -3365.3689 | -480.1797
23 | 5211.1438 | 1605.7351 | -5533.0997 | -3824.6202 | 2540.841
23 | 5210.1126 | 1520.3557 | -5540.6683 | -3822.6204 | 2632.8204
23 | 5208.2656 | 1118.7498 | -5454.7538 | -3520.6249 | 2648.3633
23 | 5185.9658 | -1729.134 | -4786.069 | -1412.0491 | 2741.2864
23 | 5170.189 | -3415.4762 | -4373.4992 | -172.689 | 2791.4754
23 | 5159.9153 | -4158.6269 | -3945.0907 | 811.8713 | 2131.931
23 | 4828.6311 | 3855.8307 | -2020.9399 | -4011.7983 | -2651.7237
23 | 5032.5306 | 4644.8597 | -2900.6862 | -2722.5611 | -4054.1431
23 | 4758.414 | 4124.999 | -1361.3956 | -3958.9597 | -3563.0577
23 | 4722.5655 | -203.575 | -564.5406 | -1225.3202 | -2729.1297
23 | 4810.0548 | -4175.3199 | -477.4655 | 1981.1008 | -2138.3701
23 | 4867.1345 | -5492.0106 | -726.5493 | 2951.4253 | -1600
23 | 5171.9264 | -571.4146 | -4924.9314 | -2384.5121 | 2708.9318
23 | 5108.2929 | 4441.6829 | -3277.642 | -2145.1237 | -4127.2102
23 | 5173.7125 | 5107.5583 | -3846.3212 | -2359.4465 | -4075.503
23 | 1147.785 | 4837.4335 | -6268.7087 | 951.8813 | -668.3911
23 | -4435.6279 | 5317.6529 | 1892.9012 | 1363.4899 | -4138.4161
23 | -6257.0757 | 4218.8644 | 4222.6787 | 1501.4733 | -3685.9406
23 | -6491.5226 | 4098.2572 | 4511.4073 | 1512.8283 | -3630.9702
23 | 5130.7363 | 5101.9189 | -3533.8031 | -2449.5373 | -4249.3148
23 | 4702.4621 | 458.0014 | -8448.3023 | 4611.5315 | -1323.6927
23 | 4627.9597 | -5144.1124 | -8618.9165 | 7947.34 | 1187.7292
23 | 4610.952 | -5859.8903 | -9267.8871 | 7911.1319 | 2605.6935
23 | 4793.3926 | -7071.3615 | -7014.2976 | 6554.8523 | 2737.4143
23 | 4879.4386 | -7221.8737 | -5728.5312 | 5997.7784 | 2073.188
23 | 4897.2692 | -7225.5152 | -5481.633 | 5853.6161 | 1956.2629
23 | 5101.0251 | -6705.5065 | -2069.8353 | 4609.4469 | -935.1302
23 | 5137.7118 | -5511.8594 | -3402.6942 | 2071.5998 | 1705.2421
23 | 5031.6397 | -5143.6247 | -2838.7633 | 1301.9787 | 1648.7696
23 | 4887.6755 | -4761.0271 | -2227.756 | 511.5551 | 1589.5525
23 | 3649.3692 | -3320.6215 | 589.9397 | -2274.1198 | 1355.4324
23 | -2416.3407 | -3068.5771 | 5428.931 | -1164.5732 | 1220.56
23 | 5110.9758 | -6534.1216 | -2300.1093 | 4244.5301 | -521.275
23 | 5127.5706 | -6030.9298 | -2871.3679 | 3174.5518 | 600.1752
23 | 5135.5499 | -5763.6268 | -3167.8828 | 2606.2581 | 1189.7017
23 | 5069.4102 | -5533.4563 | -2816.7372 | 2125.1768 | 1155.6065
23 | 4833.9015 | -4905.8603 | -1818.2785 | 828.4957 | 1061.7415
23 | 3637.0861 | -3511.037 | 901.2966 | -1869.5013 | 842.1556
23 | -2949.6689 | -3237.387 | 6156.0291 | -664.5493 | 695.5762
23 | -3284.8456 | -3267.734 | 7140.7377 | -523.6086 | -64.5496
23 | 3356.6153 | -3584.7407 | 2508.0232 | -1664.6769 | -615.2209
23 | 4629.6815 | -5278.6286 | 123.863 | 1644.4687 | -1119.3846
23 | 4976.3342 | -5813.2049 | -1802.6357 | 2729.5247 | -90.0183
23 | 4690.0816 | -5472.6612 | -93.3852 | 2047.0127 | -1171.0479
23 | 4938.5853 | -6367.9748 | -1011.2334 | 3911.3805 | -1470.7576
23 | 4865.2017 | -6038.6229 | -685.3425 | 3220.5924 | -1361.8287
23 | 4782.8476 | -5789.5904 | -215.7555 | 2701.3098 | -1478.8114
23 | 4965.353 | -6576.9459 | -1053.5909 | 4351.9215 | -1686.7377
23 | 4884.4836 | -6230.7831 | -679.9979 | 3626.2974 | -1600
23 | 4793.7999 | -5838.78 | -264.3641 | 2804.4817 | -1495.1375
23 | 4783.0992 | -5781.0045 | -225.2413 | 2683.0565 | -1459.9099
23 | 4635.3303 | -5212.8592 | 191.228 | 1500.6125 | -1114.3115
23 | 4617.2644 | -5254.4704 | 344.1814 | 1591.6804 | -1298.6559
23 | 2318.8135 | -5213.9596 | 1919.4091 | 2135.3109 | -1159.5738
23 | 3924.955 | -4173.885 | 1281.3051 | -541.5917 | -490.7834
23 | 3388.0537 | -3372.5405 | 2065.3661 | -2118.69 | 37.8107
23 | -2818.3641 | -3097.1911 | 6664.2714 | -1013.3365 | 264.6203
23 | -3146.0853 | -3182.183 | 7241.6275 | -748.956 | -164.4033
23 | 3316.2606 | -3528.3584 | 2652.9617 | -1776.793 | -664.0708
23 | -5225.5872 | -4003.9373 | 7944.5448 | 1595.8618 | -310.8821
23 | -2983.1883 | -3096.5366 | 6783.0976 | -969.6581 | 266.2854
23 | -3543.1067 | -3176.2902 | 7510.7903 | -652.6252 | -138.7682
23 | -3632.3082 | -1919.6341 | 7834.3902 | -1452.9918 | -829.4562
23 | 3791.8846 | -3555.9846 | 1683.9076 | -319.8077 | -1600
23 | 3969.0758 | -3361.1589 | 1653.2914 | -615.1263 | -1646.0821
23 | 3969.0333 | -3438.4759 | 1643.7087 | -574.266 | -1600
23 | 3965.4609 | -4389.4542 | 1506.9021 | -96.553 | -986.3558
23 | 4953.6077 | -6489.3002 | -1031.5181 | 4167.2106 | -1600
23 | 4969.7275 | -6900.113 | -4650.267 | 5118.4953 | 1462.1572
23 | 5068.8547 | -6240.053 | -3743.3876 | 3657.6285 | 1256.9575
23 | 4430.6149 | -7240.9548 | -5155.2398 | 6014.5125 | 1951.0672
23 | 3067.3827 | -6662.9447 | 113.2337 | 5059.386 | -1577.0576
23 | 3444.8859 | -6645.6398 | -117.4613 | 4918.2152 | -1600
23 | 424.8685 | -7066.9973 | -1516.5404 | 6721.8112 | 1436.858
23 | -715.7516 | -6641.1371 | 2442.902 | 6055.7943 | -1141.8075
23 | -753.7391 | -6957.859 | -3091.2633 | 8016.6652 | 2786.1963
23 | -4253.2942 | -7115.8219 | 1461.9313 | 8114.1489 | 1793.036
23 | -6405.5979 | -6891.8535 | 4563.6446 | 8190.5777 | 543.229
23 | -6643.8377 | -6663.0317 | 6452.5294 | 7729.5872 | -875.2473
23 | -7059.2658 | -4598.8891 | 8600.578 | 3385.1439 | -327.5671
23 | -7075.8975 | -4500.5697 | 8668.4386 | 3178.0258 | -269.9972
23 | -6339.5335 | -6548.246 | 3759.7811 | 7452.8754 | 1675.123
23 | -6978.2351 | -4049.3263 | 7526.4586 | 2207.9116 | 1293.1911
23 | -3817.9838 | -3064.1852 | 6476.166 | -791.4004 | 1197.4035
23 | -7049.3542 | -3914.6487 | 8023.1881 | 1929.628 | 1011.1869
23 | -5655.5976 | -6973.4538 | 3146.6867 | 8178.6576 | 1303.707
23 | -6362.5221 | -6899.926 | 4162.1594 | 8203.9045 | 896.3843
23 | -6632.2042 | -6640.2778 | 6299.2044 | 7680.7551 | -707.4775
23 | -6341.3372 | -6802.389 | 3911.0674 | 7994.2808 | 1238.3779
23 | -6483.303 | -6293.1941 | 4773.1983 | 6926.9496 | 1076.3492
23 | -6792.9093 | -5815.7598 | 7100.0648 | 5945.0708 | -436.4666
23 | -7069.3997 | -4446.6377 | 8535.1221 | 3063.5063 | -82.591
23 | -6986.911 | -3912.8929 | 8970.1651 | 1887.8332 | 41.8056
23 | -7053.0345 | -4057.6888 | 8129.6691 | 2234.6676 | 746.3866
23 | -6994.5416 | -3726.6309 | 8520.5453 | 1500.7772 | 699.85
23 | -5395.2525 | -3229.8958 | 7983.573 | -13.0778 | 654.6531
23 | -4940.2164 | -3256.4921 | 8233.3456 | -92.7997 | 56.1626
23 | -6930.4289 | -2864.5297 | 8625.7248 | 267.2928 | 901.9409
23 | -6886.9563 | -2731.4439 | 9380.1918 | 265.2904 | -27.082
23 | -6256.6817 | -4906.1295 | 2620.7693 | 5669.4752 | 2872.5667
23 | -6668.1394 | -2798.215 | 4882.5424 | 1666.5093 | 2917.3027
23 | -6980.2973 | -2825.1854 | 7136.369 | 667.2192 | 2001.8944
23 | -4286.0008 | -2854.7526 | 6518.3396 | -794.7621 | 1417.1758
23 | -3291.4105 | -2813.5002 | 2544.9661 | 671.2834 | 2888.6612
23 | -1711.953 | -2863.6417 | 4538.091 | -1447.1953 | 1484.699
23 | -2269.551 | -2862.3653 | 5013.6672 | -1330.8242 | 1449.0734
23 | -2241.1556 | -2819.5703 | 4933.8685 | -1364.6317 | 1491.4892
23 | -6714.2287 | -2527.7892 | 5130.651 | 1190.053 | 2921.3139
23 | -6983.0533 | -2461.4969 | 7043.9859 | 222.183 | 2178.3814
23 | -4802.4789 | -2613.2643 | 6576.4942 | -804.0714 | 1643.3205
23 | -6992.7269 | -1566.6063 | 6848.3907 | -855.7378 | 2566.6804
23 | -6929.5152 | -1161.4203 | 6273.8129 | -1119.9205 | 2937.0431
23 | 4812.5559 | -3070.769 | -3272.1523 | -1285.2378 | 2815.6031
23 | 3729.1779 | -3036.376 | 122.4321 | -2477.5268 | 1662.2928
23 | 4049.782 | -1728.3836 | -1766.0768 | -3391.17 | 2835.8485
23 | -1279.9562 | -1304.6529 | 2244.7605 | -2546.6295 | 2886.4781
23 | 4811.1026 | -7.8745 | -5637.1008 | 5187.9339 | -4354.0612
23 | 4796.5964 | -3361.6122 | -4998.7919 | 7263.2922 | -3699.4844
23 | 5147.3115 | 2735.9568 | -3222.4301 | -708.6027 | -3952.2355
23 | 5155.043 | 3021.5789 | -3501.0498 | -1252.5219 | -3423.0501
23 | 5175.1542 | 3431.0246 | -4248.0362 | -2578.4375 | -1779.7051
23 | 5195.4141 | 2349.4938 | -5100.1447 | -3515.7536 | 1070.9904
23 | 5203.5161 | 1397.9497 | -5475.5064 | -3752.1771 | 2626.2177
23 | 5162.4299 | -3849.1104 | -4243.4936 | 132.751 | 2797.4231
23 | 5111.2005 | -3619.0689 | -3992.3088 | -302.1811 | 2802.3583
23 | 5053.067 | -3420.7679 | -3766.1683 | -672.8606 | 2806.7299
23 | 4957.2784 | 2610.3226 | -3293.2123 | -3935.4608 | -338.9279
23 | 5176.3497 | 1321.6554 | -5304.6846 | -3828.2608 | 2634.9403
23 | 3985.6235 | 3055.7815 | 647.6076 | -4669.1888 | -3019.8238
23 | -5534.1492 | 1918.2703 | 8743.2017 | -3155.1411 | -1972.1817
23 | 3276.2082 | 2136.4784 | 2348.663 | -5265.8782 | -2495.4713
23 | -2524.6731 | 1906.2416 | 6672.8002 | -3949.7319 | -2104.6369
23 | -915.9637 | 230.6075 | 1402.2453 | -3539.6105 | 2822.7214
23 | -2945.3114 | -613.8931 | 7510.044 | -2379.1426 | -1571.6968
23 | -1966.44 | -761.8239 | 6819.4386 | -2491.1747 | -1600
23 | 4177.7632 | 337.764 | -2617.1446 | -4652.9743 | 2754.5917
23 | 4826.5569 | 3745.4322 | -1647.3814 | -3254.7464 | -3669.8613
23 | 4715.9076 | 3535.5862 | -1026.0345 | -3753.8286 | -3471.6307
23 | 4669.6638 | -2048.1761 | 1.8905 | -227.4956 | -2395.8825
23 | 4722.2994 | -4437.6686 | 54.2768 | 1701.5605 | -2040.4681
23 | 4768.9992 | -5514.9204 | -149.5114 | 2495.4325 | -1600
23 | 4778.834 | -5728.8869 | -195.5237 | 2651.2683 | -1505.6917
23 | 4613.7355 | -4793.1818 | 418.8819 | 1349.8869 | -1589.3225
23 | 4505.7796 | -4552.4515 | 626.0601 | 1020.6117 | -1600
23 | 5096.3866 | -2397.4846 | -4138.8315 | -1328.2894 | 2768.2189
23 | 4614.5691 | -4001.778 | 446.4729 | 940.9896 | -2000.2536
23 | 3286.8303 | -1709.8891 | 2964.0333 | -2765.5138 | -1775.4606
23 | 3169.1007 | -1449.8721 | 3177.8343 | -3130.8249 | -1766.238
23 | 2712.4871 | -1438.1186 | 3511.9569 | -3044.8297 | -1741.4956
23 | 1589.3983 | -1494.3393 | 4291.4798 | -2786.5387 | -1600
23 | -2987.6668 | -1820.6003 | 7420.1159 | -1680.5177 | -931.3311
23 | 3170.7246 | -1496.2515 | 3178.6867 | -3095.7934 | -1757.3664
23 | 3191.9154 | -1805.1268 | 3105.8198 | -2892.6084 | -1600
23 | 4613.6915 | -4774.0586 | 420.1683 | 1340.1987 | -1600
23 | 5051.2425 | 3142.878 | -2765.3055 | -1542.2613 | -3886.5537
23 | 5092.7792 | -6020.3847 | -1706.6919 | 4925.627 | -2291.3296
23 | 5096.6025 | -6469.4112 | -1883.8223 | 4814.0606 | -1557.4295
23 | 5023.1668 | -6388.9775 | -1326.6053 | 4684.6324 | -1992.2163
23 | 3168.8109 | -6648.4522 | 40.1402 | 5039.5011 | -1600
23 | 5096.5986 | -5960.2725 | -1747.3051 | 4883.3761 | -2272.3971
23 | 5102.4046 | -5674.9786 | -1832.0199 | 4695.6274 | -2291.0335
23 | 5111.1072 | -6139.5488 | -2198.042 | 4293.0045 | -1066.5209
23 | 5130.3831 | -5747.1091 | -2914.0028 | 3022.1599 | 508.5688
23 | 5143.5105 | -5262.1469 | -3387.0757 | 2098.6309 | 1407.0811
23 | 5108.7401 | -5139.2529 | -3203.1062 | 1843.7003 | 1389.9188
23 | 4989.1677 | -5582.0876 | -1913.0589 | 2627.9838 | -122.005
23 | 4989.8005 | -6030.1396 | -1293.0523 | 4057.6589 | -1724.2675
23 | 4963.1783 | -6200.321 | -1145.1424 | 3982.2851 | -1600
23 | 4921.9462 | -5831.7761 | -978.3309 | 3488.1608 | -1600
23 | 4876.5599 | -5697.071 | -770.6464 | 3100.7747 | -1509.6172
23 | 5094.3251 | -5690.3013 | -1786.6499 | 4659.185 | -2276.559
23 | 5074.4091 | -6059.0473 | -1611.9293 | 4827.5096 | -2230.942
23 | 5050.6181 | -6187.4 | -1457.7688 | 4794.6203 | -2200.0696
23 | 1428.0281 | 274.4517 | -3069.625 | 5537.247 | -4170.1017
23 | 340.8213 | -3682.6448 | -1487.6718 | 8151.6675 | -3322.1722
23 | -6501.5113 | -5656.4844 | 5851.9999 | 8256.8493 | -1950.8534
23 | -6530.2525 | -5669.6112 | 5878.2914 | 8257.043 | -1935.4708
23 | -6570.2004 | -5995.2454 | 6087.2806 | 8078.1651 | -1600
23 | 4694.5417 | 1675.7992 | -10430.9178 | 2397.2324 | 1663.3444
23 | 4691.8444 | 1760.4702 | -10748.5376 | 2110.728 | 2185.495
23 | 4661.6395 | -1010.8229 | -10275.9695 | 4171.5698 | 2453.5831
23 | 4880.8194 | 2722.6104 | -9131.5794 | -750.4771 | 2278.6267
23 | 5065.217 | 2156.7404 | -7133.5551 | -2620.5756 | 2532.1734
23 | 5106.5753 | 2041.6715 | -6672.9634 | -3031.5106 | 2556.2272
23 | -6294.054 | 880.9488 | 4139.8361 | -1537.103 | 2810.3721
23 | -6754.0968 | 903.2209 | 4959.4559 | -1586.1164 | 2477.5363
23 | -6990.9825 | 1179.8521 | 6852.1397 | -2030.7818 | 989.7724
23 | -6855.3273 | 1556.7204 | 8737.0625 | -2622.8372 | -815.6183
23 | -6985.2823 | 690.2007 | 6663.6395 | -2154.8674 | 1786.3094
23 | -6911.0244 | 454.907 | 6026.3536 | -2056.9377 | 2486.7016
23 | -6418.2769 | 316.3261 | 5346.5858 | -2118.7101 | 2874.0752
23 | -6884.7356 | -53.4397 | 5823.2691 | -1778.2911 | 2893.1974
23 | 868.3482 | 2511.024 | -6752.211 | 925.2293 | 2447.6094
23 | 627.0366 | 2556.5601 | -6493.0089 | 856.6341 | 2452.7781
23 | -6453.5277 | 3124.6186 | 4037.5288 | 1451.5501 | -2160.1697
23 | -6202.4226 | 1548.8 | 1293.5246 | 689.6554 | 2670.4426
23 | -6545.1604 | 1059.9983 | 3520.5962 | -808.5598 | 2773.1258
23 | -6651.1414 | 3313.9683 | 5592.6111 | 1040.776 | -3296.2141
23 | -7026.1816 | 2532.2394 | 7887.5923 | -836.0068 | -2557.6433
23 | -6800.483 | 1836.644 | 9633.2225 | -2770.62 | -1898.7634
23 | -6801.7937 | 1010.7736 | 9813.5445 | -2292.2895 | -1730.2349
23 | -6899.0676 | -985.6485 | 9588.1621 | -166.1158 | -1537.3301
23 | -5084.1533 | -402.01 | 8937.3092 | -1932.107 | -1519.0389
23 | -6813.6761 | -81.3875 | 9924.1196 | -1517.3318 | -1511.7242
23 | -7070.6994 | -2333.1551 | 8691.3416 | 2361.183 | -1648.6701
23 | -6997.5797 | -1765.0346 | 9074.7771 | 1287.8372 | -1600
23 | -7071.0195 | -2419.4922 | 8693.1712 | 2397.3405 | -1600
23 | -7076.5027 | -4311.4158 | 8692.7323 | 3122.5847 | -427.3985
23 | -7001.3435 | -1499.3114 | 6920.219 | -890.0569 | 2470.4927
23 | 935.7458 | 2566.8571 | -6697.2457 | 744.3215 | 2450.3214
23 | -6460.2968 | 2919.5555 | 4830.6133 | 2150.1709 | -3440.0429
23 | -6525.8163 | 2932.9106 | 4897.2147 | 2128.1804 | -3432.4894
23 | -6530.7183 | -5641.5924 | 5880.6692 | 8240.6734 | -1949.032
23 | 4640.2643 | -2746.019 | -8019.679 | 8143.1797 | -2017.746
23 | 4597.5965 | -4541.714 | -9647.7726 | 8052.3432 | 1539.5469
23 | 4586.2347 | -4951.1695 | -10155.7447 | 7930.8153 | 2589.8642
23 | 4602.8365 | -5027.9282 | -9961.223 | 7785.6825 | 2600.6321
23 | 4655.869 | -4945.4854 | -9074.0085 | 7478.7015 | 1884.9234
23 | 4682.446 | -5003.2561 | -8761.0286 | 7226.2448 | 1855.5939
23 | 4952.9102 | -4352.2943 | -4273.5407 | 5546.532 | -1873.6072
23 | 5129.7551 | -3474.1399 | -2693.8455 | 2942.9234 | -1904.6931
23 | 4904.0963 | -2946.0283 | -1463.5061 | 1468.9873 | -1963.5491
23 | 4871.2333 | -3775.5295 | -1009.2376 | 2050.1611 | -2136.6273
23 | 4875.3949 | -5437.2897 | -798.458 | 2960.3528 | -1600
23 | 5108.4415 | -5264.8286 | -2019.0324 | 4419.7214 | -2244.3019
23 | 5094.7129 | -5296.8489 | -1924.712 | 4386.3734 | -2259.5253
23 | 4632.7869 | -5108.1827 | -9628.6461 | 7486.1027 | 2617.9392
23 | 4829.5328 | -4113.742 | -7923.4537 | 4531.4046 | 2676.2582
23 | 5147.4229 | -3114.4394 | -3350.0774 | 1778.0987 | -461.0048
23 | 5175.9504 | -2025.4993 | -4375.7887 | -238.1968 | 1463.5344
23 | 5187.7847 | -1353.6287 | -5117.6699 | -1464.3895 | 2747.9034
23 | 5141.0896 | -1216.4376 | -4932.1743 | -1744.5577 | 2752.0799
23 | 4966.2792 | -2882.5334 | -2094.3564 | 1207.908 | -1197.2973
23 | 4724.9144 | -2628.834 | -687.6874 | 595.7858 | -2004.1788
23 | 3947.7162 | -2606.5339 | 12.437 | 745.905 | -2099.5243
23 | 4670.9341 | -2498.862 | -445.1045 | 324.4512 | -2051.4187
23 | 4574.6378 | -2396.4248 | -207.8211 | 124.3652 | -2094.7572
23 | 4877.6362 | -5131.1747 | -7001.6001 | 4527.7612 | 2727.3774
23 | 4975.5104 | -5498.3906 | -5460.8041 | 3918.5527 | 2065.1315
23 | 5142.3222 | -4086.7739 | -3235.4094 | 2160.2241 | 19.637
23 | 5159.5009 | -3969.7252 | -3900.6844 | 961.0199 | 1749.8888
23 | 4981.2539 | -3507.0049 | -2149.1209 | 1501.2671 | -826.3952
23 | 4706.5253 | -2686.3459 | -576.4126 | 581.3866 | -2025.1533
23 | 4137.2072 | -2652.2948 | -92.4617 | 696.8322 | -2089.2828
23 | 4667.4962 | -2564.429 | -408.8806 | 363.7822 | -2057.9688
23 | 4596.1778 | -2465.8232 | -242.2615 | 200.3294 | -2088.4225
23 | 3598.0043 | -1167.1704 | 1649.0566 | -2367.536 | -1712.3546
23 | 2368.866 | -1149.5319 | 2525.1739 | -2144.5081 | -1600
23 | -3801.6855 | -1073.3099 | 6890.826 | -1024.9685 | -990.8621
23 | 3570.5035 | -1429.9443 | 1749.7322 | -2290.2914 | -1600
23 | 4661.6687 | -2667.437 | -347.4154 | 426.5123 | -2073.3286
23 | 4643.75 | -4009.8806 | -91.2867 | 1057.4173 | -1600
23 | 4682.745 | -2817.5474 | -412.5425 | 610.2251 | -2062.8802
23 | 4683.1478 | -4230.9391 | -221.1597 | 1368.9509 | -1600
23 | 5160.6025 | -3964.046 | -4001.0452 | 818.441 | 1986.0477
23 | 5156.4126 | -4341.2098 | -3812.3687 | 1182.9307 | 1814.2352
23 | 4977.0467 | -3386.0074 | -3261.9673 | -280.9071 | 1951.8352
23 | 4654.4937 | -2951.082 | -2568.1432 | -1058.1437 | 1922.8752
23 | 4055.4438 | -2130.9759 | -1212.696 | -2459.1251 | 1747.3532
23 | -2617.0474 | -1828.5048 | 4090.9782 | -1246.5435 | 1601.1174
23 | 3814.6189 | -2961.3656 | -3.7938 | -2111.667 | 1262.2074
23 | 5112.8272 | -2923.7509 | -5314.9036 | 363.2373 | 2762.5901
23 | 5172.0839 | -2940.4656 | -4516.1896 | -185.3103 | 2469.8816
23 | 5173.6106 | -2995.06 | -4548.7573 | -414.1298 | 2784.3366
23 | 5068.2725 | -3033.1056 | -3990.0556 | -843.6977 | 2798.5864
23 | 5019.279 | -2948.1002 | -3684.6274 | -605.7564 | 2219.205
23 | 5181.6359 | -2036.8461 | -4916.1161 | -994.3577 | 2765.6841
23 | 5120.7173 | -1711.7063 | -4711.0343 | -1465.5182 | 2767.5415
23 | 4168.0487 | -5023.8537 | -9676.8001 | 7929.0715 | 2603.5335
23 | 3251.8886 | -5114.3846 | -8641.0155 | 7872.1669 | 2631.3447
23 | -1601.9639 | -4198.4517 | -3427.3059 | 6492.4117 | 2735.3097
23 | -6241.2556 | -3644.465 | 2780.1568 | 6265.0282 | 840.5356
23 | -6123.6998 | -2821.6778 | 1326.9112 | 4802.5779 | 2815.8884
23 | -6526.8368 | -1043.5978 | 3586.8393 | 1115.505 | 2868.0902
23 | -6682.4102 | -503.4875 | 4545.4537 | -31.0204 | 2671.4645
23 | -4510.2516 | -175.3705 | 3459.0614 | -1347.543 | 2574.1037
23 | -6926.3664 | -312.8157 | 6437.2849 | -587.2606 | 1389.1578
23 | -6866.8945 | -733.7546 | 5907.4187 | -512.9853 | 2206.2157
23 | -7005.3106 | -1627.4546 | 7115.7429 | -147.9706 | 1664.993
23 | -7002.3671 | -1627.8724 | 6940.089 | -798.0097 | 2488.1602
23 | 4564.7828 | -492.9199 | -3718.3568 | -3130.7603 | 2777.2542
23 | 4534.1903 | -459.7929 | -3644.0637 | -3195.323 | 2764.9893
23 | -2219.7793 | -183.327 | 1760.3524 | -1956.5454 | 2599.2992
23 | -3895.6874 | -649.9706 | 6846.5857 | -1129.0768 | -1171.8507
23 | 3607.796 | -1067.2662 | 1613.1523 | -2398.2976 | -1755.3846
23 | 1514.8986 | -951.9312 | 3080.2862 | -2043.2537 | -1600
23 | 4537.7371 | -445.3229 | -3664.9558 | -3205.4304 | 2777.9721
23 | -2053.5241 | 78.7028 | 1295.2271 | -2160.9913 | 2840.5854
23 | -6606.6524 | -537.0279 | 4010.6571 | 259.1016 | 2873.9216
23 | -6672.3526 | -484.0546 | 4467.3773 | -20.4199 | 2709.4499
23 | -6824.866 | -470.2619 | 5479.7723 | -884.0248 | 2699.3804
23 | -6833.5172 | -532.0099 | 5509.8147 | -1056.0009 | 2911.7133
23 | -6173.8041 | -322.4163 | 3866.0074 | -242.1224 | 2872.3354
23 | -3568.3174 | 117.1072 | 2375.5206 | -1778.4536 | 2854.1432
23 | -6226.6687 | -274.8773 | 4777.0447 | -1171.2263 | 2895.7275
23 | -6773.1178 | -2911.7271 | 6716.9029 | 4452.5133 | -1484.5713
23 | -4853.5793 | -2855.3931 | 5524.6292 | 3784.3432 | -1600
23 | -7040.1699 | -1538.7763 | 8098.4362 | 1640.9733 | -1160.4633
23 | -6997.7958 | -383.3481 | 7066.0304 | -511.0603 | 826.1738
23 | -6900.8861 | -608.9894 | 8826.919 | -354.7249 | -962.3185
23 | -2674.2139 | -5070.67 | -1872.3694 | 6828.6395 | 2788.6137
23 | -5970.887 | -5563.7182 | 2645.2385 | 7011.7089 | 1877.6578
23 | -6265.4284 | -5464.418 | 3031.6314 | 6972.3471 | 1725.8678
23 | -6787.0992 | -3412.0102 | 6840.7295 | 4626.2518 | -1267.8719
23 | -2554.2678 | -3108.1014 | 4170.222 | 3092.1471 | -1600
23 | -7046.0105 | -2133.3266 | 8184.8659 | 1929.8183 | -935.3471
23 | -6897.7684 | -1163.5289 | 8964.3695 | -186.929 | -716.1432
23 | -6259.3604 | -5472.9792 | 2955.1543 | 6909.4283 | 1867.757
23 | -6842.0477 | -2724.8292 | 6252.3845 | 1604.3313 | 1710.1609
23 | -1873.0023 | -2743.1821 | 2522.7008 | 295.6447 | 1797.8389
23 | -6932.0791 | -2306.1296 | 6774.2778 | 819.5079 | 1644.423
23 | -7011.1433 | -1941.0143 | 7238.0179 | 145.4897 | 1568.65
23 | -6993.6708 | -1825.9916 | 7352.5545 | -78.2067 | 1545.3146
23 | -7017.7843 | -2299.1614 | 7376.4234 | 476.0302 | 1464.4921
23 | -6965.593 | -2304.1533 | 7920.2428 | 80.0152 | 1269.4883
23 | -7018.2105 | -2435.9997 | 7303.5423 | 137.0668 | 2013.6011
23 | -6959.9464 | -2380.5972 | 7941.1276 | -152.5899 | 1552.0059
23 | -1169.0902 | -2805.7287 | 4042.5377 | -1180.6156 | 1112.8968
23 | -2824.5642 | -2804.615 | 5455.9659 | -852.2998 | 1025.5132
23 | -2791.5109 | -2665.4411 | 5251.412 | -909.8678 | 1115.4078
23 | -7026.5912 | -2758.4242 | 7562.0182 | 914.8335 | 1308.1637
23 | -6935.5587 | -2788.9065 | 8523.6804 | 241.7045 | 959.0803
23 | -7025.9245 | -2817.3017 | 7481.0798 | 587.3052 | 1774.8413
23 | -6935.0555 | -2794.8843 | 8520.2825 | 206.0325 | 1003.6248
23 | -6270.3497 | -5656.6911 | 3086.4832 | 7067.5135 | 1773.0441
23 | -6151.6587 | -3648.9677 | 1654.4265 | 5305.9696 | 2840.2303
23 | -6331.2327 | -2636.3772 | 2621.4679 | 3487.4667 | 2858.6753
23 | -2947.3514 | -2655.7741 | 329.5768 | 2442.1829 | 2831.3658
23 | -6369.5623 | -2360.808 | 2817.2028 | 3051.8507 | 2861.3168
23 | 4765.4462 | -4302.9334 | -6857.6809 | 7070.1465 | -674.9784
23 | 4886.7221 | -3882.7182 | -4710.5905 | 6409.0953 | -2702.5087
23 | 4952.904 | -4263.4473 | -3702.5453 | 5965.3246 | -2952.236
23 | 5107.2654 | -5250.5747 | -1988.793 | 4462.9149 | -2330.8126
23 | 5107.1906 | -5283.3963 | -1974.2167 | 4477.1975 | -2326.775
23 | 5107.5899 | -5252.8185 | -1986.273 | 4458.962 | -2327.4604
23 | 1457.0981 | -4604.4708 | -3524.1752 | 7447.9835 | -776.4357
23 | 248.238 | -4512.5538 | -1185.2496 | 7266.3713 | -1816.8059
23 | -45.8265 | -4408.6089 | -163.7993 | 7093.1431 | -2474.9084
23 | -147.8779 | -4520.0089 | 207.385 | 6994.6428 | -2534.141
23 | -385.957 | -5128.4373 | 1112.8089 | 6674.1316 | -2272.5462
23 | -594.3439 | -6047.7073 | 1949.1125 | 6292.9387 | -1600
23 | 4077.9029 | -5177.3896 | -1429.8626 | 4855.4296 | -2326.0802
23 | 1232.9881 | -4779.9284 | -5351.1943 | 8141.6382 | 756.4964
23 | -1746.6393 | -4696.768 | -1270.1783 | 8235.8051 | -522.2195
23 | -5024.9834 | -4386.4452 | 3425.3585 | 8350.6387 | -2364.5686
23 | -6414.258 | -4103.2642 | 4837.574 | 7884.353 | -2204.4048
23 | -6452.0113 | -3988.4733 | 5047.0571 | 7556.7803 | -2163.3528
23 | -6722.2764 | -3084.6338 | 6455.2138 | 4951.6964 | -1600
23 | -6419.5563 | -4283.3078 | 4897.1804 | 7979.4236 | -2173.7399
23 | -742.7707 | -4389.93 | 461.4338 | 7231.5967 | -2560.3297
23 | 2635.4534 | -2993.1089 | 359.296 | 2233.5189 | -2235.1594
23 | -5798.5001 | -4710.4976 | 4355.8548 | 8348.6033 | -2195.4605
23 | -6435.297 | -5096.6996 | 5068.5548 | 8338.1707 | -1874.729
23 | -6486.1519 | -5475.541 | 5390.1627 | 8171.5302 | -1600
23 | 2801.2361 | -5580.048 | -7917.4307 | 8040.2217 | 2656.0209
23 | 1714.0349 | -5860.5673 | -6600.2802 | 8053.2689 | 2693.5437
23 | -5.0032 | -6373.2351 | -4439.718 | 8063.9601 | 2753.9961
23 | 4588.1487 | -5170.4851 | -10024.2227 | 8011.3736 | 2595.1854
23 | 4618.104 | -5403.1334 | -9624.4375 | 7793.0274 | 2616.4395
23 | 4776.519 | -6818.6767 | -7346.8124 | 6662.1816 | 2726.7885
23 | 4622.3906 | -5222.8018 | -9677.9606 | 7663.0319 | 2615.3399
23 | 4647.3279 | -5298.2807 | -9397.0322 | 7418.0278 | 2629.9573
23 | 4773.93 | -6322.5242 | -7633.1716 | 6465.6198 | 2716.146
23 | 2849.793 | -5595.5074 | -7926.3788 | 8015.2527 | 2656.8405
23 | 1857.9934 | -5872.4859 | -6687.2493 | 8008.7922 | 2692.9496
23 | 1540.7963 | -6421.23 | -5510.5967 | 7649.9294 | 2741.1009
24 | 527.0901 | 4318.2031 | -8680.3487 | 1378.6921 | 2456.3634
24 | -6079.2769 | 4843.557 | 1161.5095 | 1919.4355 | -1845.2251
24 | -6199.9698 | 4146.8472 | 2667.1846 | 3388.4834 | -4002.5454
24 | -3191.8513 | 3142.7518 | -378.3415 | 4722.4431 | -4295.0022
24 | -6418.1471 | 5181.6404 | 3835.8802 | 1227.9052 | -3827.2786
24 | 5099.0652 | 5665.7669 | -3559.7612 | -2951.2541 | -4253.8167
24 | 4801.2428 | 5098.4823 | -1888.9779 | -4296.8422 | -3713.9051
24 | 4772.5584 | 1566.711 | -1244.3391 | -2068.1485 | -3026.7819
24 | -6813.8491 | 4353.1491 | 6255.1719 | -755.827 | -3038.6449
24 | -6599.7067 | 3690.5847 | 7908.7052 | -2593.2401 | -2406.3431
24 | -5521.8018 | 3663.4655 | 7409.7069 | -3174.1571 | -2377.2135
24 | -3033.9228 | 3824.1976 | 5662.3841 | -3929.7732 | -2522.8857
24 | -1560.9633 | 3947.6617 | 4552.3939 | -4302.9793 | -2636.113
24 | -3477.3399 | 1479.7727 | 6472.5916 | -2454.9429 | -2020.0815
24 | -2900.6287 | 3487.5329 | 5813.455 | -3946.9007 | -2453.4585
24 | -2779.7641 | 1758.5814 | 6489.9159 | -3379.766 | -2088.9673
24 | -3275.4123 | 338.5954 | 6940.6168 | -2222.5753 | -1781.2246
24 | 180.5162 | 1891.087 | 4098.0068 | -3867.3017 | -2302.3083
24 | 444.6322 | 1086.3306 | 3913.9369 | -3282.4693 | -2162.4303
24 | -1909.7508 | 393.6264 | 4265.8834 | -3267.6091 | 517.8502
24 | -2147.0692 | -1636.2356 | 3980.2143 | -1963.4396 | 1766.5301
24 | -6570.806 | 2570.2524 | 8367.3218 | -2262.125 | -2104.6432
24 | -6574.8104 | 199.4541 | 8880.7095 | -889.0615 | -1616.2918
24 | -6655.4594 | -224.9324 | 7566.0418 | -664.3518 | -21.2981
24 | -6560.4728 | 3353.6471 | 8311.206 | -2842.2745 | -2262.1058
24 | -6790.3545 | 3450.4638 | 5564.0327 | -1553.3099 | -670.8321
24 | -6787.2731 | 1967.5431 | 5294.0072 | -1704.9035 | 1230.6263
24 | -6722.8128 | 745.012 | 5816.763 | -2174.7038 | 2335.7416
24 | -6822.8008 | 3371.6451 | 6416.5466 | -112.1219 | -2853.2691
24 | -6824.7836 | 3788.1144 | 6447.3262 | -418.6055 | -2992.0515
24 | -5925.7796 | 3893.1936 | -508.4369 | 1466.1167 | 1074.9062
24 | -6639.8469 | 3336.1953 | 4396.8661 | -1211.6607 | 118.4462
24 | 4231.7788 | 3130.3357 | -12522.6007 | 2920.8563 | 2239.6299
24 | 4574.1058 | 3104.142 | -12784.5255 | 2883.7664 | 2222.5114
24 | 4825.6222 | 2525.3522 | -6467.0311 | 3860.8303 | -4744.7735
24 | 5177.1878 | 5341.889 | -3932.2723 | -2277.7009 | -4309.1036
24 | 4824.1675 | 2199.8322 | -6405.834 | 4062.5375 | -4680.7032
24 | 5132.0388 | -1932.416 | -2678.9895 | 2393.6281 | -2914.2613
24 | 841.5706 | -4526.1417 | -7831.5294 | 8253.0848 | 3263.0157
24 | -1667.1537 | -5136.0793 | -5039.5887 | 8299.5809 | 3543.2408
24 | -1759.0494 | -5140.2479 | -4919.8388 | 8302.0668 | 3517.0693
24 | -5969.1626 | -4725.4302 | 1149.057 | 8442.0446 | 1103.4911
24 | -6504.3592 | -4233.3191 | 5385.8729 | 7400.328 | -2048.5226
24 | 4846.3372 | -4268.1381 | -2430.3548 | 4410.0792 | -2557.9235
24 | -6762.8603 | -3445.402 | 6819.0998 | 5153.7844 | -1764.6219
24 | -6743.2442 | -5434.4856 | 7006.6888 | 6709.5555 | -1538.5145
24 | -6732.3808 | -5832.9834 | 7482.0194 | 6456.8185 | -1373.4737
24 | -342.7165 | -6316.9008 | 3644.6218 | 4482.3427 | -1467.3472
24 | 1593.7873 | -6300.817 | 2284.4355 | 3985.9978 | -1563.4036
24 | 4216.9215 | -5169.4524 | 1350.0437 | 1145.8384 | -1543.3512
24 | -5866.3873 | -4435.8359 | -92.5821 | 7425.0812 | 2969.7241
24 | -5989.537 | -4160.8927 | 702.1125 | 6673.0098 | 2775.3074
24 | 4881.7972 | -4231.12 | -7480.2949 | 3863.8738 | 2965.7439
24 | 5048.7882 | -3707.271 | -5076.2785 | 2419.4723 | 1315.2891
24 | 5149.9628 | -3376.9936 | -3557.6237 | 1509.936 | 274.7186
24 | 5061.1829 | -3262.679 | -2942.6676 | 1229.254 | -85.0903
24 | 4724.9011 | -2906.8343 | -985.1629 | 372.0493 | -1204.9533
24 | 5162.1399 | -3027.1606 | -3910.8632 | 864.446 | 911.4379
24 | 4930.7336 | -4415.5987 | -6709.3388 | 3560.0377 | 2634.1661
24 | 5170.338 | -2977.9717 | -4461.7472 | 26.3919 | 2242.989
24 | 5165.8469 | -3004.9189 | -4054.6884 | 605.7556 | 1288.0048
24 | -6781.1347 | -3064.3196 | 6557.8187 | 3963.9963 | -676.3607
24 | -6751.919 | -2790.6023 | 7855.8221 | 3225.2776 | -1538.5784
24 | 4284.4459 | -2661.1981 | 516.3945 | -162.248 | -1977.3944
24 | -6401.2389 | -2544.7279 | 3128.3021 | 3285.4057 | 2532.2589
24 | -3625.0329 | -2578.1583 | 1018.44 | 2601.5956 | 2583.1556
24 | 5075.3877 | -2847.3218 | -5809.3339 | 814.5773 | 2766.6906
24 | 5178.9377 | -2170.1725 | -4824.9596 | -704.8652 | 2521.0596
24 | 5081.123 | -1935.1822 | -4384.8724 | -1195.5726 | 2434.5043
24 | 4692.6559 | -1514.9721 | -3440.6663 | -2014.6449 | 2277.6275
24 | 5167.3372 | -2828.7716 | -4097.7329 | 497.1063 | 1262.061
24 | 5171.2847 | -2893.5775 | -4504.2209 | -56.3674 | 2282.8811
24 | 4461.5494 | -1502.1313 | -3250.3884 | -1979.7091 | 2270.6793
24 | 4532.1193 | -2204.3602 | -2549.1987 | -1663.8795 | 1885.3192
24 | -6765.6537 | -1301.494 | 5386.7375 | 641.2565 | 2039.1536
24 | -4759.3918 | -998.1015 | 4385.9242 | -575.7548 | 1947.324
24 | -6810.5127 | -1266.4329 | 5734.6101 | 538.9743 | 1803.3613
24 | -6822.2508 | -1586.5005 | 6020.5989 | 1135.1135 | 1253.0389
24 | -6749.0569 | -2381.2123 | 8247.7835 | 2358.5068 | -1476.0212
24 | -6609.2349 | -1477.923 | 9022.3265 | 408.3728 | -1343.5414
24 | 3954.9196 | -2221.6469 | 1162.1712 | -999.0371 | -1896.4069
24 | -6706.6258 | -1080.4422 | 7007.3384 | -51.0002 | 830.7298
24 | -6810.2701 | -1355.6783 | 5716.3965 | 524.9425 | 1924.6093
24 | -6823.0062 | -2041.7998 | 5983.2081 | 1165.709 | 1715.8889
24 | -6726.4034 | -1497.367 | 6674.9145 | 7.4832 | 1541.3726
24 | -6625.038 | -2655.3415 | 4740.3881 | 2539.9914 | 2000
24 | 718.2358 | -2772.6497 | -472.7931 | 527.2069 | 2000
24 | 5001.9488 | -2913.2259 | -3577.7468 | -510.976 | 2000
24 | 5000.6251 | -2913.2948 | -3570.5375 | -514.608 | 1997.8152
24 | 5159.9176 | -3475.4644 | -4185.1379 | 500.6846 | 2000
24 | 5129.8327 | -4911.0029 | -3385.3341 | 1871.5867 | 1294.9177
24 | 5142.2842 | -4451.5377 | -3725.5983 | 1034.8517 | 2000
24 | 5000.81 | -2913.6102 | -3571.695 | -515.5048 | 2000
24 | 4409.8353 | -2918.7358 | -1760.2279 | -1245.5498 | 1514.6782
24 | 4364.0646 | -2925.3155 | -1615.8357 | -1296.8614 | 1473.9479
24 | 4545.5413 | -2975.8695 | -2284.8359 | -1284.8359 | 2000
24 | -6813.2243 | -2731.8951 | 6091.7065 | 1896.6544 | 1556.7585
24 | -6801.0648 | -2768.1938 | 6635.678 | 1577.966 | 1355.6146
24 | -6795.1331 | -2944.6714 | 6812.6887 | 1687.5621 | 1239.5536
24 | -6773.0696 | -2789.8686 | 6940.7061 | 1384.8797 | 1237.3524
24 | -581.4567 | -2902.0703 | 2748.5506 | -428.3283 | 1163.3047
24 | 4237.7718 | -3411.1965 | -902.9159 | -1034.5944 | 1110.935
24 | 4861.5956 | -4349.8255 | -2179.4393 | 552.6194 | 1115.0498
24 | 5111.3859 | -5221.7202 | -3147.4905 | 2134.9354 | 1122.8893
24 | -6693.796 | -2229.1114 | 7441.9045 | 343.8653 | 1137.1376
24 | -6608.784 | -1511.0229 | 9036.4776 | 420.0331 | -1336.7037
24 | -6747.5697 | -2478.2271 | 8290.5239 | 2390.9055 | -1455.6326
24 | -6733.8264 | -3366.8779 | 8687.8832 | 2683.0976 | -1270.2765
24 | 3922.0264 | -2510.9285 | 1314.3882 | -891.304 | -1834.1822
24 | -6598.0383 | -2185.6559 | 9340.5327 | 638.4979 | -1195.3363
24 | 3186.0561 | -4267.9298 | 2700.0521 | -203.5381 | -1414.6404
24 | 3696.1422 | -4301.5553 | 2319.1565 | -271.8878 | -1441.8557
24 | -6663.3826 | -2878.4183 | 8133.7231 | 618.3699 | 789.708
24 | -6625.3363 | -3583.2815 | 8984.7866 | 932.4634 | 291.3679
24 | -6588.0548 | -3524.898 | 9718.4303 | 1035.8597 | -641.3372
24 | -6656.0187 | -4329.8277 | 9441.2104 | 2141.2861 | -596.65
24 | -5913.5126 | -3782.4208 | 9293.4039 | 1011.7486 | -609.2191
24 | -6799.9339 | -3564.3021 | 6245.1223 | 2871.7671 | 1247.3466
24 | -6529.4644 | -4985.2516 | 4757.6849 | 5495.2433 | 1261.7878
24 | 5117.3828 | -5249.3002 | -3176.8544 | 2185.6113 | 1123.1605
24 | 5107.7945 | -5209.4144 | -3112.6703 | 2144.095 | 1070.1952
24 | 4726.9596 | -3887.7151 | -944.8808 | 787.8933 | -682.257
24 | 5108.0392 | -5277.4838 | -3104.7774 | 2181.1095 | 1093.1126
24 | -6777.7713 | -3853.3949 | 6563.6474 | 4309.7565 | -242.2377
24 | -6749.9056 | -2906.5456 | 7921.6838 | 3245.1412 | -1510.3738
24 | 4227.2879 | -2960.0923 | 727.2213 | -92.0328 | -1902.3841
24 | -6734.7766 | -3995.0431 | 8301.7784 | 3738.7903 | -1310.749
24 | 2903.985 | -5078.2388 | 2355.8145 | 1282.8444 | -1464.4052
24 | 4115.8295 | -5024.6443 | 1540.2481 | 887.1919 | -1518.6251
24 | -6765.7994 | -5723.5222 | 6639.5648 | 5374.9724 | 474.7844
24 | -6817.0027 | -2837.2125 | 6054.7457 | 1599.4695 | 2000
24 | -6808.7801 | -2903.4134 | 6469.7797 | 1242.4138 | 2000
24 | -6266.523 | -4585.9206 | 2782.7289 | 6069.7147 | 2000
24 | 5011.8563 | -4768.2256 | -5225.9742 | 2982.3435 | 2000
24 | 5122.1726 | -5242.4189 | -3211.0894 | 2195.4466 | 1135.8891
24 | -5931.8624 | -5591.0524 | 695.6286 | 8382.5292 | 2444.7569
24 | -6093.2164 | -5817.3883 | 1901.6868 | 8008.9179 | 2000
24 | 4885.6857 | -6092.7271 | -5954.7393 | 5161.7807 | 2000
24 | -1287.9164 | -5146.5901 | -5282.8882 | 8189.759 | 3527.6357
24 | 4684.937 | -5162.3262 | -9375.4722 | 6610.0234 | 3242.838
24 | 4856.0167 | -4777.8692 | -6456.9745 | 5636.615 | 742.212
24 | 5030.8107 | -4273.6012 | -2596.0098 | 4373.2904 | -2534.49
24 | 5055.0106 | -4177.2816 | -2428.141 | 4086.0479 | -2535.6359
24 | 5095.4338 | -4013.0548 | -2193.8882 | 3592.1034 | -2480.5941
24 | 4883.523 | -3443.3373 | -1140.4772 | 1974.5108 | -2274.2194
24 | 4645.4445 | -2968.1002 | -219.8417 | 641.8802 | -2099.3828
24 | 4568.4794 | -5648.061 | 681.8137 | 2031.1098 | -1633.3418
24 | 5036.0153 | -4311.0341 | -2509.6982 | 4333.575 | -2548.858
24 | 5077.3085 | -4809.1243 | -1934.7611 | 4010.4263 | -2343.8495
24 | 4857.5656 | -5855.3982 | -514.878 | 3411.7801 | -1899.0695
24 | 4749.0052 | -6246.8126 | 34.5503 | 3194.7167 | -1731.4597
24 | 4829.6284 | -6074.286 | -272.6117 | 3378.1596 | -1860.8902
24 | 4890.7752 | -4655.349 | -5996.946 | 5291.1165 | 470.4033
24 | 5122.8077 | -3857.4068 | -2650.0087 | 3069.2728 | -1684.665
24 | 5132.0388 | -3207.767 | -2764.0129 | 2733.7217 | -1893.9806
24 | 4860.2652 | -4838.409 | -6402.8983 | 5602.9956 | 778.0464
24 | 5091.6156 | -5917.5161 | -2246.7807 | 3861.0118 | -788.3306
24 | 4777.0408 | -4693.6471 | -8587.5661 | 5215.4194 | 3288.7531
24 | 4714.4727 | -5427.964 | -8958.7771 | 6397.2226 | 3275.0457
24 | 4729.5481 | -5622.7116 | -8672.8673 | 6301.0661 | 3264.9647
24 | 4744.6104 | -5532.3378 | -8489.8322 | 6202.55 | 3075.0097
24 | -5129.083 | -2496.9157 | 2161.1241 | 8513.6549 | -3048.7803
24 | -6172.9873 | -2797.6702 | 3277.7165 | 8530.9802 | -2838.0392
24 | -6224.6711 | -3188.3722 | 3707.9242 | 8479.3745 | -2774.2555
24 | 4564.653 | -4284.8465 | -10819.5693 | 7519.6811 | 3020.0817
24 | 4643.9442 | -3463.4763 | -9126.2909 | 7194.7628 | 751.0602
24 | 4736.6855 | -1785.8574 | -5602.6322 | 6543.0625 | -3891.2584
24 | 5028.3813 | -4234.0863 | -2601.0023 | 4391.4624 | -2584.7551
24 | 4756.9601 | 4502.5747 | -11350.7056 | -171.3527 | 2262.5235
24 | 5184.5544 | 5585.4664 | -4199.6471 | -2788.333 | -3782.0407
24 | 5114.0368 | 3404.7783 | -7483.7516 | -3794.1538 | 2759.0904
24 | 3563.4811 | 3229.5753 | -6109.3019 | -3563.4811 | 2879.7266
24 | -504.6247 | 2777.2225 | -2462.6516 | -2969.8526 | 3159.9063
24 | -2314.1835 | 3313.431 | 3249.3227 | -3872.2315 | -376.3387
24 | -28.3252 | 3801.6602 | 2498.3841 | -4576.0091 | -1695.71
24 | -2557.7305 | 3343.2478 | 3597.3912 | -3831.6244 | -551.2841
24 | -2621.9073 | 1014.0451 | 2921.7296 | -2502.013 | 1188.1457
24 | 2016.4021 | 2158.9395 | -3144.7872 | -4241.952 | 3211.3976
24 | 816.5094 | 915.7212 | -1886.3937 | -3257.3835 | 3411.5466
24 | -967.0228 | 1573.8798 | -146.774 | -3778.5981 | 3318.515
24 | 2022.3382 | 1503.4889 | -2161.5827 | -4521.2002 | 3156.9557
24 | -1282.278 | 1471.5429 | 172.1385 | -3697.5509 | 3336.1475
24 | -972.3528 | 616.0648 | 785.7167 | -3753.4212 | 3323.9925
24 | 4835.964 | 2291.0203 | -5353.6829 | -4835.964 | 3062.6625
24 | 4793.9827 | 2131.8413 | -5220.1591 | -4793.9827 | 3088.3178
24 | 4101.4474 | 1205.2668 | -4433.5858 | -4101.4474 | 3228.319
24 | 4753.1716 | 1263.5698 | -4934.3652 | -4269.1816 | 3186.8054
24 | 4282.5666 | -150.9588 | -3041.5997 | -4282.5666 | 3192.5586
24 | 4799.4713 | 2251.5478 | -5258.7921 | -4866.275 | 3074.048
24 | 4286.559 | 3239.0543 | -2467.4972 | -5216.7231 | 158.6069
24 | 4579.4206 | 1788.1118 | -4404.5216 | -5010.249 | 3047.2382
24 | 4808.5672 | 1970.0192 | -4917.8354 | -4808.5672 | 2947.8162
24 | 4479.3456 | 1529.7942 | -3956.5056 | -5067.5402 | 3014.906
24 | 5218.6164 | 3767.1416 | -5632.2554 | -4364.1968 | 1010.6941
24 | 5120.5158 | 3874.5906 | -4887.8856 | -4537.0961 | 429.8752
24 | 3837.195 | 4462.9339 | 316.9834 | -5506.1731 | -3110.9393
24 | 3080.224 | 4372.3281 | 959.8451 | -5385.5359 | -3026.8612
24 | 3797.6868 | 4411.5705 | 411.5602 | -5539.4116 | -3081.4059
24 | 3682.8071 | 2817.2792 | 924.7251 | -4704.5347 | -2720.2767
24 | 3663.2187 | 2136.1504 | 1079.6855 | -4298.3212 | -2580.7334
24 | 3598.2516 | 2144.3766 | 1291.7019 | -4464.1286 | -2570.2015
24 | 3611.2006 | 1802.96 | 1294.6908 | -4204.3302 | -2504.5213
24 | 3789.4362 | 4383.4585 | 446.5636 | -5544.0151 | -3075.4431
24 | 5222.8258 | 3272.7616 | -5827.2766 | -4487.0319 | 1818.7211
24 | 5210.6232 | 1208.1182 | -5495.1178 | -3198.2005 | 2274.577
24 | 5220.9485 | 3055.9109 | -5783.929 | -4474.8058 | 1981.8753
24 | 5210.6211 | 2700.1896 | -6324.1869 | -4524.5805 | 2937.9567
24 | 5211.3272 | 2513.371 | -6090.8659 | -4491.6631 | 2857.8309
24 | 5209.311 | 1565.3336 | -5566.092 | -4004.6856 | 2796.133
24 | 5200.6166 | -98.0615 | -5252.4971 | -2855.5965 | 3005.5386
24 | 5191.6104 | -1362.1347 | -4990.0303 | -1973.6357 | 3134.1903
24 | 5186.0407 | -1035.7708 | -5013.2182 | -2242.4561 | 3105.4044
24 | 5196.8811 | -776.0011 | -5147.2849 | -2376.3026 | 3102.7076
24 | 1151.0578 | 4186.2903 | -9208.1688 | 1490.7619 | 2380.0588
24 | -6150.4978 | 4720.5602 | 1895.702 | 2180.3281 | -2646.0925
24 | -6362.0322 | 4912.3826 | 3582.1845 | 1788.8884 | -3921.4233
24 | -3723.6613 | 5018.3377 | 1884.02 | 842.1159 | -4020.8124
24 | 5114.2302 | 5230.9816 | -4905.5658 | -1997.3944 | -3442.2516
24 | 5175.9006 | 5395.0652 | -3895.2572 | -2390.9838 | -4284.7247
24 | 5164.6802 | 5406.2595 | -3812.0638 | -2413.7324 | -4345.1436
24 | -6407.4316 | 4638.2316 | 3901.1461 | 1690.8032 | -3822.7494
24 | -6406.4668 | 3311.4967 | 3712.691 | 1633.4067 | -2251.1277
24 | -4994.4539 | 3350.6711 | 2628.6678 | 1179.9674 | -2164.8523
24 | -6512.4169 | 3227.8988 | 4516.0159 | 1394.0633 | -2625.5611
24 | -6659.9808 | 3223.0427 | 5650.0857 | 1065.7209 | -3278.8685
24 | 4941.4219 | 4209.3702 | -2327.1888 | -2938.6365 | -3884.9668
24 | 5114.2926 | 4204.6705 | -5050.8198 | -2041.5737 | -2226.5697
24 | 5177.0333 | 4217.8167 | -4044.893 | -2448.5527 | -2901.4042
24 | 5178.793 | 3640.4225 | -4163.058 | -2532.2004 | -2123.9572
24 | 4877.9167 | 3912.5036 | -1917.9473 | -3115.2706 | -3757.2024
24 | 4743.2127 | 3655.9228 | -1162.258 | -3723.8752 | -3513.0023
24 | 4708.284 | -644.6867 | -377.2865 | -1010.0128 | -2676.2979
24 | 4827.1709 | -6012.4252 | -266.0094 | 3321.2704 | -1870.0066
24 | 5212.1786 | 1858.2028 | -5567.22 | -4076.7734 | 2573.6119
24 | 5171.8425 | 3498.9402 | -3904.896 | -2073.9667 | -2691.9201
24 | 4927.4 | 3779.4687 | -2163.9296 | -2737.5461 | -3805.393
24 | 5153.3312 | 2817.1441 | -3237.6624 | -772.2183 | -3960.5945
24 | 2434.1581 | 3860.0193 | -10389.8609 | 1840.4092 | 2255.2743
24 | 2698.3335 | 3777.1585 | -10660.6173 | 1946.3829 | 2238.7425
24 | 3639.0308 | 3474.194 | -11638.5912 | 2340.8744 | 2184.4921
24 | 4607.3527 | 3398.2658 | -12382.1306 | 2239.921 | 2136.5911
24 | 4846.988 | 2733.7213 | -6231.0276 | 3406.7057 | -4756.3874
24 | 5174.9622 | 5363.6194 | -3861.1565 | -2325.0535 | -4352.3716
24 | 4861.6317 | 2077.3181 | -5870.9304 | 3533.8845 | -4601.9039
24 | 1825.5156 | 3912.4182 | -9490.3063 | 1881.9584 | 1870.4141
24 | -6169.1465 | 4669.3685 | 2098.1132 | 2288.5716 | -2886.9068
24 | -6230.9581 | 4290.6519 | 2880.9594 | 3086.9971 | -4027.6502
24 | -3575.8838 | 3399.3385 | 185.9488 | 4275.3131 | -4284.7166
24 | -6358.3923 | 4895.0143 | 3564.2642 | 1825.1116 | -3925.9977
24 | 4690.8472 | 3989.4739 | -11645.0004 | 942.881 | 2021.7982
24 | 4849.3766 | 3855.3265 | -9206.8633 | -183.5888 | 685.749
24 | -6140.3154 | 3416.3016 | 1708.362 | 2304.2384 | -1288.5867
24 | 4676.1957 | 3925.0012 | -11841.4651 | 1089.1686 | 2151.0996
24 | 2494.8233 | 2494.2565 | -9994.4934 | 2698.6896 | 2306.7239
24 | 4681.2688 | 3963.6011 | -11802.3889 | 1004.8467 | 2152.6723
24 | 4777.628 | 3268.8945 | -10502.2214 | 210.1296 | 2245.5694
24 | -1934.296 | 2248.6571 | -4899.6147 | 1934.296 | 2650.9576
24 | -2028.1552 | 2065.7205 | -4731.2638 | 2028.1552 | 2665.5434
24 | 1133.7796 | 1276.5555 | -8040.8006 | 3171.1038 | 2459.3617
24 | -2060.2366 | -5936.84 | -3621.2026 | 8194.7551 | 3423.5239
24 | -3211.1869 | -6216.6666 | -2340.3185 | 8216.0866 | 3552.0854
24 | -6007.6076 | -6343.5181 | 1303.7163 | 8291.7325 | 2755.6769
24 | -6236.3443 | -6508.7135 | 3003.3353 | 7741.7225 | 2000
24 | 4918.0984 | -6714.9571 | -5084.3895 | 4881.2481 | 2000
24 | -6568.9511 | -6746.6784 | 5475.4226 | 6942.5776 | 897.6294
24 | 5018.8979 | -6910.0858 | -3391.2596 | 4155.1909 | 1127.2566
24 | 5096.1819 | -6361.122 | -2739.816 | 2951.8183 | 1052.9378
24 | 5014.83 | -6074.6017 | -2308.9127 | 2356.7105 | 1011.9739
24 | 4896.7196 | -6389.5274 | -1064.037 | 3023.6096 | -466.7648
24 | 4797.7266 | -5489.6393 | -1391.0711 | 1155.5537 | 927.4299
24 | 4707.6876 | -5656.5555 | -528.212 | 1511.3847 | -34.3047
24 | 5080.7772 | -6759.0559 | -2275.0987 | 3786.2487 | 167.1287
24 | 4941.7743 | -6634.4843 | -1229.5853 | 3533.8995 | -611.6042
24 | 5085.2464 | -6732.6923 | -2334.444 | 3730.7541 | 251.1358
24 | 4940.2663 | -6602.764 | -1243.9726 | 3467.5537 | -561.0833
24 | 4891.7187 | -6573.858 | -866.4499 | 3410.0022 | -861.4129
24 | 5093.1621 | -6528.2148 | -2573.2381 | 3301.9837 | 706.3071
24 | 5039.3308 | -6338.6217 | -2288.1055 | 2908.1956 | 679.2009
24 | -6747.5168 | -6577.2437 | 6890.5677 | 6596.4775 | -162.2847
24 | -6735.8967 | -6515.2005 | 7358.1558 | 6448.6889 | -555.7474
24 | 592.1914 | -6580.0226 | 2045.9327 | 4596.1883 | -654.2899
24 | 4269.1528 | -5009.1638 | 147.7325 | 249.3029 | 342.9756
24 | -6722.2267 | -6406.3058 | 7933.8163 | 6198.0661 | -1003.3499
24 | -6766.5174 | -5961.9072 | 6636.791 | 5305.7519 | 785.8817
24 | -6751.8549 | -5020.6838 | 7841.745 | 3274.4408 | 656.3528
24 | -5709.957 | -4688.1319 | 7493.0981 | 2275.8752 | 629.1156
24 | 3853.5256 | -4379.1785 | 748.7365 | -980.5109 | 757.4274
24 | 3798.2909 | -4341.0908 | 910.7697 | -1049.5735 | 681.6038
24 | -6744.6949 | -5118.6773 | 8032.7816 | 3474.6016 | 355.989
24 | -6736.614 | -4772.0687 | 8574.2051 | 2723.0689 | 211.4087
24 | -6728.406 | -4843.0464 | 8822.6821 | 2864.1074 | -115.3372
24 | -6667.5628 | -6618.4597 | 6195.5732 | 6679.7608 | 410.6885
24 | 5061.495 | -6787.0641 | -2795.4534 | 3865.6499 | 655.3727
24 | 5085.8919 | -6727.4645 | -2355.8724 | 3720.0882 | 277.3568
24 | 4954.2499 | -6609.3126 | -1366.2287 | 3480.7413 | -459.4499
24 | 4795.5528 | -6488.0927 | -335.3663 | 3241.6425 | -1213.7363
24 | 5091.4766 | -6587.4886 | -2525.077 | 3426.6828 | 594.4063
24 | 5037.975 | -6414.9533 | -2232.1271 | 3068.7104 | 540.3949
24 | -6749.494 | -6540.5883 | 6844.6532 | 6520.6915 | -75.2624
24 | -6723.2546 | -6400.1838 | 7900.7277 | 6186.3184 | -963.6077
24 | -3481.2036 | -6400.4151 | 5769.9934 | 5300.3972 | -1188.7718
24 | 1502.9686 | -6445.8634 | 2149.6004 | 4043.5087 | -1250.2143
24 | -6757.2231 | -6293.3947 | 6739.2012 | 6002.3052 | 309.1114
24 | -6750.7162 | -5972.5927 | 7204.8862 | 5307.9951 | 210.4275
24 | 4844.304 | -5936.5585 | -1386.0654 | 2088.4293 | 389.8905
24 | 4684.9036 | -5753.0155 | -427.6628 | 1719.5446 | -223.7699
24 | 4610.2473 | -5887.5705 | 296.1325 | 2006.2089 | -1025.0181
24 | 4738.762 | -5651.5483 | -940.2694 | 1503.1618 | 349.894
24 | 3895.9034 | -4658.3088 | 967.1731 | -407.7253 | 202.9577
24 | -6720.5855 | -5681.788 | 8509.9181 | 4647.0157 | -754.5603
24 | -4627.578 | -5626.6108 | 7181.4072 | 3956.5899 | -883.8082
24 | 3823.6003 | -5547.5053 | 1161.0513 | 1491.3452 | -928.4915
24 | 4350.9489 | -5545.9654 | 769.8778 | 1345.1395 | -920.0008
24 | 4233.9769 | -5369.9795 | 944.2319 | 1001.6651 | -809.8945
24 | 4223.7093 | -5267.8897 | 1187.5634 | 1099.4066 | -1242.7896
24 | -6732.8948 | -4821.6065 | 8674.4134 | 2824.1245 | 55.9634
24 | -6705.7748 | -4666.2157 | 8854.3994 | 2482.0884 | 35.5026
24 | -5750.2688 | -4360.743 | 8536.16 | 1565.2311 | 9.6207
24 | -2946.7759 | -4267.185 | 6568.3091 | 604.0469 | 41.6047
24 | 3803.4994 | -4703.9049 | 1542.2595 | -300.1738 | -341.6802
24 | -5299.1955 | -4064.6974 | 8408.5003 | 920.9297 | 34.463
24 | -6702.8654 | -4751.8668 | 9048.5721 | 2657.26 | -251.0999
24 | -6722.4131 | -4908.2011 | 8994.6009 | 2995.5853 | -359.5721
24 | -6718.8998 | -5378.0312 | 8787.7964 | 3995.4315 | -686.2968
24 | -6717.7499 | -4847.0714 | 9139.9357 | 3063.2033 | -638.3177
24 | 4776.3449 | -6438.0447 | -7464.716 | 5903.0071 | 3223.4087
24 | -6199.3433 | -4530.0956 | 3306.1227 | 8375.3932 | -952.077
24 | -6355.7725 | -3965.3686 | 4669.0497 | 8188.3712 | -2536.2798
24 | -6738.8859 | -5625.185 | 7106.3814 | 6881.1749 | -1623.4854
24 | -6728.0386 | -6014.042 | 7607.7129 | 6548.6875 | -1414.3197
24 | 170.6862 | -5908.6096 | 2691.5096 | 4838.5965 | -1792.1828
24 | -6723.2523 | -6179.4877 | 7847.0339 | 6347.6447 | -1291.9385
24 | 4664.1902 | -5501.0258 | -9018.036 | 6870.1217 | 2984.7499
24 | 4702.8386 | -5782.9684 | -8554.0337 | 6577.84 | 3056.3236
24 | 4684.0791 | -5294.9988 | -8593.3054 | 6788.6214 | 2415.6037
24 | 4733.3113 | -5600.1324 | -7973.629 | 6426.9006 | 2413.5496
24 | 4802.0394 | -3161.1886 | -4111.4657 | 5959.7056 | -3489.0907
24 | -17.058 | 1307.4196 | -6154.9253 | 3433.3603 | 1431.2034
24 | -6175.5039 | 2150.2464 | 2135.9493 | 3043.9074 | -1154.5991
24 | -6308.4306 | 1210.031 | 3817.3068 | 4795.0745 | -3513.9817
24 | -5844.9587 | 1047.4415 | 3348.7965 | 5006.4354 | -3557.7147
24 | -6302.6221 | -284.908 | 3948.7354 | 5902.0944 | -3263.2997
24 | -6584.019 | 2865.7327 | 5098.5995 | 1434.5213 | -2814.8344
24 | 4951.7945 | 2212.2233 | -7047.1337 | -57.3547 | -59.5294
24 | -6669.6198 | 2970.8921 | 5746.7719 | 1184.0999 | -3232.1442
24 | 4015.5491 | 1116.9384 | -10261.8602 | 2820.6854 | 2308.6872
24 | 4685.7463 | 1162.9673 | -10660.2421 | 2532.3499 | 2279.1787
24 | 4672.5847 | 1060.7021 | -10762.9985 | 2753.2374 | 2276.4744
24 | 4861.9572 | 294.6151 | -5908.2488 | 3697.1546 | -2945.4781
24 | 4993.0495 | 838.0596 | -4167.8194 | 2372.4054 | -4035.6951
24 | 4874.1002 | 121.9113 | -4773.0806 | 3916.4428 | -4139.3737
24 | -5950.3211 | -3879.0383 | 304.4136 | 5950.3211 | 3574.6247
24 | -5950.4286 | -5035.9801 | 460.0028 | 6842.601 | 3683.8049
24 | -6033.2432 | -4608.7841 | 914.2626 | 6033.2432 | 3694.5214
24 | -839.8092 | -2871.5378 | -641.6391 | 839.8092 | 3513.1769
24 | 1962.2084 | -2925.321 | -2416.732 | -18.4437 | 3398.2882
24 | 5148.9887 | -3031.5306 | -4478.0954 | -906.2114 | 3266.8487
24 | 5101.2976 | -3033.9686 | -4214.9744 | -1016.1792 | 3163.8246
24 | 4916.5348 | -2540.9648 | -3963.095 | -1687.785 | 3275.31
24 | 5116.4942 | -2896.1726 | -4355.6681 | -1132.5292 | 3267.8757
24 | 4770.2043 | -3037.3917 | -3166.9836 | -1366.4063 | 2800.5774
24 | -1747.6368 | 2149.2391 | -4806.7068 | 1747.6368 | 2657.4677
24 | -1257.408 | 2171.5336 | -5114.2739 | 1565.0221 | 2635.1262
24 | 4817.959 | 1992.528 | -9572.9171 | 434.4765 | 2327.9537
24 | -2273.0041 | 2126.0134 | -4472.8135 | 1941.8113 | 2677.9929
24 | -6097.4883 | 2459.1699 | 1181.5509 | 2203.2922 | 253.4754
24 | 4732.6207 | 4335.0282 | -11475.4502 | 194.0843 | 2213.717
24 | -1775.5328 | 2636.4996 | -5276.604 | 1775.5328 | 2640.1044
24 | -2807.4917 | 2097.9569 | -3887.9409 | 1875.9095 | 2721.5663
24 | -6093.9338 | 2446.2762 | 1141.6637 | 2185.7719 | 320.2219
24 | -6162.8675 | 2529.6556 | 1694.0913 | 2059.1431 | -120.0224
24 | -5072.7788 | 2552.8499 | 840.8429 | 1713.5877 | -34.5017
24 | -6324.7472 | 2693.1312 | 2972.7832 | 1730.6922 | -1071.8594
24 | -6695.2474 | 3049.0058 | 5888.8614 | 961.3787 | -3203.9985
24 | -6812.9882 | 2802.4891 | 6608.7192 | 371.1212 | -2969.3413
24 | -6803.3747 | 2605.8404 | 7128.0789 | -148.7061 | -2781.8384
24 | -6500.644 | 1669.1804 | 9465.6609 | -2746.237 | -1887.9603
24 | -4220.0979 | 1816.5175 | 7863.9551 | -3438.8821 | -2021.4926
24 | -4133.4696 | 1715.6172 | 7826.0508 | -3403.5623 | -2004.6362
24 | -3310.8023 | 1755.1682 | 7198.8274 | -3577.2228 | -2065.9705
24 | -6502.3515 | 658.2449 | 9684.5753 | -2160.7471 | -1679.7217
24 | -6647.8028 | -2325.786 | 9345.7734 | 1016.2846 | -1388.4691
24 | -6625.8508 | -3332.8949 | 9632.3281 | 1420.3258 | -1093.9082
24 | -5595.9031 | -88.0849 | 9221.306 | -1970.2563 | -1567.0618
24 | -5133.9336 | -641.5392 | 8962.1623 | -1694.295 | -1492.3945
24 | -4983.6249 | -827.2673 | 8877.0934 | -1598.6643 | -1467.5369
24 | 3455.1751 | -1355.1863 | 2543.5512 | -2708.3971 | -1935.1429
24 | 4230.688 | -3091.8911 | 1139.5177 | -286.351 | -1991.9637
24 | 3765.4931 | -4112.9106 | 942.9267 | -1271.136 | 675.6268
24 | 3519.5413 | -3112.2566 | 2569.0053 | -1378.8498 | -1597.4402
24 | -3773.1674 | -3300.3971 | 6771.1651 | -463.787 | 766.1863
24 | -5173.8388 | -1397.3085 | 9044.3403 | -1129.4839 | -1343.7091
24 | -5479.0389 | -2303.0093 | 9310.1422 | -380.4957 | -1147.5984
24 | -5704.6744 | -2721.8838 | 9435.1783 | 66.1651 | -1074.7852
24 | -5034.1408 | -2328.5107 | 8978.3076 | -443.7843 | -1171.8718
24 | -5103.6657 | -2507.4959 | 8757.1813 | -410.6769 | -735.3429
24 | -4447.0265 | -2806.4595 | 6660.1706 | -766.1176 | 1359.433
24 | -4467.5703 | -2793.4333 | 6655.1473 | -773.9187 | 1379.7751
24 | -6145.1884 | -1910.0926 | 9713.9684 | -481.6374 | -1177.05
24 | -6530.7366 | -1929.7934 | 9942.4327 | -324.8709 | -1157.0317
24 | -6547.7226 | -2509.2984 | 9940.1841 | 186.1968 | -1069.3598
24 | -6828.2036 | 2083.6118 | 6306.5883 | -365.7533 | -1196.2433
24 | -6790.2921 | 627.0121 | 5191.3456 | -1652.5954 | 2624.5298
24 | -6727.2254 | 512.7164 | 5763.3056 | -2135.6936 | 2586.8969
24 | -6728.9145 | -3202.9029 | 8977.1053 | 2345.9234 | -1391.2113
24 | -6737.4564 | -3851.0679 | 8655.4426 | 2388.3768 | -455.2951
24 | -6719.0081 | -4126.908 | 9176.8874 | 2816.4604 | -1147.4317
24 | -5952.2669 | 1569.16 | -399.5754 | 1767.3916 | 3015.2907
24 | -6310.3902 | 1001.353 | 1894.6478 | 147.0534 | 3267.3361
24 | -5311.4181 | 341.4655 | 3880.4514 | -2441.0562 | 3530.5574
24 | -978.9477 | 609.2268 | 796.5441 | -3751.1487 | 3324.3255
24 | -972.01 | 600.8012 | 794.2673 | -3748.1006 | 3325.0421
24 | 2330.7801 | -113.7362 | -1476.793 | -3998.8543 | 3258.6035
24 | 1291.2082 | -904.5187 | -469.097 | -3316.0673 | 3398.4749
24 | -1767.5254 | -1617.9808 | 3039.699 | -2216.8468 | 2562.654
24 | -2172.2514 | -1913.7493 | 3729.3985 | -1927.8236 | 2284.4258
24 | -4208.9887 | -2725.6408 | 6316.4288 | -886.254 | 1504.4546
24 | 4273.0661 | -1.4292 | -3004.1089 | -4421.2177 | 3153.6897
24 | 3830.1852 | 758.0628 | -422.3539 | -4566.1085 | 400.2144
24 | -1723.3712 | 330.7281 | 3642.5118 | -3325.8178 | 1075.9491
24 | -2262.4102 | 549.6788 | 4777.9372 | -3285.4415 | 220.2357
24 | -2231.7944 | 552.1685 | 4755.909 | -3292.3202 | 216.0371
24 | -2259.6381 | 391.0307 | 4716.3651 | -3197.0889 | 349.3312
24 | -4258.8467 | -2738.5321 | 6382.3722 | -864.6789 | 1479.6855
24 | -2135.2566 | 482.5078 | 4582.621 | -3278.2534 | 348.3812
24 | -1878.7958 | 347.8186 | 4184.9874 | -3264.6065 | 610.5963
24 | -6733.6838 | -731.8527 | 4745.9539 | -954.907 | 3674.4896
24 | -6402.2938 | -2769.1566 | 2959.8058 | 2506.7911 | 3704.8535
24 | -6820.6938 | -2919.1085 | 6018.3599 | 1309.9912 | 2411.4512
24 | -6811.7131 | -2941.4425 | 6404.5375 | 1121.3779 | 2227.2401
24 | -6806.9545 | -3691.7244 | 6175.118 | 2323.5609 | 2000
24 | -6802.4922 | -3181.4323 | 6673.4576 | 1310.4669 | 2000
24 | -6771.0467 | -2969.415 | 6859.5906 | 880.871 | 2000
24 | 4096.8783 | -3124.3023 | -975.1249 | -1997.4511 | 2000
24 | 4943.1557 | -4315.48 | -2743.9956 | 116.3198 | 2000
24 | 3949.1627 | -3137.0808 | -498.4812 | -2141.9287 | 1828.3279
24 | 3872.6598 | -3629.9204 | 118.2638 | -1722.2047 | 1361.2015
24 | 3949.6784 | -3131.7544 | -493.495 | -2128.2325 | 1803.8034
24 | -6741.6125 | -2983.7794 | 7185.1794 | 701.0565 | 1839.156
24 | -4210.7374 | -3070.7127 | 6625.6409 | -596.6711 | 1252.4803
24 | -237.4371 | -3103.5977 | 3170.8268 | -1356.1144 | 1526.3223
24 | -3733.6606 | -3488.6886 | 6649.1438 | -335.06 | 908.2653
24 | 3790.8888 | -4256.4021 | 853.3278 | -1172.1655 | 784.351
24 | -6635.3119 | -2960.0458 | 8404.8596 | 259.8482 | 930.6499
24 | -6774.5201 | -3907.313 | 7489.4271 | 1883.5467 | 1308.8593
24 | -6041.8195 | -358.0681 | 4597.063 | -1839.8732 | 3642.6978
24 | -1236.7579 | -626.5352 | 1346.7228 | -2964.254 | 3480.8244
24 | -6792.7373 | -678.439 | 5155.6307 | -1210.7761 | 3526.3217
24 | -6827.6966 | -2487.8332 | 5941.5217 | 784.2065 | 2589.8015
24 | -6760.686 | -596.8569 | 5447.752 | -1501.4056 | 3411.1965
24 | -6693.9493 | -1751.8139 | 6906.548 | -814.393 | 2353.6081
24 | -4482.2817 | -2809.6279 | 6630.9619 | -761.7244 | 1422.6721
24 | -6636.9955 | -2759.299 | 8249.5991 | 49.856 | 1096.8394
24 | -6792.3988 | -610.0623 | 5184.8309 | -1067.6787 | 3285.3089
24 | -6762.569 | -572.1492 | 5442.0004 | -1420.463 | 3313.1809
24 | -6717.2736 | -1412.0329 | 6683.6952 | -241.3694 | 1686.9807
24 | -1357.5966 | 2162.3497 | -4825.7581 | 1357.5966 | 2663.4085
24 | 4326.6136 | 2422.2241 | -8458.7704 | -687.409 | 2397.3417
24 | 4906.7484 | 2444.3413 | -8813.3642 | -909.9419 | 2372.2164
24 | 5208.2189 | 1517.5004 | -5548.5955 | -3968.5787 | 2791.4549
24 | 5204.3956 | 1511.8604 | -5526.0635 | -3984.3442 | 2794.1517
24 | 5150.5734 | -1950.6906 | -4642.5108 | -1720.2844 | 3162.9125
24 | 5170.2716 | -3104.9471 | -4560.5018 | -769.5429 | 3264.7202
24 | 5173.5457 | -3119.7668 | -4576.5072 | -741.6038 | 3264.3321
24 | 5083.0463 | -4776.3716 | -3295.829 | 989.1543 | 2000
24 | 5129.2505 | -4976.635 | -3525.3012 | 1372.6857 | 2000
24 | 5176.4512 | -2941.2929 | -4622.7904 | -857.619 | 3245.251
24 | 5177.2376 | -2936.5744 | -4631.3498 | -863.6496 | 3254.3362
24 | 5174.3534 | -3089.4085 | -4587.6209 | -762.6471 | 3265.3231
24 | 5146.3988 | -4298.9208 | -3837.6067 | 759.9344 | 2230.1943
24 | 5130.5227 | -4603.1401 | -3607.421 | 1080.0384 | 2000
24 | 5138.334 | -4636.9969 | -3646.2158 | 1144.8786 | 2000
24 | 5174.5557 | -2952.6657 | -4439.4619 | -517.6881 | 2735.2599
24 | 5178.6123 | 3097.9861 | -4303.3741 | -2598.8399 | -1374.3844
24 | 4775.333 | 3462.6696 | -1294.1421 | -3380.3575 | -3563.5031
24 | 4721.9963 | 3361.0753 | -994.9233 | -3621.3373 | -3466.8109
24 | 3442.6303 | 2517.6535 | 1932.5579 | -5226.213 | -2666.6287
24 | 3435.2742 | 2415.5661 | 1965.4174 | -5172.7533 | -2643.5045
24 | 4681.9706 | -1567.0998 | -95.405 | -511.4551 | -2508.0107
24 | 4748.7281 | -4581.1993 | -32.9205 | 1920.6526 | -2055.2609
24 | 4616.8335 | -3890.8784 | 429.5794 | 877.248 | -2032.7825
24 | 5165.1367 | 2823.6814 | -3802.8519 | -1710.4204 | -2475.5458
24 | 4899.7054 | 3128.2973 | -1912.3986 | -2430.9776 | -3684.6264
24 | 5145.0359 | 2083.3432 | -3078.3268 | -296.8982 | -3853.1541
24 | 5126.2136 | -949.2685 | -2555.8412 | 1650.5493 | -3271.6532
24 | 5126.2136 | -3242.7184 | -2708.7379 | 2262.1359 | -1436.8932
24 | 5128.8026 | -3227.1845 | -2696.2675 | 2323.5814 | -1528.932
24 | 5050.5967 | -5247.3527 | -1553.7421 | 4126.3023 | -2375.8042
24 | 5081.5252 | -6387.661 | -2156.8368 | 3886.5574 | -423.5849
24 | 4920.3521 | -5765.501 | -785.5007 | 3721.0093 | -2090.3598
24 | 5057.8098 | -5170.0916 | -1615.9597 | 4089.9794 | -2361.7379
24 | 5086.2795 | -6219.7443 | -2171.1078 | 3869.2944 | -564.7218
24 | 4834.0844 | -6060.1324 | -296.3256 | 3393.794 | -1871.4205
24 | 4835.3816 | -6112.7533 | -323.2169 | 3382.4636 | -1781.875
24 | 5128.8026 | -1134.8449 | -2556.7782 | 1765.6242 | -3202.8037
24 | 4902.4131 | 2480.6096 | -8873.4537 | -877.1723 | 2367.6034
24 | 4650.5644 | 1210.5961 | -4157.8002 | -4650.5644 | 2947.2041
24 | 4369.7339 | 1060.1161 | -3460.388 | -4987.3647 | 3017.9027
24 | 4265.9379 | -247.7795 | -2934.4741 | -4265.9379 | 3182.2536
24 | 3535.6766 | -1204.2326 | -2122.2161 | -3535.6766 | 3326.4487
24 | 4234.2066 | -1304.5515 | -2628.8224 | -3599.0037 | 3298.1709
24 | 4099.1672 | -1989.8089 | -1742.0479 | -3084.3332 | 2717.0228
24 | 4259.5074 | -257.8567 | -2936.9965 | -4259.5074 | 3194.8532
24 | 4212.4421 | -319.884 | -2886.8909 | -4212.4421 | 3206.7749
24 | 3630.1765 | -1082.8996 | -2241.5761 | -3630.1765 | 3324.4757
24 | 4227.9541 | -1133.3628 | -2688.4437 | -3706.9102 | 3300.7626
24 | 4189.1146 | -1296.2886 | -2450.3444 | -3581.0632 | 3138.5817
24 | -1889.6249 | -1810.476 | 3386.0747 | -2053.6987 | 2367.7248
24 | -1998.7672 | -1887.4627 | 3580.565 | -1931.3477 | 2237.0126
24 | 4181.5502 | -1351.6127 | -2370.6864 | -3502.5473 | 3043.2962
24 | 4255.9032 | -324.6454 | -2919.0976 | -4217.3383 | 3205.1781
24 | 4093.6694 | -306.7519 | -1984.4646 | -4115.7685 | 2313.3156
24 | -1311.9027 | 4001.8855 | -6651.3233 | 1311.9027 | 2649.4378
24 | -3360.0682 | 3657.4846 | -4379.3803 | 1241.2259 | 2840.738
24 | -5820.0642 | 968.9282 | -1355.7757 | 2902.7953 | 3304.1164
24 | -6261.3368 | -837.8936 | 1616.6368 | 1754.0303 | 3728.5633
24 | -6096.7578 | -1849.6844 | 729.5781 | 3473.2211 | 3743.643
24 | -5995.7181 | -2458.0777 | 183.3088 | 4518.9 | 3751.587
24 | -6206.9869 | -2475.1092 | 1708.2969 | 3841.048 | 3132.7511
24 | -6129.2823 | -2516.6861 | 1085.6661 | 3822.9842 | 3737.3181
24 | -5263.5292 | -298.821 | 1401.9061 | 477.7309 | 3682.7132
24 | 326.4167 | 566.1299 | -1468.4809 | -2894.2469 | 3470.1812
24 | -127.7484 | 510.5143 | -926.0284 | -2936.4759 | 3479.7384
24 | -1680.3245 | 306.196 | 628.9099 | -2774.6573 | 3519.8759
24 | -2026.1221 | 30.5542 | 1283.5291 | -2379.175 | 3091.2138
24 | -5803.8382 | -257.7847 | 4308.7535 | -1884.8272 | 3637.6966
24 | -6436.7979 | -679.1896 | 2833.8782 | 993.7861 | 3288.3232
24 | -2074.0271 | 2807.969 | -1822.9275 | -2090.614 | 3179.5997
24 | -5056.0831 | 477.988 | 3583.5422 | -2523.4916 | 3518.0445
24 | -5915.1016 | 2042.8233 | -753.1912 | 1594.5397 | 3030.9298
24 | -5818.7077 | -2829.0008 | -865.0263 | 5818.7077 | 3694.027
24 | -5818.7558 | -3346.6277 | -795.4142 | 6217.9224 | 3742.8753
24 | -5855.8079 | -3155.4961 | -592.1739 | 5855.8079 | 3747.67
24 | -3971.0461 | -2525.0278 | -1156.83 | 3971.0461 | 3681.8578
24 | 4992.9789 | -2823.7825 | -6955.1943 | 1473.8636 | 3312.1343
24 | 5164.9965 | -3010.0208 | -4769.0143 | -656.378 | 3270.4166
24 | 5175.5728 | -3022.662 | -4619.4467 | -801.0874 | 3267.6232
24 | 5177.1453 | -2937.128 | -4657.0854 | -851.7488 | 3268.8167
24 | 5173.8145 | -2957.1127 | -4563.2632 | -422.0761 | 2768.6375
24 | -37.0738 | -1037.0738 | -2478.7494 | 37.0738 | 3515.8233
24 | 4978.5416 | -384.5452 | -5104.039 | -2796.9982 | 3307.0408
24 | 5193.7231 | -766.7934 | -5526.497 | -2199.4732 | 3299.0405
24 | 5193.9663 | -911.9714 | -5429.6007 | -2059.5352 | 3207.141
24 | 5192.6529 | -1130.7933 | -5359.8613 | -1995.584 | 3293.5857
24 | 4716.1008 | -1274.8766 | -3676.2297 | -2220.6121 | 2455.6176
24 | 3103.7394 | 159.752 | -3541.5379 | -3103.7394 | 3381.7859
24 | 4828.6584 | -112.9491 | -4810.9467 | -3216.825 | 3312.0625
24 | 4352.8377 | -801.104 | -3183.6892 | -3672.9462 | 3304.9017
24 | 3542.5853 | -552.0095 | -2789.8271 | -3542.5853 | 3341.8367
24 | -1739.0013 | -2739.0013 | -824.0216 | 1739.0013 | 3563.0229

## 4.3 Flow based typical day 3
4.3 Flow based typical day 3 : 2018-12-28 (Weekday)
Vertices
Hour | AT | BE | DE | FR | NL
1 | 5125.7519 | 4605.5905 | -2860.1682 | -1121.1742 | -5750
1 | 4700.4785 | 1810.9364 | -5739.877 | 4978.4621 | -5750
1 | 4691.2402 | -1085.267 | -4668.2355 | 6812.2624 | -5750
1 | 4704.6971 | -1162.8506 | -4510.7071 | 6718.8607 | -5750
1 | 4913.6122 | -1693.1363 | -2334.791 | 4864.315 | -5750
1 | 5004.4243 | -2008.1128 | -1567.7588 | 4055.7069 | -5484.2597
1 | -3804.507 | -3217.9353 | 6787.9567 | 4900.6436 | -4666.158
1 | -2296.0079 | -1883.6344 | 2420.3345 | 7509.3078 | -5750
1 | -6658.198 | -2414.1902 | 6379.4856 | 8095.1745 | -5402.2719
1 | -6828.7128 | -4016.0147 | -448.5082 | 9930.2772 | 1362.9585
1 | -6858.8784 | -4398.5805 | -1494.84 | 10062.1174 | 2690.1815
1 | -6855.817 | -4573.4528 | -1316.811 | 10047.8231 | 2698.2577
1 | -6643.9145 | -3232.5938 | 8503.4102 | 6089.8011 | -4716.7031
1 | -6635.899 | -4098.3901 | 8629.6836 | 6766.1258 | -4661.5203
1 | 4869.6872 | -2309.7936 | -2336.7119 | 5526.8183 | -5750
1 | 4682.8361 | -1326.6724 | -5202.631 | 6906.5178 | -5060.0504
1 | 4634.1906 | -2493.746 | -8441.1099 | 7300.6653 | -1000
1 | 4521.0241 | -3530.8456 | -11243.9755 | 7663.8969 | 2589.9002
1 | 4849.4509 | -4420.6851 | -7892.2304 | 4721.2258 | 2742.2388
1 | 4639.3494 | -2602.0562 | -8327.8075 | 7290.5144 | -1000
1 | 4660.1484 | -2962.5243 | -7795.4187 | 7239.1946 | -1141.4
1 | 4644.5225 | -3264.9229 | -8265.7301 | 7303.16 | -417.0294
1 | 4566.9678 | -4539.6022 | -10239.0157 | 7575.3114 | 2636.3386
1 | -6672.4895 | -1524.5823 | 5001.5725 | 8945.4993 | -5750
1 | -6666.5409 | -1732.8654 | 5447.6333 | 8701.773 | -5750
1 | -6663.6693 | -1880.5572 | 5615.8225 | 8678.404 | -5750
1 | 4650.8161 | 2718.35 | -10369.6686 | 4000.5025 | -1000
1 | 4577.0468 | 3192.0104 | -12728.5473 | 3499.5189 | 1459.9712
1 | -6663.275 | 4103.2102 | -3853.5373 | 4739.6397 | 1673.9624
1 | -6888.8529 | 3799.0203 | -2008.7642 | 5115.5789 | -16.9821
1 | -6939.9587 | 5254.2908 | -2511.2722 | 2381.995 | 1814.945
1 | -6910.9872 | 1002.8079 | -2138.5452 | 5513.1053 | 2533.6192
1 | -6860.6777 | -4240.4148 | -1546.1583 | 9962.8484 | 2684.4024
1 | -6726.5875 | -332.5436 | -2962.5171 | 7481.1072 | 2540.541
1 | -6903.2364 | 316.4145 | -1974.5697 | 6028.8843 | 2532.5072
1 | 4584.6334 | 6385.5111 | -441.4534 | -4778.6911 | -5750
1 | -6719.6836 | 6547.3518 | 7882.1533 | -1959.8215 | -5750
1 | -6724.5538 | 2695.7345 | 3494.816 | 6284.0033 | -5750
1 | -6697.4909 | 5770.2983 | 9546.2973 | -2869.1047 | -5750
1 | -6672.2327 | 3707.5876 | 12367.48 | -4705.5816 | -4697.2533
1 | -6673.8672 | 2572.9516 | 13182.7437 | -5449.4208 | -3632.4073
1 | -6647.7934 | -2156.5934 | 9223.0614 | 4262.8625 | -4681.5372
1 | -6664.583 | 1845.0087 | 13977.6497 | -5776.461 | -3381.6144
1 | -6941.085 | 5763.5972 | -2003.3547 | 1304.6452 | 1876.1972
1 | -6925.7515 | 4511.3875 | -290.6995 | 189.7753 | 2515.2881
1 | 4142.5061 | 5396.3543 | 2037.8515 | -5826.7119 | -5750
1 | 3308.1072 | 2678.6102 | 6397.144 | -8036.2006 | -4347.6607
1 | 4057.294 | -1173.5344 | 3373.9819 | -1797.1499 | -4460.5917
1 | -1254.3672 | 2974.5766 | 9366.6058 | -6668.3993 | -4418.4158
1 | 5062.9835 | -98.236 | -1568.6606 | 2353.9131 | -5750
1 | 5049.3648 | -1915.1326 | -1246.5335 | 3516.5321 | -5404.2307
1 | 5056.5542 | -2292.2885 | -1346.2548 | 3588.5144 | -5006.5252
1 | 5101.7402 | -2967.5497 | -2062.229 | 3171.0301 | -3242.9915
1 | 5047.0425 | -3541.6811 | -4141.1276 | 3635.7662 | -1000
1 | 5119.2203 | -4514.4152 | -4357.6609 | 2612.6927 | 1140.1632
1 | 5170.5728 | -4668.0552 | -3590.7138 | 2012.328 | 1075.8682
1 | 5153.6733 | -4906.4306 | -3642.8542 | 1786.5088 | 1609.1027
1 | 4491.6108 | -5019.05 | 326.7304 | 117.9899 | 82.7188
1 | 4283.9144 | -4874.3522 | 1689.35 | -265.3741 | -833.5381
1 | 3631.7854 | -3156.151 | 4945.8714 | -3869.0884 | -1552.4174
1 | -3229.4828 | -4979.9208 | 7954.6725 | 1924.8762 | -1670.145
1 | -6669.8521 | -5113.9674 | 10132.9619 | 3185.525 | -1534.6673
1 | -3265.5104 | -5272.9335 | 5627.8282 | 2815.0026 | 95.6131
1 | -6719.7319 | -5381.3164 | 7807.7724 | 4113.4792 | 179.7967
1 | -6824.178 | -5226.8931 | 1775.2675 | 7444.9348 | 2830.8687
1 | -6695.023 | -5260.2497 | 8978.1239 | 3631.6983 | -654.5495
1 | -6716.0745 | -5287.4284 | 8116.0951 | 3801.5489 | 85.859
1 | -6708.5967 | -5454.6026 | 8430.0241 | 3818.0454 | -84.8702
1 | -6671.5686 | -5770.8962 | 10472.5246 | 2911.9545 | -942.0143
1 | 3926.9199 | -5516.9975 | 3835.2287 | -1034.5261 | -1210.625
1 | 3925.2456 | -5519.5236 | 3845.9523 | -1037.2367 | -1214.4376
1 | 3904.6335 | -5518.9888 | 3858.6773 | -1030.3276 | -1213.9944
1 | 4952.2287 | -4841.2989 | -6278.8509 | 3353.8905 | 2814.0305
1 | 4958.2663 | -6301.2471 | -5820.3841 | 4325.5923 | 2837.7726
1 | 5155.6811 | -5749.3726 | -3397.3633 | 2359.3829 | 1631.6719
1 | 5079.3984 | -6329.3395 | -4238.1951 | 3375.3622 | 2112.774
1 | 5046.1936 | -2231.8178 | -1177.1249 | 3711.6045 | -5348.8554
1 | 4460.9431 | -3638.1119 | 1864.4009 | 1802.3677 | -4489.5997
1 | 5121.4528 | 4662.9478 | -2791.6855 | -1242.715 | -5750
1 | 5015.8949 | 3968.8039 | -3507.0079 | 272.3092 | -5750
1 | 4716.5024 | 1955.6829 | -5586.4032 | 4664.2178 | -5750
1 | -6723.0099 | 3916.7543 | 4885.667 | 3670.5886 | -5750
1 | -6724.2554 | 2931.6985 | 3763.6002 | 5778.9568 | -5750
1 | -6722.0825 | 2872.4334 | 3943.3558 | 5656.2933 | -5750
1 | -6728.1776 | 3040.4975 | 3721.8942 | 5575.3186 | -5609.5327
1 | 4739.1955 | 1832.9886 | -5233.9009 | 4411.7168 | -5750
1 | 4731.8304 | 2176.1256 | -5690.7492 | 4245.6144 | -5462.8212
1 | 4785.4609 | 5768.5447 | -1289.3908 | -3514.6148 | -5750
1 | 4607.9895 | 6346.62 | -502.6056 | -4702.004 | -5750
1 | -6719.7293 | 6511.2082 | 7840.9825 | -1882.4614 | -5750
1 | -6692.7043 | 5524.1176 | 9826.6441 | -2908.0574 | -5750
1 | -6939.814 | 5731.1584 | -1986.7755 | 1364.6294 | 1830.8018
1 | -6919.7919 | 4207.0035 | 54.614 | 145.8167 | 2512.3577
1 | 4107.553 | 5110.8086 | 2392.6939 | -5861.0555 | -5750
1 | -6720.8287 | 5641.7627 | 6850.6061 | -21.54 | -5750
1 | -6682.098 | 3380.187 | 8849.4088 | 202.5021 | -5750
1 | 5086.9581 | 2466.0858 | -2102.3611 | 299.3171 | -5750
1 | 5047.3085 | -505.2362 | -1286.5391 | 2494.4668 | -5750
1 | 5026.1244 | -3331.4351 | -785.4675 | 4302.931 | -5212.1528
1 | 5061.2326 | -3856.0929 | -1341.7581 | 3978.5581 | -3841.9396
1 | 5148.2843 | -6006.7001 | -3274.813 | 2513.1625 | 1620.0662
1 | 3944.0694 | -6211.5416 | 3945.4009 | -521.6798 | -1156.249
1 | 3669.947 | -4934.4593 | 5046.9478 | -2757.7907 | -1024.6449
1 | 3944.7236 | -6403.8939 | 3975.8889 | -376.7522 | -1139.9665
1 | 5018.9347 | -3606.8183 | -702.056 | 4472.9344 | -5182.9948
1 | 5040.9517 | -4280.9926 | -1078.4246 | 4362.8961 | -4044.4306
1 | 5000 | -4727.5751 | -2553.2564 | 4727.5751 | -2446.7436
1 | 4964.1601 | -4960.1629 | -3641.6012 | 5031.8427 | -1394.2387
1 | 5000 | -4430.9623 | -4000 | 4430.9623 | -1000
1 | 4480.0767 | -4256.1509 | 1946.4473 | 2279.5919 | -4449.965
1 | 5048.407 | 263.9536 | -1450.5558 | 1888.1952 | -5750
1 | 5034.7554 | -759.0861 | -1169.6646 | 2643.9953 | -5750
1 | 5013.0986 | -3648.3505 | -657.4117 | 4492.8146 | -5200.151
1 | 5039.9437 | -4286.5124 | -1070.2992 | 4366.3997 | -4049.5318
1 | 5000 | -4726.7442 | -2546.5116 | 4726.7442 | -2453.4884
1 | 4963.7436 | -4960.7947 | -3637.4359 | 5033.3076 | -1398.8205
1 | 5000 | -4000 | -4000 | 4000 | -1000
1 | 4851.9023 | -4173.3878 | 184.7541 | 4065.9664 | -4929.2349
1 | 5042.684 | -4409.6309 | -1134.2305 | 4337.7152 | -3836.5379
1 | 5129.6347 | -6557.7409 | -3065.0409 | 2874.0211 | 1619.1261
1 | 4097.2317 | -6733.3566 | 3125.0258 | 272.1763 | -761.0771
1 | -3927.6863 | -7005.2172 | 8965.3796 | 2869.9791 | -902.4551
1 | -6659.739 | -7090.6193 | 10677.1389 | 3903.694 | -830.4745
1 | -6277.1649 | -6413.0269 | 10918.8312 | 2547.5171 | -776.1566
1 | 5070.076 | -6529.0241 | -4210.228 | 3534.9229 | 2134.2531
1 | 4952.3261 | -6490.8161 | -5756.3249 | 4453.9534 | 2840.8615
1 | 5000 | -4748.7396 | -2570.2124 | 4726.1757 | -2407.2237
1 | 4965.1824 | -5005.0358 | -3651.8237 | 5019.7586 | -1328.0815
1 | 4880.6332 | -5435.8659 | -5432.402 | 5513.1346 | 474.5003
1 | 4764.3707 | -5981.57 | -7674.4948 | 6138.0144 | 2753.6796
1 | -2250.7523 | -6726.6661 | -829.9965 | 6956.2542 | 2851.1606
1 | -6762.3471 | -6938.9135 | 4750.7955 | 7176.5218 | 1773.9433
1 | -6805.2253 | -6652.9707 | 2491.8616 | 8106.5246 | 2859.8099
1 | -6810.2147 | -6430.1628 | 2147.0764 | 8242.8725 | 2850.4286
1 | 5000 | -5584.6154 | -4000 | 4528.2051 | 56.4103
1 | 4483.8794 | -4796.6238 | 2025.998 | 2702.2852 | -4415.5389
1 | 4091.8584 | -6226.7428 | 3487.9779 | 653.512 | -2006.6054
1 | -483.1251 | -4822.266 | 5026.8585 | 4782.4907 | -4503.958
1 | -6642.0703 | -5809.0274 | 9567.0881 | 5882.0871 | -2998.0776
1 | 4792.5666 | -1444.4386 | -3172.0987 | 5573.9707 | -5750
1 | 4790.3694 | -2133.2426 | -2917.2302 | 6010.1034 | -5750
1 | 4865.494 | -2566.361 | -2037.8118 | 5488.6788 | -5750
1 | -1094.6729 | -2360.755 | 2090.5649 | 7114.863 | -5750
1 | -6652.0022 | -2663.8806 | 6621.1855 | 8192.0414 | -5497.3441
1 | -6833.1871 | -5553.3964 | 300.286 | 9334.168 | 2752.1294
1 | -6630.4556 | -4423.4905 | 9027.8152 | 6625.4219 | -4599.2911
1 | 4737.9599 | -3638.7008 | -6249.8399 | 6597.9012 | -1447.3204
1 | 4680.9239 | -4365.4683 | -7828.9136 | 6887.1493 | 626.3088
1 | 4616.2273 | -5080.6344 | -9374.7427 | 7173.2617 | 2665.8882
1 | 4743.8033 | -255.1639 | -7906.1834 | 4417.544 | -1000
1 | 4737.3047 | -2292.4805 | -7152.3438 | 5707.5195 | -1000
1 | 4626.0879 | 1680.3661 | 431.531 | -987.985 | -5750
1 | -6670.4442 | 832.4608 | 7583.5933 | 4004.3902 | -5750
1 | -6671.8465 | -517.0055 | 6079.8838 | 6858.9682 | -5750
1 | -6661.3773 | -1365.6354 | 6382.8654 | 7394.1473 | -5750
1 | 4560.458 | 4231.9101 | 244.014 | -3286.3821 | -5750
1 | 4117.9891 | 5042.1346 | 2354.6167 | -5764.7404 | -5750
1 | 4394.5538 | 3161.8749 | 1318.2342 | -3124.6629 | -5750
1 | 5179.7762 | 5456.0153 | -3803.4363 | -2643.9009 | -4188.4543
1 | 5181.8182 | 5482.7562 | -3838.8053 | -2690.9676 | -4134.8014
1 | 5181.8182 | 5971.7563 | -5600.0937 | -3350.9698 | -2202.511
1 | 5115.485 | 5848.4768 | -7135.8856 | -2828.0762 | -1000
1 | 5048.9999 | 5757.7066 | -8256.9572 | -2437.6349 | -112.1144
1 | 4859.5748 | 5573.2922 | -10504.635 | -1627.6438 | 1699.4118
1 | 4977.3259 | 3756.0717 | -8140.1904 | -3103.6177 | 2510.4105
1 | 5198.4887 | 5180.1045 | -6121.0969 | -3440.8714 | -816.6248
1 | 5181.8182 | 5403.0144 | -6281.2541 | -3303.5785 | -1000
1 | 5218.8853 | 6055.7038 | -4549.8253 | -3704.5391 | -3020.2248
1 | 5256.697 | 4725.3407 | -5174.3467 | -3947.2198 | -860.4712
1 | 5013.098 | 4976.8535 | -7052.3643 | -1101.3762 | -1836.2111
1 | 4693.981 | 2977.8922 | -9556.8526 | 3341.6598 | -1456.6805
1 | 4688.8971 | 3062.3407 | -10004.9375 | 3253.6996 | -1000
1 | 4613.8438 | 3518.6099 | -12367.7166 | 2787.7926 | 1447.4703
1 | -6744.0817 | 4434.5092 | -3405.569 | 4051.2679 | 1663.8735
1 | -6902.8664 | 4230.0951 | -2111.7221 | 4297.7482 | 486.7453
1 | -6913.4377 | 1892.7596 | -2094.5099 | 4869.7519 | 2245.4361
1 | 4703.9205 | 2193.9672 | -9446.9114 | 3549.0237 | -1000
1 | 4979.5861 | 4972.4479 | -8036.7114 | -915.3227 | -1000
1 | 4842.4439 | 4960.2467 | -10701.7378 | -392.5023 | 1291.5495
1 | 4811.086 | 4958.4699 | -11074.1216 | -314.4305 | 1618.9962
1 | -6861.9551 | 4924.9037 | -2833.8282 | 3046.8579 | 1724.0217
1 | -6927.344 | 4926.5739 | -2352.9841 | 2989.6158 | 1364.1383
1 | -6938.5777 | 5244.0222 | -2466.0968 | 2393.9372 | 1766.7151
1 | -6927.2583 | 3742.3647 | -2297.7548 | 3503.4996 | 1979.1487
1 | 4796.6728 | 4778.1416 | -11243.4248 | 71.1922 | 1597.4181
1 | -6820.6614 | 4945.9001 | 2020.6816 | 2180.3125 | -2326.2328
1 | -6828.9583 | 3749.846 | 381.4604 | 4789.1401 | -2091.4883
1 | 5008.7932 | 3448.8086 | -7029.5001 | -428.1017 | -1000
1 | 5178.986 | 3844.7263 | -3705.4891 | -1964.1399 | -3354.0833
1 | 5181.8182 | 3865.4177 | -3753.6823 | -2022.6446 | -3270.9091
1 | 5181.8182 | 827.1908 | -3593.7756 | -463.5545 | -1951.679
1 | 5254.9259 | 4498.1346 | -5129.8559 | -3816.2155 | -806.9891
1 | 5249.8272 | 4560.5839 | -5176.7212 | -3997.4132 | -636.2767
1 | 4099.0728 | 5080.9714 | 2439.2215 | -5882.7599 | -5736.5058
1 | 3220.6134 | 2219.7168 | 7028.7065 | -8208.9208 | -4260.116
1 | 2993.496 | 493.0359 | 7844.4464 | -9078.9599 | -2252.0184
1 | 2873.9336 | -507.8208 | 8132.5598 | -9609.3282 | -889.3443
1 | 5143.7454 | 2324.9075 | -5332.7061 | -4792.7978 | 2656.851
1 | 4159.0403 | -19.6781 | 136.0167 | -7165.4729 | 2890.094
1 | 3048.267 | -758.3434 | 7021.0731 | -9323.0958 | 12.099
1 | 2912.1022 | -685.3606 | 7839.6003 | -9581.6115 | -484.7304
1 | 5124.0418 | -3777.704 | -4043.8762 | -154.8285 | 2852.3669
1 | 5153.7664 | -5830.9645 | -3379.2608 | 2322.9172 | 1733.5417
1 | 5237.5295 | 2096.5064 | -4683.9113 | -2234.2722 | -415.8523
1 | 5237.9334 | 2729.015 | -4827.902 | -2756.3142 | -382.7322
1 | 5237.0466 | 2200.7772 | -4711.1399 | -2334.1969 | -392.487
1 | 5175.2642 | 2164.3621 | -3660.4126 | -1231.9023 | -2447.3114
1 | 5181.8182 | 2212.2441 | -3771.9363 | -1367.2879 | -2254.838
1 | 5181.8182 | 1223.5872 | -3719.9017 | -859.9509 | -1825.5528
1 | 5181.8182 | 1636.3636 | -4545.4545 | -1272.7273 | -1000
1 | 5181.8182 | 2358.4752 | -4834.2992 | -1705.9942 | -1000
1 | 5237.091 | 2690.6077 | -4812.3882 | -2723.3118 | -391.9987
1 | 5237.5144 | 2696.2171 | -4822.9649 | -2739.2889 | -371.4776
1 | 5191.5073 | 3259.7162 | -5245.8449 | -4374.2892 | 1168.9105
1 | 3752.968 | 3910.2441 | 4274.7212 | -6731.1303 | -5206.803
1 | 3163.7607 | 1991.1203 | 7353.0177 | -8291.3518 | -4216.5469
1 | 3114.4019 | 1615.8654 | 7530.3002 | -8480.435 | -3780.1325
1 | -3158.6105 | 1239.2545 | 11913.584 | -7021.9303 | -2972.2977
1 | -295.7944 | 2215.5406 | 9604.6504 | -7254.1988 | -4270.1978
1 | -5477.86 | 1831.5112 | 13253.599 | -6088.625 | -3518.6252
1 | -6672.5709 | 3991.4881 | 11879.3842 | -4133.6469 | -5064.6545
1 | -6895.6144 | 3227.8261 | 1900.1689 | -827.3435 | 2594.9629
1 | -6908.1532 | 1892.3769 | -959.2434 | 3452.4033 | 2522.6164
1 | -6902.4362 | 533.798 | -1674.7592 | 5513.683 | 2529.7145
1 | -6811.3116 | -87.3189 | 8507.6267 | -4528.6087 | 2919.6125
1 | -6661.37 | 3076.7722 | 13130.4471 | -4948.0387 | -4597.8105
1 | -6662.8348 | 2059.9261 | 13861.0758 | -5614.6578 | -3643.5093
1 | -6660.2346 | 1189.3658 | 13624.2499 | -4683.7262 | -3469.6548
1 | -6632.6557 | -3813.1899 | 9435.9968 | 5589.194 | -4579.3452
1 | 5143.8509 | 2255.3549 | -5315.9199 | -4731.6098 | 2648.324
1 | 4073.562 | -293.0059 | 628.1066 | -7310.5016 | 2901.8389
1 | 3222.7153 | -858.8198 | 5902.0253 | -8963.2299 | 697.3091
1 | -1169.1622 | -796.4248 | 9174.897 | -7881.9602 | 672.6501
1 | -6759.2341 | -459.1663 | 11270.5228 | -5674.8434 | 1622.7209
1 | -6808.2469 | -132.3143 | 8688.4088 | -4611.7874 | 2863.9398
1 | -6810.3098 | -423.0485 | 8282.0219 | -3968.2354 | 2919.5717
1 | -6661.97 | -6565.9903 | 11058.0043 | 2949.6091 | -779.6531
1 | -5927.2303 | -131.1843 | 7922.3013 | -4784.7177 | 2920.831
1 | 5122.4348 | -4377.6536 | -3915.0738 | 309.4598 | 2860.8328
1 | 5146.2737 | -6024.3564 | -3382.0562 | 2296.5972 | 1963.5416
1 | 5077.2684 | -6396.6015 | -4231.8051 | 3356.5245 | 2194.6137
1 | 4968.528 | -6368.0151 | -5653.8373 | 4211.3133 | 2842.0111
1 | 5045.1977 | 3121.6179 | -6984.0976 | -3746.4766 | 2563.7585
1 | 4909.4856 | 2255.1035 | -8746.962 | -934.7151 | 2517.0879
1 | 4819.3947 | 491.3621 | -9610.0347 | 1772.9452 | 2526.3329
1 | 4631.3777 | -1566.1404 | -10560.8798 | 4958.4994 | 2537.1431
1 | 5230.3076 | 1928.7322 | -4690.9227 | -2275.3188 | -192.7982
1 | 5231.6476 | 2358.8907 | -4694.9429 | -2443.7194 | -451.876
1 | 5070.4279 | 1925.8949 | -5708.3354 | -287.9874 | -1000
1 | 4986.0121 | 1774.9199 | -6990.6034 | 314.4223 | -84.751
1 | -6823.0292 | 1741.9402 | 2063.5177 | 3590.1759 | -572.6046
1 | -6829.3106 | 832.6245 | 823.1687 | 5566.1604 | -392.6429
1 | -6907.6897 | 1261.2965 | -1808.3068 | 5066.5665 | 2388.1335
1 | -6908.4969 | 1631.5965 | -1436.2601 | 4279.7576 | 2433.403
1 | 4706.7399 | 58.2173 | -9126.2143 | 4117.4526 | 243.8046
1 | 4648.9738 | 354.2449 | -10938.7326 | 3773.1996 | 2162.3143
1 | 4857.4257 | 1694.958 | -9469.6298 | 831.4989 | 2085.7472
1 | 4834.8891 | 1686.1713 | -9734.8341 | 890.5083 | 2323.2654
1 | 4824.5089 | 1557.045 | -9856.9856 | 1167.846 | 2307.5856
1 | 4352.4708 | 2679.4113 | 1593.3919 | -2990.8077 | -5634.4662
1 | -6674.4567 | 2560.6931 | 9262.1895 | 405.7058 | -5554.1316
1 | 5181.8182 | 5362.5195 | -3832.4771 | -2457.5609 | -4254.2998
1 | 5181.8182 | 5978.0806 | -5974.6297 | -3300.8796 | -1884.3895
1 | 5133.0812 | 5887.5209 | -7104.0447 | -2916.5575 | -1000
1 | 5102.005 | 5845.1119 | -7628.38 | -2734.0402 | -584.6966
1 | 4858.121 | 5607.9139 | -10522.2588 | -1691.6373 | 1747.8613
1 | 4772.843 | 4541.1695 | -11523.9726 | 589.5777 | 1620.3824
1 | 4956.7131 | 4104.471 | -8525.3376 | -3049.6083 | 2513.7618
1 | 4751.4636 | 86.2338 | -10491.6298 | 3119.1084 | 2534.824
1 | 4525.9797 | -2381.2759 | -11631.9537 | 6939.4615 | 2547.7884
1 | 5177.5083 | 5631.3839 | -6583.9754 | -3224.9168 | -1000
1 | 5181.8182 | 5614.3057 | -6521.8362 | -3255.7937 | -1018.4939
1 | 5181.8182 | 5484.8485 | -6484.8485 | -3181.8182 | -1000
1 | 5181.8182 | 5588.0897 | -6510.6588 | -3259.2491 | -1000
1 | 5226.8524 | 6080.0518 | -4697.4493 | -3730.6003 | -2878.8545
1 | 5261.3952 | 5118.8437 | -5281.3555 | -3931.3857 | -1167.4976
1 | 5137.8098 | 2514.2794 | -5463.0779 | -4858.0092 | 2668.9979
1 | 4303.3419 | 527.4089 | -828.722 | -6868.6836 | 2866.6549
1 | 2944.8098 | -376.0162 | 7592.0511 | -9507.5658 | -653.2789
1 | 2909.0062 | -355.5906 | 7830.5985 | -9565.0723 | -818.9418
1 | -12.0468 | -334.0895 | 9796.1816 | -8779.856 | -670.1893
1 | -6696.891 | -173.5979 | 14251.7442 | -6922.933 | -458.3223
1 | -6829.0212 | 707.5403 | 7290.7971 | -4057.1121 | 2887.796
1 | -6813.1043 | -3.2525 | 8390.717 | -4492.0839 | 2917.7238
1 | -6696.7052 | -186.6466 | 14266.637 | -6928.7155 | -454.5697
1 | -6692.5349 | -1197.9692 | 13508.0804 | -5060.0221 | -557.5542
1 | 2899.8118 | -419.3571 | 7873.0595 | -9595.4628 | -758.0514
1 | 2875.7052 | -550.1515 | 8040.3648 | -9646.4837 | -719.4349
1 | 2890.909 | -837.472 | 8041.9928 | -9392.7782 | -702.6516
1 | 1714.8237 | -646.0768 | 8956.6273 | -9378.4011 | -646.9731
1 | -1334.6635 | -621.0356 | 11044.6182 | -8552.4751 | -536.4441
1 | 3923.8915 | -5511.9039 | 3851.0134 | -1049.0677 | -1213.9334
1 | 5121.1124 | -2657.2525 | -4370.8857 | -927.6581 | 2834.6838
1 | 5233.9529 | 1330.3315 | -4577.8885 | -1435.9073 | -550.4886
1 | 5225.5639 | 1270.6767 | -4676.6917 | -1300.7519 | -518.797
1 | 5181.8182 | 142.5061 | -3557.7396 | 221.1302 | -1987.715
1 | 5181.8182 | 636.3636 | -4545.4545 | -272.7273 | -1000
2 | 4883.9821 | 5735.2056 | -1848.3327 | -3020.855 | -5750
2 | 5130.026 | 4925.8849 | -2948.1099 | -1357.8009 | -5750
2 | 4994.8442 | 4037.5476 | -3863.4835 | 581.0917 | -5750
2 | -6248.3536 | 3944.9157 | 4126.0185 | 3927.4194 | -5750
2 | -6247.9935 | 3123.624 | 3344.3366 | 5530.0329 | -5750
2 | -6252.4813 | 3248.3715 | 3200.1171 | 5441.6487 | -5637.6559
2 | -6435.4829 | 4481.7211 | -2925.0808 | 4130.6837 | 748.1589
2 | -6486.0516 | 5921.6993 | -3422.3084 | 1425.8251 | 2560.8356
2 | -6437.0728 | -1285.3992 | -2791.6779 | 6728.2863 | 3785.8636
2 | -6307.9408 | -2220.7471 | -3368.6713 | 8106.5822 | 3790.7769
2 | -6431.6801 | -1762.9397 | -2677.5898 | 7087.1302 | 3785.0793
2 | -6236.4786 | 4751.6417 | -4553.4804 | 3796.1368 | 2242.1804
2 | -6301.5738 | 5153.9101 | -4317.0712 | 2998.3501 | 2466.3848
2 | -6216.4359 | 4507.535 | -4693.8074 | 3927.7841 | 2474.9242
2 | -6225.0697 | 4834.7346 | -4679.6006 | 3650.5621 | 2419.3735
2 | 4741.7321 | 2142.4802 | -5484.7099 | 4350.4976 | -5750
2 | 4739.883 | 2429.3747 | -5824.0917 | 4145.7815 | -5490.9475
2 | 4701.0363 | 3149.0139 | -9479.8529 | 3367.3173 | -1737.5145
2 | 4624.0266 | 3858.8628 | -13039.2838 | 2607.1543 | 1949.2402
2 | 4627.4627 | 3881.1745 | -13031.4065 | 2560.959 | 1961.8102
2 | 4661.1764 | 4164.9317 | -12923.8046 | 1976.2133 | 2121.4832
2 | 4671.7578 | 4444.3803 | -12801.0316 | 1406.5939 | 2278.2996
2 | 4642.762 | 3846.5575 | -13069.5517 | 2292.0792 | 2288.1529
2 | 4647.5759 | 4132.4711 | -13084.9865 | 2071.8155 | 2233.124
2 | 4622.6496 | 3613.3998 | -13167.7472 | 2639.5422 | 2292.1556
2 | 4610.3846 | 3501.9259 | -13212.7299 | 2806.302 | 2294.1174
2 | 4624.8606 | 3880.8998 | -13070.7683 | 2569.0959 | 1995.912
2 | 4625.1212 | 3982.9693 | -13213.3682 | 2393.7228 | 2211.5549
2 | 4618.1306 | 3705.1072 | -13214.1935 | 2631.7603 | 2259.1955
2 | 4766.7551 | 4032.1831 | -10605.3749 | 1806.4366 | 0
2 | 5181.8182 | 5625.1117 | -3846.2977 | -2592.3121 | -4368.32
2 | -6247.1773 | 4875.2181 | 5185.7163 | 1936.2429 | -5750
2 | -6235.8983 | 2140.8623 | 3692.0523 | 6152.9837 | -5750
2 | 5121.8762 | 4315.1484 | -2780.4229 | -906.6018 | -5750
2 | 4734.8596 | 182.8091 | -4765.4439 | 5597.7752 | -5750
2 | 4728.2316 | -988.3003 | -4542.2713 | 6323.6294 | -5521.2895
2 | 4727.2303 | -1038.6889 | -4532.0931 | 6354.9757 | -5511.424
2 | -6208.7939 | -1630.5703 | 4371.7973 | 8482.7162 | -5015.1493
2 | 4761.5878 | -1286.02 | -4218.3638 | 6128.174 | -5385.378
2 | 4786.627 | -1470.1376 | -3984.4207 | 5959.469 | -5291.5376
2 | -6194.5213 | -2803.5039 | 5969.6209 | 7443.1717 | -4414.7674
2 | -6173.4002 | -4021.7125 | 9123.3596 | 4462.2068 | -3390.4538
2 | -6161.4032 | -5317.1931 | 9316.1537 | 5468.5925 | -3306.1498
2 | 4785.6883 | -1476.8552 | -4013.462 | 5967.5368 | -5262.9078
2 | 4632.6574 | -2184.2805 | -6992.9189 | 6816.5648 | -2272.0228
2 | 1245.5926 | -2951.7738 | -5535.1748 | 7702.5727 | -461.2167
2 | -6356.3729 | -4297.0144 | -555.3464 | 9237.3901 | 1971.3435
2 | -6380.4719 | -4396.6961 | -1623.0409 | 9587.4262 | 2812.7827
2 | -6402.5639 | -4687.2999 | -2390.3301 | 9690.6963 | 3789.4976
2 | -6403.9477 | -4740.1909 | -2401.5703 | 9659.2754 | 3886.4334
2 | -6403.3872 | -4793.164 | -2391.6997 | 9701.2246 | 3887.0262
2 | -6391.748 | -4714.4239 | -2475.1855 | 9697.9855 | 3883.372
2 | -6402.8195 | -4827.1134 | -2360.1204 | 9701.4822 | 3888.5711
2 | -6401.4237 | -4824.9916 | -2188.642 | 9518.5815 | 3896.4758
2 | -6400.3496 | -4925.9086 | -2169.0801 | 9597.6981 | 3897.6401
2 | -2508.2958 | -4462.5981 | -5783.0629 | 8903.429 | 3850.5278
2 | -4646.5295 | -4791.2244 | -3782.522 | 9343.0021 | 3877.2738
2 | 4462.8834 | -3921.0093 | -11713.3511 | 7424.0324 | 3747.4446
2 | 5071.3044 | -2458.8824 | -1582.806 | 3424.6083 | -4454.2243
2 | 4701.2109 | -3086.8465 | 268.0015 | 2052.304 | -3934.6699
2 | 4220.422 | -4693.5818 | 2156.9609 | -345.847 | -1337.9541
2 | 4522.9929 | -4904.3767 | 171.9044 | 212.6355 | -3.1562
2 | 4670.7615 | -4987.2895 | -784.4956 | 500.9731 | 600.0505
2 | 5150.8129 | -4903.8566 | -3661.6243 | 1712.1712 | 1702.4967
2 | 4776.4308 | -4779.0892 | -8563.1695 | 4630.5827 | 3935.2452
2 | 4724.6971 | -4567.1119 | -9375.4525 | 5319.218 | 3898.6493
2 | 4480.901 | -3979.173 | -11572.8252 | 7274.3688 | 3796.7285
2 | 3507.7303 | -4005.413 | -10929.6004 | 7630.1125 | 3797.1706
2 | 4468.977 | -4107.8023 | -11570.9775 | 7412.9401 | 3796.8627
2 | 4779.2752 | -5473.2821 | -8345.5236 | 5092.8709 | 3946.6596
2 | 5153.2266 | -5915.8553 | -3366.8764 | 2400.01 | 1729.4951
2 | 5129.8219 | -6092.8245 | -3625.216 | 2711.5785 | 1876.6401
2 | -6266.156 | -5330.1121 | 6121.1422 | 4610.9172 | 864.2087
2 | -6388.0568 | -5144.6071 | -928.0891 | 8509.3682 | 3951.3848
2 | 4625.2383 | -4923.6824 | -540.8731 | 302.754 | 536.5632
2 | -6252.1817 | -4969.3846 | 7302.7498 | 3412.757 | 506.0595
2 | -4253.9947 | -4871.9156 | 8746.1559 | 2302.7657 | -1923.0113
2 | -6185.1417 | -4933.1644 | 9958.4339 | 3031.2773 | -1871.405
2 | -6185.6766 | -4883.5227 | 10026.0364 | 2876.1719 | -1833.0091
2 | -6185.5787 | -5070.7886 | 10038.2275 | 2956.8024 | -1738.6625
2 | 4590.5259 | -5042.1293 | -291.1231 | 326.0719 | 416.6546
2 | -6223.5097 | -5613.898 | 8506.5904 | 3477.5399 | -146.7227
2 | -1862.5342 | -4779.0517 | 7229.4575 | 1427.4116 | -2015.2833
2 | -1938.0416 | -4001.5243 | 6568.3084 | 2684.6237 | -3313.3663
2 | 4189.719 | -4316.9181 | 2924.8406 | 381.8277 | -3179.4692
2 | 3927.4058 | -5221.0563 | 3918.2689 | -977.1565 | -1647.4619
2 | 3866.3751 | -5685.5319 | 4207.0547 | -1152.4956 | -1235.4023
2 | -6187.3716 | -5925.3965 | 10501.8178 | 2591.9066 | -980.9563
2 | -6177.031 | -7073.0108 | 10682.5538 | 3453.002 | -885.5141
2 | 5102.7412 | -2928.6743 | -2080.9228 | 3134.1567 | -3227.3007
2 | 5171.1057 | -4617.6171 | -3599.0146 | 1983.3331 | 1062.1928
2 | 5137.5478 | -4517.2163 | -4100.2004 | 2375.6604 | 1104.2084
2 | 5181.8182 | 142.5061 | -3557.7396 | 221.1302 | -1987.715
2 | 5092.9082 | -3031.8857 | -2454.6454 | 3217.702 | -2824.0792
2 | 5125 | -625 | -5375 | 875 | 0
2 | 4829.2595 | 5937.0092 | -1578.8764 | -3437.3922 | -5750
2 | 5128.9979 | 4939.6002 | -2931.7343 | -1386.8638 | -5750
2 | -6247.0343 | 4988.3234 | 5314.5533 | 1694.1575 | -5750
2 | 4929.6338 | 5169.4509 | -1897.9044 | -2451.1802 | -5750
2 | 5110.8692 | 4029.3536 | -2582.3177 | -807.9052 | -5750
2 | 4807.8853 | 714.698 | -4015.9597 | 4243.3764 | -5750
2 | 5117.0485 | 4422.8938 | -2705.8015 | -1084.1409 | -5750
2 | 4788.9745 | 1890.5227 | -4753.326 | 3823.8288 | -5750
2 | -6240.0519 | 3834.2301 | 4928.5229 | 3227.2988 | -5750
2 | -6234.1511 | 2544.1981 | 4287.5818 | 5152.3712 | -5750
2 | -6239.2098 | 2885.9632 | 4072.8832 | 5030.3635 | -5750
2 | 4613.2793 | 6700.6103 | -695.8121 | -4987.1999 | -5630.8777
2 | 5230.6083 | 6402.487 | -4783.4097 | -3971.5246 | -2878.1609
2 | 5181.8182 | 6290.551 | -6162.0266 | -3503.964 | -1806.3786
2 | 5128.336 | 6189.8585 | -7396.8292 | -3080.4203 | -840.945
2 | 4783.9969 | 5849.2632 | -11482.6295 | -1597.5571 | 2446.9265
2 | 4977.8596 | 5419.4409 | -9175.8963 | -1221.4042 | 0
2 | 5263.9255 | 5468.1682 | -5346.2196 | -4161.4844 | -1224.3897
2 | 5099.248 | 1981.8632 | -5584.7219 | -5382.9811 | 3886.5918
2 | 4951.2987 | 3282.9553 | -8087.3779 | -3904.9981 | 3758.1221
2 | 4658.4116 | -2451.9614 | -10892.8946 | 4897.8593 | 3788.5851
2 | 5233.9529 | 1330.3315 | -4577.8885 | -1435.9073 | -550.4886
2 | 5181.8182 | 959.596 | -5191.9192 | -595.9596 | -353.5354
2 | 5141.0256 | -128.2051 | -5423.0769 | 410.2564 | 0
2 | 5127.4131 | -868.7259 | -5382.2394 | 911.1969 | 212.3552
2 | 4639.9472 | 3274.7348 | -12937.9618 | 2617.3278 | 2405.952
2 | 5181.8182 | 5978.801 | -6625.9778 | -3464.0768 | -1070.5646
2 | -6251.5606 | 6843.6891 | 7147.5905 | -2227.5013 | -5512.2177
2 | -6486.2208 | 5997.6804 | -3346.5819 | 1265.1085 | 2570.0138
2 | -6200.8491 | 2676.2026 | 12824.7305 | -5921.0504 | -3379.0336
2 | -6176.3495 | -3202.3244 | 9673.121 | 3068.6063 | -3363.0533
2 | -6201.0343 | 2533.6113 | 12927.6738 | -6014.1685 | -3246.0823
2 | -5113.2882 | 1558.2318 | 12922.622 | -6949.2425 | -2418.3231
2 | -3833.3277 | 18.4878 | 12690.558 | -8125.7484 | -749.9696
2 | -4313.5824 | -35.2544 | 12413.3822 | -7807.0527 | -257.4926
2 | -6266.3372 | 276.0631 | 11591.987 | -6408.223 | 806.5102
2 | -6373.5274 | 992.2678 | 5934.2312 | -4067.9613 | 3514.9896
2 | -6399.765 | 1382.1688 | 4381.1735 | -3350.1573 | 3986.5801
2 | -6457.941 | 3673.6359 | -180.6625 | -794.6397 | 3759.6073
2 | -6391.0062 | -1552.8003 | 2408.9557 | 1548.6312 | 3986.2196
2 | -6265.9941 | -297.1901 | 11855.3894 | -6498.1728 | 1205.9676
2 | -6228.8845 | -897.0109 | 12666.5139 | -5411.0262 | -129.5924
2 | -6206.6504 | -1167.0054 | 13251.1129 | -4952.2863 | -925.1709
2 | -3676.0705 | -180.0682 | 12701.3724 | -8270.4831 | -574.7505
2 | -3607.9205 | -281.7912 | 12771.7679 | -8333.5205 | -548.5357
2 | -6206.6856 | -1669.0817 | 13338.009 | -4833.4948 | -628.7469
2 | -6204.6841 | -1842.9169 | 13445.5326 | -4799.7828 | -598.1488
2 | -6182.8533 | -5871.2586 | 11415.3504 | 1438.5235 | -799.762
2 | -4768.174 | 1045.594 | 13268.6656 | -7268.4163 | -2277.6693
2 | -6199.0895 | 870.3079 | 13183.7698 | -5461.6402 | -2393.348
2 | -6190.9505 | 111.2412 | 13630.1821 | -5312.2213 | -2238.2514
2 | -6195.7518 | 2379.4772 | 13183.2787 | -6035.2531 | -3331.751
2 | 3077.4561 | 1679.485 | 7325.8599 | -9050.2636 | -3032.5374
2 | 3889.2385 | -2484.4101 | 4048.911 | -2296.3356 | -3157.4038
2 | 3691.3326 | -3299.5602 | 4799.0619 | -3269.6347 | -1921.1997
2 | 2844.5586 | -30.8864 | 8188.6418 | -9919.3658 | -1082.9483
2 | 3032.4732 | -139.4579 | 6937.7373 | -9614.9459 | -215.8067
2 | 4664.1346 | 944.7379 | -3168.473 | -6431.3465 | 3990.947
2 | 5090.5044 | -716.1508 | -5015.1262 | -3333.3171 | 3974.0897
2 | 1336.109 | 998.6136 | -741.3414 | -5590.7182 | 3997.337
2 | 2832.2949 | -113.7489 | 8246.0064 | -9959.1454 | -1005.4069
2 | 2870.678 | -295.3419 | 7947.4795 | -9932.2562 | -590.5595
2 | 2950.3973 | -592.6878 | 7508.8401 | -9788.4816 | -78.0679
2 | 926.6332 | -314.2273 | 9657.7087 | -9558.7177 | -711.3968
2 | -911.4406 | -465.2759 | 11110.0721 | -9134.4627 | -598.8928
2 | -1394.8614 | -461.1253 | 11441.2546 | -9003.5413 | -581.7266
2 | 2862.7195 | -706.7607 | 8154.4375 | -9513.7497 | -796.6465
2 | 2882.5046 | -1081.5459 | 8156.912 | -9182.7037 | -775.167
2 | -715.1857 | 1927.6981 | 9791.9192 | -7911.7867 | -3092.6449
2 | 4625.1782 | 6669.0058 | -687.0393 | -4931.7927 | -5675.352
2 | 4632.4129 | 6664.1493 | -730.3289 | -4918.0014 | -5648.2319
2 | 5222.7597 | 6378.6797 | -4637.9906 | -3946.1975 | -3017.2513
2 | 5181.8182 | 6284.731 | -5793.6186 | -3554.0163 | -2118.9143
2 | 5095.3552 | 6121.9116 | -7787.802 | -2869.5693 | -559.8954
2 | 4785.4676 | 5815.0444 | -11464.8094 | -1534.3888 | 2398.6862
2 | 4997.1257 | 5630.3977 | -8949.2772 | -1678.2462 | 0
2 | 5259.3147 | 5081.5551 | -5241.1787 | -4176.2776 | -923.4136
2 | 5181.8182 | 5686.7569 | -6501.5713 | -3502.0207 | -864.983
2 | 4842.9046 | 6085.3317 | -1747.6831 | -3703.9448 | -5476.6084
2 | 5186.1794 | 5813.2564 | -3936.3082 | -2945.937 | -4117.1905
2 | 5181.8182 | 5797.9993 | -4040.5008 | -2897.0757 | -4042.2409
2 | 5037.4648 | 5383.0161 | -6854.2695 | -1561.1557 | -2005.0556
2 | -6341.1904 | 5353.2531 | 1869.844 | 1594.3253 | -2476.232
2 | -6348.8779 | 4245.0498 | 351.0245 | 4011.5332 | -2258.7297
2 | -6449.0281 | 4898.1054 | -3024.9057 | 3340.7899 | 1235.0384
2 | -6290.5632 | 5103.2541 | -4316.8395 | 3092.6865 | 2411.4623
2 | -6459.5523 | 2548.7073 | -3006.7366 | 3919.9278 | 2997.6538
2 | -6464.2407 | 5330.9618 | -3174.8482 | 2527.7954 | 1780.3316
2 | -6344.5393 | 5327.9043 | -4055.0857 | 2632.5834 | 2439.1374
2 | 4737.9577 | 3506.8924 | -9204.8553 | 2608.8525 | -1648.8475
2 | 4729.3279 | 3652.0324 | -9971.7536 | 2457.098 | -866.7047
2 | 4687.629 | 4009.5263 | -11835.7895 | 2087.337 | 1051.2972
2 | 4652.4378 | 4224.8845 | -12946.4328 | 1866.5722 | 2202.5383
2 | 4668.1337 | 2785.5869 | -12299.8285 | 2317.4324 | 2528.6754
2 | 4762.1845 | 4091.601 | -10534.3477 | 1680.5622 | 0
2 | 4744.5722 | 2979.0392 | -9131.4592 | 2749.3693 | -1341.5215
2 | 4957.1105 | 5372.4525 | -9214.5238 | -1115.0392 | 0
2 | 4929.6813 | 5370.0121 | -9747.5436 | -1010.4723 | 458.3224
2 | 4749.5897 | 5359.8081 | -11886.1806 | -562.0983 | 2338.881
2 | 4666.8899 | 4324.4682 | -12857.6022 | 1651.798 | 2214.446
2 | 5141.3433 | 5192.9153 | -3150.3901 | -1849.3237 | -5334.5448
2 | 5181.8182 | 5743.2823 | -3852.5172 | -2821.7082 | -4250.875
2 | 4768.8668 | 2841.4842 | -6011.0468 | 3361.7336 | -4961.0378
2 | -6254.0532 | 5960.6244 | 6085.5582 | -327.5227 | -5464.6067
2 | -6267.4732 | 3669.8899 | 3046.8486 | 4651.2293 | -5100.4946
2 | 2985.301 | 6689.251 | 497.5448 | -4512.7507 | -5659.3461
2 | -6250.3321 | 6812.5741 | 7163.8736 | -2170.0323 | -5556.0833
2 | -6382.7193 | 6334.6232 | 1242.7062 | -198.2119 | -996.3982
2 | -2406.0443 | 5911.0725 | -6273.9381 | 289.816 | 2479.0939
2 | -6417.4747 | 6140.825 | -386.0704 | 465.0596 | 197.6605
2 | -3579.6459 | 5869.7267 | -5482.7862 | 708.0223 | 2484.6831
2 | -6478.5001 | 5733.9097 | -3318.426 | 1771.6804 | 2291.336
2 | -6433.491 | 5698.5353 | -3628.2848 | 1874.3001 | 2488.9405
2 | -6482.1492 | 5557.8807 | -3342.3271 | 1698.4935 | 2568.1021
2 | -6482.4392 | 5840.8672 | -3362.8272 | 1572.0892 | 2432.31
2 | -6464.9042 | 5830.1523 | -3485.6561 | 1606.4407 | 2513.9673
2 | -6485.3354 | 5916.3022 | -3398.9547 | 1432.1707 | 2535.8172
2 | -6483.7098 | 5742.2853 | -3368.8138 | 1561.7477 | 2548.4906
2 | -6477.73 | 5270.0495 | -2813.2092 | 1287.367 | 2733.5228
2 | -6485.7504 | 5985.7659 | -3340.3468 | 1287.1144 | 2553.2169
2 | -6449.8323 | 3259.5487 | 289.1294 | -854.4119 | 3755.5661
2 | -6249.3742 | 6437.5942 | 6795.1656 | -1377.7533 | -5605.6323
2 | 4622.3466 | 6655.1406 | -667.6149 | -4937.7202 | -5672.1522
2 | 4759.0675 | 5947.7602 | -1201.4019 | -3802.8129 | -5702.6129
2 | 4645.5863 | 4505.3512 | -389.5534 | -3405.5309 | -5355.8531
2 | 5098.3142 | 2851.6936 | -2311.5252 | -90.5674 | -5547.9153
2 | 5049.9028 | -3632.9469 | -1165.0712 | 4055.6111 | -4307.4958
2 | 4211.9728 | -5054.7229 | 3025.3493 | 948.5716 | -3131.1708
2 | 3880.7834 | -6223.9031 | 4285.8952 | -751.9244 | -1190.8512
2 | 5150.7167 | -6003.1885 | -3325.2932 | 2452.1926 | 1725.5725
2 | 5152.5789 | -5943.3527 | -3360.7647 | 2387.5248 | 1764.0138
2 | 3881.0662 | -6319.4905 | 4301.3091 | -679.9967 | -1182.8881
2 | 5057.7932 | -3750.8605 | -1290.094 | 3982.7103 | -3999.5491
2 | 5076.6409 | -4173.1493 | -1680.3781 | 3699.1574 | -2922.2709
2 | 5067.2646 | -3621.8236 | -1454.4096 | 3756.3528 | -3747.3842
2 | 5181.8182 | 827.1908 | -3593.7756 | -463.5545 | -1951.679
2 | 5071.2628 | -3619.1581 | -1521.0474 | 3761.6838 | -3692.7411
2 | 5047.0785 | -3741.2143 | -1132.311 | 4122.4181 | -4295.9713
2 | 5049.4588 | -3815.0629 | -1173.0789 | 4110.7808 | -4172.0979
2 | 5181.8182 | 4102.6412 | -3766.1677 | -2144.3777 | -3373.914
2 | 4245.9654 | 5326.2544 | 1397.1888 | -5900.0632 | -5069.3454
2 | 2989.1776 | 1217.3898 | 7961.4471 | -9224.9311 | -2943.0834
2 | 2932.0549 | 797.8876 | 8173.0613 | -9438.0955 | -2464.9083
2 | 2994.2384 | -616.0711 | 7245.5599 | -9704.7056 | 80.9784
2 | 4491.5112 | 378.827 | -2028.2723 | -6783.317 | 3941.2511
2 | 4535.2196 | 434.0714 | -2289.2294 | -6691.0513 | 4010.9897
2 | 4611.0113 | 43.1309 | -2598.8661 | -6066.322 | 4011.0459
2 | 5093.4288 | -1836.0869 | -4688.2677 | -2561.0468 | 3991.9726
2 | 4556.0468 | 534.603 | -2445.7591 | -6653.6064 | 4008.7157
2 | 3740.752 | -5573.1131 | 4849.3677 | -1892.1475 | -1124.8591
2 | 2829.4308 | -26.0651 | 8436.7613 | -9879.4783 | -1360.6487
2 | 2970.9964 | 1144.2786 | 8065.0885 | -9251.42 | -2928.9435
2 | 135.1223 | 1268.9059 | 9984.3808 | -8426.3605 | -2962.0485
2 | -2870.9348 | 1034.0363 | 12104.8942 | -7760.5289 | -2507.4668
2 | 5250.4172 | 4867.1964 | -5244.017 | -4240.5298 | -633.0667
2 | 5105.1886 | 1792.6352 | -5454.3514 | -5317.7638 | 3874.2915
2 | 5185.4895 | 4167.3845 | -3837.0123 | -2251.3665 | -3264.4953
2 | 5257.0139 | 4786.3986 | -5183.3819 | -4006.0939 | -853.9367
2 | 5237.5295 | 2096.5064 | -4683.9113 | -2234.2722 | -415.8523
2 | 4506.8304 | 2909.5151 | 517.76 | -2961.9591 | -4972.1464
2 | 5072.6584 | 842.7423 | -1884.3569 | 1181.1456 | -5212.1894
2 | 5037.9534 | -3805.9473 | -1062.4904 | 4153.4456 | -4322.9612
2 | 4787.2284 | -4625.652 | 247.057 | 3490.1456 | -3898.7791
2 | 4215.371 | -5595.9633 | 3106.8694 | 1369.702 | -3095.9792
2 | 4069.8874 | -6109.5565 | 3660.5974 | 622.7144 | -2243.6427
2 | 4076.0258 | -6737.771 | 3213.7311 | 148.5952 | -700.581
2 | 5132.0671 | -6554.2309 | -3115.5225 | 2813.0501 | 1724.6362
2 | 5145.0997 | -6135.4691 | -3363.77 | 2360.4715 | 1993.6679
2 | 5125.6666 | -6239.9596 | -3603.1809 | 2658.8171 | 2058.6568
2 | 5122.7795 | -6549.6275 | -3293.8896 | 2916.1414 | 1804.5961
2 | -6177.4042 | -7084.9018 | 10656.3757 | 3478.058 | -872.1277
2 | -6188.9695 | -5938.0381 | 11091.7567 | 1627.0334 | -591.7825
2 | -3507.0772 | -5632.7732 | 7765.5661 | 4610.8193 | -3236.535
2 | -6163.598 | -6051.7301 | 9737.2698 | 5085.6672 | -2607.6089
2 | -6176.6848 | -7067.6028 | 10668.0147 | 3490.8026 | -914.5297
2 | 5064.4881 | -4958.3994 | -1662.9043 | 3893.3049 | -2336.4892
2 | 5096.5395 | -5676.5227 | -2326.602 | 3411.109 | -504.5238
2 | 4745.4122 | -6433.4115 | -7875.1995 | 5663.5647 | 3899.6341
2 | -6261.6667 | -6956.6737 | 5783.6802 | 6172.8149 | 1261.8453
2 | -6369.3934 | -6236.884 | 97.6041 | 8524.7911 | 3983.8822
2 | -6379.2149 | -5850.0284 | -672.545 | 8956.2247 | 3945.5637
2 | -6381.8424 | -5680.4981 | -762.7812 | 8864.9291 | 3960.1926
2 | 4736.2593 | -6416.6678 | -8001.7568 | 5719.6067 | 3962.5586
2 | 4555.8044 | -5403.9583 | -9899.961 | 6885.321 | 3862.7939
2 | 4735.3511 | -6403.4429 | -8021.7456 | 5727.8402 | 3961.9972
2 | 4496.5736 | -4772.8141 | -10906.5513 | 7354.9263 | 3827.8656
2 | 5038.1465 | -3810.5735 | -1065.4582 | 4152.5549 | -4314.6696
2 | 5059.7907 | -3515.6951 | -1440.9567 | 3635.2765 | -3738.4155
2 | 5181.8182 | 1223.5872 | -3719.9017 | -859.9509 | -1825.5528
2 | 5102.2727 | -329.5455 | -5306.8182 | 534.0909 | 0
2 | 4830.654 | -833.4372 | -3337.7738 | 4741.4372 | -5400.8802
2 | 4824.5614 | -1909.9435 | -3132.6292 | 5408.6564 | -5190.6451
2 | 4818.3204 | -2224.0193 | -3069.1882 | 5604.0396 | -5129.1526
2 | -6191.1503 | -2819.8757 | 5894.5009 | 7746.0701 | -4629.5449
2 | -6159.0339 | -5459.2133 | 9489.9268 | 5406.8849 | -3278.5645
2 | 5032.473 | -3765.6492 | -1113.694 | 4190.3703 | -4343.5002
2 | 4814.9241 | -443.7876 | -4882.379 | 4361.0166 | -3849.7742
2 | 5181.8182 | 2478.0322 | -3785.9251 | -1503.6792 | -2370.246
2 | 3900.7391 | 4154.5508 | 3227.6506 | -6745.3304 | -4537.6101
2 | 3073.8891 | 1451.2984 | 7546.3246 | -8932.7856 | -3138.7265
2 | 3611.5657 | -2498.8503 | 5544.2703 | -3653.8824 | -3003.1033
2 | -1135.1749 | -162.7998 | 9985.2059 | -5676.7606 | -3010.4707
2 | -4311.692 | -606.8733 | 12094.3509 | -4610.3151 | -2565.4706
2 | -1946.6109 | 1464.1633 | 11243.6771 | -7704.6022 | -3056.6272
2 | -5977.1421 | 2014.1188 | 13472.002 | -6241.9305 | -3267.0482
2 | -6191.2964 | 2151.8142 | 13441.6539 | -6068.3957 | -3333.7759
2 | -6189.4199 | 1910.1401 | 13518.3542 | -5961.2765 | -3277.7978
2 | -6161.1044 | -4883.9787 | 9875.8754 | 4428.5362 | -3259.3285
2 | -6189.0892 | 1627.3185 | 13561.8997 | -5867.3268 | -3132.8022
2 | -6179.243 | -1635.4312 | 12676.1552 | -2375.6408 | -2485.8402
2 | -6179.1745 | -4811.2186 | 11639.5723 | 770.8271 | -1420.0062
2 | -6218.667 | 1205.602 | 12881.824 | -6233.5568 | -1635.2021
2 | -5838.4095 | 1889.7176 | 13471.3577 | -6361.1911 | -3161.4746
2 | -3219.1068 | 1385.0554 | 12129.4394 | -7407.9535 | -2887.4346
2 | 3169.218 | -716.334 | 6124.4428 | -9341.5052 | 764.1784
2 | 4348.8762 | 67.5177 | -1182.1437 | -7039.8269 | 3805.5766
2 | 4480.4547 | 233.8237 | -1967.7212 | -6762.0728 | 4015.5156
2 | 4708.6159 | -943.0519 | -2899.8425 | -4881.4063 | 4015.6849
2 | 5091.8194 | -2435.7897 | -4559.5376 | -2097.0263 | 4000.5342
2 | 4827.328 | -5857.3203 | -7547.4586 | 4609.6288 | 3967.8221
2 | -1229.7578 | -653.0773 | 9396.4928 | -8256.1239 | 742.4662
2 | -6277.7527 | -348.7234 | 11290.6374 | -6260.2399 | 1596.0785
2 | -6338.7325 | 58.7208 | 8071.9774 | -4928.8804 | 3136.9146
2 | -6386.774 | 772.6357 | 5228.3035 | -3614.5696 | 4000.4044
2 | -6370.7364 | -4601.3401 | 1617.141 | 5355.1911 | 3999.7444
2 | -6216.6228 | 4233.1408 | 10606.3759 | -4223.7629 | -4399.131
2 | -6401.6384 | 3590.8853 | 2312.9336 | -1453.3143 | 1951.1337
2 | -4445.3074 | 3401.6927 | -1392.114 | -1204.48 | 3640.2088
2 | -6060.3244 | 3356.3767 | -320.0563 | -618.4259 | 3642.4299
2 | -5887.5117 | 3226.5756 | -84.8044 | -1009.6186 | 3755.359
2 | -6450.3699 | 3352.114 | 4.7319 | -503.1317 | 3596.6557
2 | -6451.9029 | 3218.7532 | -291.6703 | -74.6297 | 3599.4497
2 | -6450.9861 | 3301.8274 | 52.555 | -582.9968 | 3679.6004
2 | -6452.7263 | 3418.3247 | -164.5498 | -409.5553 | 3608.5066
2 | -6447.5647 | 3167.0929 | 461.4356 | -944.1942 | 3763.2303
2 | -6449.4187 | 3211.4247 | 286.5925 | -804.2128 | 3755.6143
2 | -6430.2143 | -1352.222 | -2116.2443 | 6118.9035 | 3779.7772
2 | 5192.2635 | 3564.2939 | -5311.6136 | -4611.502 | 1166.5583
2 | 5105.2976 | 1723.1836 | -5437.5662 | -5256.5718 | 3865.6567
2 | 4976.6469 | 2854.5599 | -7613.7732 | -3971.3784 | 3753.9447
2 | 4714.9163 | -2270.2939 | -10120.8477 | 3895.058 | 3781.1672
2 | 4588.761 | -3355.6703 | -10604.0686 | 5584.0232 | 3786.9546
2 | 4945.7341 | 3328.7446 | -8241.1243 | -3545.0254 | 3511.6711
2 | -6218.4577 | 2793.99 | 7976.2922 | 341.8528 | -4893.6773
2 | -6212.1778 | 105.9889 | 5367.157 | 5938.6715 | -5199.6396
2 | 5182.3087 | 2486.6817 | -3795.3898 | -1517.9726 | -2355.628
2 | 5239.6955 | 2983.3412 | -4875.6356 | -2925.86 | -421.5411
2 | 5235.8689 | 2455.068 | -4777.5436 | -2577.8885 | -335.5049
2 | 5181.8182 | 2070.7071 | -5414.1414 | -1707.0707 | -131.3131
2 | 5166.6667 | 1666.6667 | -5500 | -1333.3333 | 0
2 | 5111.9691 | -1308.8803 | -5335.9073 | 679.5367 | 853.2819
2 | 5181.8182 | 2732.553 | -5603.2402 | -2085.2684 | -225.8625
2 | 5139.3892 | 2594.1019 | -6127.3827 | -1606.1084 | 0
2 | 5181.8182 | 2485.3241 | -3807.1331 | -1512.6271 | -2347.3821
2 | 5028.3177 | 2136.1622 | -6805.6867 | -130.5539 | -228.2393
2 | -6343.5914 | 2104.4033 | 1913.2804 | 3023.942 | -698.0342
2 | -6349.2531 | 1284.802 | 795.3059 | 4804.973 | -535.8277
2 | -6453.2708 | 1855.9691 | -2694.4733 | 4137.103 | 3154.6721
2 | -6345.1088 | 2102.4442 | 1851.1446 | 3036.1849 | -644.665
2 | -2923.9315 | 1978.9073 | -5081.5382 | 2892.0585 | 3134.504
2 | -6453.4166 | 2031.5392 | -2461.3332 | 3691.7322 | 3191.4784
2 | -6453.2864 | 1863.0584 | -2687.3549 | 4122.0401 | 3155.5427
2 | -6464.1024 | 3418.9706 | -3085.6765 | 3357.498 | 2773.3104
2 | -6448.483 | 3439.7468 | -3201.5346 | 3361.9838 | 2848.287
2 | -6464.6737 | 3234.8273 | -3082.2147 | 3413.5277 | 2898.5335
2 | -6463.1627 | 3032.8844 | -3059.8768 | 3562.5871 | 2927.5681
2 | 4943.798 | 1604.2685 | -7468.9202 | 1047.2111 | -126.3574
2 | 4736.4944 | 545.2217 | -8759.4117 | 3402.8307 | 74.8649
2 | 4675.0484 | 986.7055 | -11481.1969 | 2882.6766 | 2936.7663
2 | 4948.8222 | 1665.3116 | -7547.1961 | 933.0623 | 0
2 | 5019.3086 | 2127.7732 | -7069.6083 | -77.4735 | 0
2 | 4944.77 | 2081.4211 | -8506.6428 | 222.2638 | 1258.1878
2 | 4773.6186 | 2014.6917 | -10520.7051 | 670.4039 | 3061.991
2 | 4789.5967 | 1431.2848 | -10332.679 | 1807.84 | 2303.9575
2 | 4703.8985 | 1146.8627 | -11341.1524 | 2534.2502 | 2956.1411
2 | 4682.2648 | 2515.9569 | -12082.4989 | 2269.6771 | 2614.6001
2 | -6246.9573 | 5860.9395 | 6436.2234 | -420.4998 | -5629.7057
3 | 4861.5192 | 2635.4381 | -4555.8944 | 2808.9371 | -5750
3 | 1897.9065 | 2406.4709 | -2683.1158 | 4128.7384 | -5750
3 | 1887.876 | 2405.376 | -2676.9512 | 4133.6992 | -5750
3 | 1882.8393 | 2405.9047 | -2672.9992 | 4134.1833 | -5749.9281
3 | -6074.938 | 3047.9404 | 3607.1647 | 5018.6306 | -5598.7977
3 | -6259.6846 | 4293.0502 | -2576.4376 | 3695.1655 | 847.9064
3 | -6309.949 | 5724.3644 | -3070.6734 | 1006.5813 | 2649.6767
3 | -6314.8328 | 5647.3307 | -3113.1528 | 845.0949 | 2935.56
3 | -6110.9733 | 4494.7556 | -3793.3025 | 3445.1663 | 1964.3539
3 | -6024.8478 | 3445.8039 | -4396.3025 | 4010.8683 | 2964.4781
3 | -6061.88 | 4852.3109 | -4336.008 | 2818.7471 | 2726.83
3 | -6074.6037 | 3195.4068 | 3781.1749 | 4701.9357 | -5603.9138
3 | 4830.353 | 2430.6311 | -4766.9346 | 3255.9506 | -5750
3 | 4792.3459 | 2146.0699 | -5010.3762 | 3821.9603 | -5750
3 | 4796.9116 | 2121.72 | -4939.6929 | 3771.0614 | -5750
3 | 4792.065 | 2189.2103 | -5061.6451 | 3791.1548 | -5710.785
3 | 4745.9947 | 3042.6662 | -9397.1942 | 2867.9354 | -1259.4021
3 | 4793.6297 | 3682.8135 | -10213.006 | 1736.5627 | 0
3 | 4688.8681 | 3569.2402 | -12037.6205 | 2304.0378 | 1475.4744
3 | 4682.9591 | 3607.4492 | -12227.0897 | 2263.4721 | 1673.2093
3 | 4716.9941 | 3893.9109 | -12118.4623 | 1673.1532 | 1834.4041
3 | 4777.9403 | 5503.4572 | -11411.3238 | -1607.6969 | 2737.6233
3 | 4667.5912 | 3039.7608 | -12509.4798 | 2520.5738 | 2281.554
3 | 4671.6252 | 3264.1937 | -12395.207 | 2454.71 | 2004.6781
3 | 4655.2731 | 2836.3477 | -12603.1099 | 2693.4204 | 2418.0687
3 | 4630.0923 | 2455.0815 | -12780.5375 | 2907.7851 | 2787.5786
3 | 4623.9274 | 1610.9351 | -12617.8569 | 3431.2779 | 2951.7165
3 | 4683.4862 | 3813.9366 | -12515.5703 | 1908.6908 | 2109.4567
3 | 4662.1375 | 4010.8824 | -12771.1416 | 1575.7812 | 2522.3404
3 | 4663.7924 | 3059.5962 | -12562.1336 | 2527.6424 | 2311.1026
3 | 4791.4379 | 1887.1503 | -4915.3438 | 3986.7556 | -5750
3 | 4774.4778 | -1114.8826 | -4340.796 | 5847.6502 | -5166.4494
3 | 4820.7541 | -1454.1028 | -3908.0196 | 5535.4316 | -4994.0633
3 | 5079.4115 | -2351.2409 | -1723.3049 | 3232.2976 | -4237.1633
3 | 4339.7574 | -3603.8236 | 1977.2365 | 491.5642 | -3204.7344
3 | -4384.8372 | -4802.0633 | 10252.9543 | 1328.4114 | -2394.4652
3 | 3304.9131 | -2830.2511 | 6796.9671 | -5051.2191 | -2220.41
3 | 2878.4504 | -1320.7504 | 8614.5998 | -8140.6368 | -2031.6629
3 | -4011.5772 | -4695.6561 | 10130.0312 | 952.844 | -2375.6419
3 | 2667.6912 | -504.0492 | 9455.7167 | -9801.6939 | -1817.6648
3 | 2720.8141 | -1742.6795 | 9361.4723 | -8832.1159 | -1507.491
3 | 4012.9862 | -4695.8512 | 3261.0794 | -1138.354 | -1439.8604
3 | 4411.9257 | -4973.7841 | 643.7839 | -401.9952 | 320.0696
3 | 5141.7243 | -4849.6426 | -3731.9319 | 1437.2312 | 2002.619
3 | 4693.8719 | -4704.8415 | -9592.2917 | 4921.8413 | 4681.42
3 | -4506.2178 | -5004.0643 | -3378.0963 | 8159.9597 | 4728.4187
3 | 4689.429 | -5510.2766 | -9440.4298 | 5520.158 | 4741.1193
3 | 4690.7404 | -5827.3779 | -9340.8507 | 5731.2121 | 4746.2761
3 | 4685.0584 | -5733.1795 | -9448.0224 | 5754.8014 | 4741.3421
3 | -4404.8504 | -4814.1278 | 10280.6018 | 1315.5518 | -2377.1755
3 | -5993.7129 | -4881.2683 | 11244.4268 | 1913.4954 | -2282.941
3 | -6018.1176 | -5023.0979 | 10124.7413 | 2346.0875 | -1429.6134
3 | 1999.2299 | -5052.7494 | 2292.5833 | 436.8561 | 324.0801
3 | -6075.8808 | -5306.1217 | 7388.7507 | 3472.3715 | 520.8804
3 | -6237.7009 | -5066.8711 | -1957.5082 | 8633.8503 | 4628.2298
3 | -6067.3308 | -5086.635 | 8109.5325 | 2743.1558 | 301.2774
3 | -6049.8495 | -5477.4467 | 8843.4203 | 2781.7207 | -97.8448
3 | 3503.9227 | -5612.2443 | 6321.0386 | -2235.1419 | -1977.5751
3 | 3489.3584 | -5667.3492 | 6402.2248 | -2270.0929 | -1954.141
3 | -1438.2561 | -5118.8797 | 8810.9485 | -23.6833 | -2230.1294
3 | 3495.2653 | -5857.9534 | 6427.5002 | -2122.8871 | -1941.9251
3 | 3465.4944 | -5808.3525 | 6524.0857 | -2333.6313 | -1847.5963
3 | -5991.0781 | -5979.4719 | 12085.3039 | 1343.5614 | -1458.3152
3 | -5984.3534 | -6721.5893 | 12204.5954 | 1898.8167 | -1397.4693
3 | 3467.025 | -5867.2162 | 6532.9642 | -2289.9635 | -1842.8096
3 | 3178.9261 | -4319.272 | 7624.5763 | -4794.1226 | -1690.1079
3 | 2735.0704 | -1819.9641 | 9253.7707 | -8812.839 | -1356.038
3 | 1146.5393 | -1601.7811 | 10537.6035 | -8744.4599 | -1337.9018
3 | 5106.9953 | -2763.4539 | -2160.3712 | 2977.4444 | -3160.6146
3 | 5094.7774 | -2891.6987 | -2624.7389 | 3081.2534 | -2659.5932
3 | 5125 | -625 | -5375 | 875 | 0
3 | 5173.3707 | -4403.2554 | -3634.2928 | 1860.1051 | 1004.0724
3 | 5136.9284 | -4294.2248 | -4178.5571 | 2286.1541 | 1049.6994
3 | 4643.9657 | -4353.8025 | -10477.4488 | 5800.8962 | 4386.3893
3 | -6027.5445 | -2773.5383 | 5937.9644 | 6992.4193 | -4129.3009
3 | -5993.1161 | -4746.1794 | 11057.3711 | 2158.7629 | -2476.8384
3 | -6224.5181 | -4623.9182 | -1949.5305 | 9112.2753 | 3685.6916
3 | -6227.5333 | -4662.1291 | -2054.1584 | 9125.5063 | 3818.3145
3 | -6240.8457 | -5046.0484 | -2165.4914 | 8765.5952 | 4686.7902
3 | -6222.1368 | -5035.1672 | -2283.4502 | 8824.2558 | 4716.4984
3 | -6242.9536 | -4900.7317 | -2188.4054 | 8613.4775 | 4718.6132
3 | -6138.9631 | -4875.023 | -2749.8396 | 9179.5766 | 4584.2491
3 | -6227.8017 | -4691.3495 | -2054.7949 | 9126.5735 | 3847.3726
3 | -6238.2553 | -5281.8095 | -2120.5727 | 8955.9762 | 4684.6613
3 | -6214.4145 | -5241.7697 | -2277.6448 | 9010.6219 | 4723.2071
3 | -6235.9066 | -5367.7435 | -2110.1485 | 8975.7497 | 4738.0489
3 | -6238.1157 | -5373.4365 | -2095.0224 | 8971.0035 | 4735.5712
3 | -6238.2751 | -5363.7719 | -2096.3675 | 8959.5836 | 4738.8309
3 | -6156.7651 | -5014.2563 | -2626.7439 | 9176.2121 | 4621.5533
3 | 4816.7244 | -1484.3005 | -4035.5638 | 5570.023 | -4866.8831
3 | 4697.5199 | -2055.6281 | -6386.5702 | 6224.2568 | -2479.5784
3 | 4513.8554 | -3934.4516 | -11493.2162 | 6881.4259 | 4032.3865
3 | 4544.5782 | -4874.8123 | -10775.2409 | 6825.4395 | 4280.0355
3 | 4666.7605 | -5930.5582 | -9445.1912 | 5967.4436 | 4741.5454
3 | 5058.1344 | -3517.0398 | -1308.0751 | 3859.2137 | -4092.2331
3 | -6040.7204 | -1697.5298 | 4466.3006 | 7950.4135 | -4678.4639
3 | 4773.5055 | -1142.6298 | -4402.3497 | 5858.5329 | -5087.0589
3 | 4808.9507 | -1544.7591 | -3809.8918 | 5574.1 | -5028.3997
3 | 4864.5487 | 2660.5641 | -4529.432 | 2754.3191 | -5750
3 | 4817.6999 | 2103.1502 | -4683.2028 | 3512.3527 | -5750
3 | 4810.4301 | 2025.4813 | -4720.4217 | 3634.5103 | -5750
3 | 4265.3272 | 2107.8693 | -4322.2302 | 3699.0337 | -5750
3 | 5125.4473 | 4488.0863 | -2848.9176 | -1193.7942 | -5570.8218
3 | 5031.6417 | 4824.4354 | -2438.9589 | -1880.4793 | -5536.6389
3 | -6076.5851 | 4430.1934 | 5043.1631 | 2084.5631 | -5481.3344
3 | -6082.5568 | 3417.6143 | 3698.3381 | 4285.6186 | -5319.0141
3 | -6072.1716 | 3130.7238 | 4075.1707 | 4424.6179 | -5558.3409
3 | 4725.9546 | 5914.3742 | -1136.2543 | -4100.7025 | -5403.3721
3 | -6079.5446 | 5778.3859 | 6388.5747 | -767.4639 | -5319.9522
3 | 4542.4843 | 6566.441 | -365.7866 | -5427.2559 | -5315.8828
3 | -6081.9053 | 6708.5867 | 7303.8528 | -2732.9573 | -5197.5768
3 | -6239.1336 | 6151.3195 | 282.9087 | -413.2378 | 218.1432
3 | -3170.7244 | 5838.8537 | -5393.8584 | -85.1653 | 2810.8943
3 | -4884.9266 | 3689.7388 | -1226.1276 | -1380.4304 | 3801.7458
3 | -6310.133 | 5755.4226 | -3044.4053 | 941.7133 | 2657.4024
3 | -6272.9471 | 5729.5732 | -3302.4908 | 1020.2596 | 2825.6051
3 | -6313.0244 | 5579.9117 | -3061.6857 | 899.2536 | 2895.5449
3 | -6290.4015 | 3912.3575 | -671.0541 | -631.2792 | 3680.3773
3 | -6315.6071 | 5898.0041 | -3112.6908 | 677.25 | 2853.0438
3 | -6312.5734 | 5896.5199 | -3134.2246 | 682.5197 | 2867.7584
3 | -6316.2198 | 5907.4106 | -3127.4575 | 661.6134 | 2874.6532
3 | -6314.6351 | 5906.2986 | -3137.9985 | 664.9048 | 2881.4302
3 | -6316.3603 | 5900.6936 | -3128.6438 | 659.1643 | 2885.1462
3 | -6315.8633 | 5883.5364 | -3114.3026 | 673.07 | 2873.5595
3 | 5127.8391 | 4537.0014 | -2891.2715 | -1283.0764 | -5490.4925
3 | 4820.8131 | 2599.4171 | -5251.5293 | 3011.3996 | -5180.1005
3 | 5201.4193 | 5537.5268 | -4167.6854 | -3050.7974 | -3520.4633
3 | 5110.2308 | 5275.3807 | -5945.1518 | -2206.8926 | -2233.567
3 | 4789.7595 | 3267.9362 | -8460.2688 | 2254.9988 | -1852.4257
3 | 4773.7801 | 3536.6839 | -9880.293 | 1974.0031 | -404.1742
3 | 4789.1023 | 3741.6699 | -10142.65 | 1611.8778 | 0
3 | 4754.3345 | 3703.3956 | -10749.557 | 1801.5709 | 490.256
3 | 4707.2686 | 3991.4233 | -12234.9703 | 1506.3122 | 2029.9662
3 | 4669.1466 | 4084.7991 | -12688.667 | 1415.0943 | 2519.627
3 | 4728.9409 | 2109.1524 | -11353.9914 | 2101.2819 | 2414.6163
3 | 4802.0072 | 2290.5389 | -8324.3653 | 2515.1861 | -1283.3669
3 | 5023.5052 | 5263.9794 | -8492.5519 | -1725.4033 | -69.5294
3 | 5011.0386 | 5200.0049 | -8639.9421 | -1571.1014 | 0
3 | 4762.212 | 5249.1745 | -11595.481 | -1074.8615 | 2658.9561
3 | 5029.204 | 4820.9665 | -8281.7843 | -1568.3862 | 0
3 | -6155.9366 | 5245.9119 | 2692.7164 | 917.3938 | -2700.0854
3 | -6164.5982 | 3997.2732 | 981.4267 | 3640.9187 | -2455.0204
3 | -6273.0728 | 4704.6098 | -2675.1058 | 2914.4243 | 1329.1445
3 | -6085.1813 | 4947.8541 | -4206.949 | 2620.2485 | 2724.0277
3 | -6285.5235 | 1925.1306 | -2653.6106 | 3599.5791 | 3414.4244
3 | -6291.2352 | 5221.4017 | -2854.1237 | 1943.7813 | 1980.1759
3 | -6150.0658 | 5217.7958 | -3892.2295 | 2067.3628 | 2757.1367
3 | -6291.0504 | 2664.7842 | -2734.8879 | 3053.2175 | 3307.9366
3 | 5254.1115 | 6227.5553 | -5080.357 | -4265.3179 | -2135.9918
3 | 5193.6023 | 6115.0997 | -6481.3066 | -3788.3343 | -1039.0611
3 | 4800.3071 | 5732.2079 | -11148.0654 | -2106.5839 | 2722.1343
3 | 5270.834 | 5725.2155 | -5332.0402 | -4352.6909 | -1311.3184
3 | 5123.6613 | 4404.9637 | -2814.8381 | -1151.6486 | -5562.1383
3 | 4846.0154 | 2072.11 | -4352.7369 | 3132.9723 | -5698.3608
3 | 4834.6331 | 1935.8576 | -4402.8636 | 3328.4659 | -5696.0931
3 | 3852.8643 | 2076.2541 | -3654.5342 | 3416.4986 | -5691.0828
3 | 4831.9046 | 2075.7237 | -4556.4028 | 3266.3392 | -5617.5647
3 | 5102.7892 | 2451.8452 | -2364.907 | 38.955 | -5228.6824
3 | 5077.0739 | 442.0036 | -1936.7034 | 1312.1297 | -4894.5038
3 | 5046.7872 | -3598.5977 | -1220.324 | 3897.6811 | -4125.5466
3 | 4731.9607 | -4624.0279 | 424.4777 | 3064.0204 | -3596.4309
3 | 3863.5893 | -6094.5896 | 4769.0008 | -153.6654 | -2384.335
3 | -3546.4907 | -6450.5826 | 10073.7387 | 2173.5349 | -2250.2004
3 | 3869.6343 | -6713.2512 | 4328.9297 | -620.575 | -864.7379
3 | 5140.694 | -6497.0391 | -3292.0715 | 2582.7286 | 2065.688
3 | 5141.5791 | -6468.6667 | -3308.9345 | 2552.0136 | 2084.0085
3 | 5136.6784 | -6495.1029 | -3369.2823 | 2627.288 | 2100.4189
3 | 5063.8709 | -6471.5626 | -4322.0037 | 3193.7826 | 2535.9128
3 | 5126.2889 | -6464.0189 | -3524.4489 | 2748.752 | 2113.4269
3 | -5994.5725 | -7046.9394 | 11489.2361 | 2582.6998 | -1030.4239
3 | -6023.72 | -4162.3465 | 12583.974 | -2075.6687 | -322.2387
3 | -5985.7845 | -5927.5847 | 10151.9706 | 4503.4741 | -2742.0755
3 | -5978.1313 | -6366.0888 | 11289.9784 | 3428.9865 | -2374.7448
3 | -5979.5428 | -6685.5765 | 11732.3685 | 2848.9247 | -1916.1739
3 | -6089.9319 | -6905.9507 | 5981.5526 | 5624.3224 | 1390.0077
3 | 4802.9654 | -6393.4957 | -7492.8388 | 5092.5034 | 3990.8658
3 | 4692.3228 | -6190.6595 | -9026.298 | 5768.2883 | 4756.3464
3 | 1486.335 | -6138.7838 | -6687.9733 | 6577.9874 | 4762.4348
3 | -2856.7091 | -5923.295 | -3812.566 | 7836.1212 | 4756.4489
3 | -5856.5681 | -5419.7137 | -2325.3073 | 8857.2429 | 4744.3463
3 | 4681.2195 | -6029.2007 | -9270.4974 | 5868.9111 | 4749.5675
3 | -2511.3517 | -5561.4655 | -4574.1524 | 7898.5569 | 4748.4127
3 | -4102.0073 | -5416.3013 | -3614.1777 | 8387.7538 | 4744.7325
3 | -3473.4336 | -5256.0934 | -4022.892 | 8008.1103 | 4744.3087
3 | -6203.4927 | -6148.6465 | -1.1132 | 8087.385 | 4265.8673
3 | -6216.2651 | -5961.1279 | -754.5232 | 8434.0324 | 4497.8838
3 | -6231.6992 | -5399.2087 | -1729.7544 | 8782.481 | 4578.1812
3 | 5081.7764 | -5057.2008 | -1994.0002 | 3562.2965 | -1592.8719
3 | 5088.6111 | -5210.3349 | -2135.5284 | 3459.4721 | -1202.2199
3 | 5049.3077 | -3658.5147 | -1259.09 | 3885.812 | -4017.5149
3 | 5059.7907 | -3515.6951 | -1440.9567 | 3635.2765 | -3738.4155
3 | 5102.2727 | -329.5455 | -5306.8182 | 534.0909 | 0
3 | 4876.9995 | -943.5369 | -3138.9468 | 4255.2886 | -5049.8043
3 | 4870.283 | -2132.3884 | -2911.417 | 4992.2316 | -4818.7092
3 | 4977.2679 | -3088.9985 | -1870.4697 | 4366.7167 | -4384.5164
3 | 4866.995 | -2298.0371 | -2877.8223 | 5095.2925 | -4786.4281
3 | -6023.0448 | -2884.7162 | 5990.2198 | 7212.607 | -4295.0657
3 | 4596.4805 | -5548.3812 | -9941.7995 | 6397.2977 | 4496.4026
3 | 4663.4803 | -6028.9554 | -9329.7498 | 5954.6278 | 4740.597
3 | -831.2315 | -5840.7883 | -5521.8728 | 7452.5898 | 4741.3028
3 | -6043.7392 | -14.7185 | 5470.6258 | 5439.5034 | -4851.6715
3 | 4859.6423 | -513.5754 | -4843.3517 | 3835.511 | -3338.2261
3 | 4458.9049 | 2699.0951 | 688.2292 | -3212.7449 | -4633.4843
3 | 3809.1197 | 4033.1621 | 3594.4511 | -7266.7815 | -4169.9514
3 | 2891.7051 | 1045.0253 | 8387.4567 | -9696.0959 | -2628.0911
3 | -4420.3795 | 1064.4389 | 13772.8065 | -7907.654 | -2509.2118
3 | 2969.3446 | -737.2814 | 7217.1303 | -10044.4631 | 595.2696
3 | 4185.4634 | 71.4388 | -320.9037 | -7682.2116 | 3746.2131
3 | 4816.1058 | 862.3561 | -4090.2975 | -6356.0905 | 4767.9261
3 | 5072.6974 | -461.1852 | -5138.5626 | -4241.0644 | 4768.1148
3 | 5083.1217 | -2430.6584 | -4615.9886 | -2320.8011 | 4284.3263
3 | 4793.8971 | -5045.6108 | -8035.302 | 3519.864 | 4767.1517
3 | 4717.139 | -6038.2651 | -8902.4767 | 5465.838 | 4757.7648
3 | -2729.225 | -655.338 | 11455.8598 | -8638.3173 | 567.0204
3 | -6047.7685 | 4109.9748 | 10784.3252 | -4810.9752 | -4035.5563
3 | -6022.4335 | 2040.9932 | 13614.0847 | -6653.0352 | -2979.6091
3 | -4527.8269 | 1083.4665 | 13826.1375 | -7864.7426 | -2517.0345
3 | -4345.7478 | 990.1235 | 13825.2513 | -8009.2966 | -2460.3303
3 | -2966.4161 | -398.047 | 13356.2373 | -9242.5981 | -749.176
3 | -5398.3205 | -494.3069 | 12456.4597 | -7584.4837 | 1020.6514
3 | -6093.2438 | -383.3583 | 12162.8051 | -7087.6927 | 1401.4897
3 | -6159.4528 | 58.1708 | 8674.7475 | -5651.6599 | 3078.1944
3 | -6251.6319 | 1411.5042 | 3237.3402 | -3149.8842 | 4752.6717
3 | -6231.7722 | -5243.4752 | -1234.6962 | 7958.082 | 4751.8616
3 | -6074.6751 | -963.0804 | 12695.309 | -6593.8797 | 936.3262
3 | -6006.5902 | 7.665 | 14260.7692 | -5750.8582 | -2510.9858
3 | -5999.1959 | -1341.0659 | 13955.5704 | -4219.4 | -2395.9086
3 | -5998.1191 | -1570.0603 | 13861.6455 | -3905.8679 | -2387.5982
3 | -6255.4177 | 3399.0203 | 1493.8688 | -1732.8707 | 3095.3994
3 | -5583.7116 | 3336.7778 | 248.5255 | -1658.1047 | 3656.5131
3 | -6269.651 | 3329.2813 | 819.7024 | -1455.3468 | 3576.0141
3 | -6283.1624 | 2153.8755 | -1792.7066 | 2321.3543 | 3600.6392
3 | -6270.5368 | 3256.9913 | 888.451 | -1570.1576 | 3695.2521
3 | -6275.7321 | 2826.8135 | 980.4961 | -1773.686 | 4242.1086
3 | -6264.6888 | 1924.9566 | 2213.9715 | -2576.6291 | 4702.3897
3 | -6236.1447 | -4858.2373 | -1358.4986 | 7715.051 | 4737.8295
3 | -6285.0098 | 3553.2425 | -0.88194 | -1165.8295 | 3898.4788
3 | 5170.5324 | 3417.512 | -5415.6747 | -5036.3012 | 1863.9314
3 | 5078.9917 | 1488.2883 | -5550.2781 | -5722.6593 | 4705.6574
3 | 4962.9868 | 3221.6144 | -7881.4507 | -4145.7257 | 3842.5751
3 | -3079.0921 | 3284.2847 | -2015.3462 | -2142.0723 | 3952.226
3 | 5073.4807 | 1536.6796 | -5643.466 | -5667.6276 | 4700.9334
3 | 4705.4902 | -5667.5935 | -9168.8193 | 5392.2269 | 4738.6956
3 | -6049.7773 | 2585.9564 | 7996.6073 | 24.1388 | -4556.9253
3 | 5196.903 | 2237.1257 | -4024.1299 | -1635.1083 | -1774.7905
3 | 5210.4662 | 2336.2153 | -4254.9233 | -1915.2829 | -1376.4754
3 | 5194.3999 | 2406.2187 | -5342.8452 | -2017.419 | -240.3544
3 | 5149.2485 | 2258.8844 | -5900.6179 | -1507.515 | 0
3 | 5166.6667 | 1666.6667 | -5500 | -1333.3333 | 0
3 | 5111.9691 | -1308.8803 | -5335.9073 | 679.5367 | 853.2819
3 | 5237.3864 | 2598.6784 | -4801.178 | -2660.4444 | -374.4423
3 | 5101.0572 | 2019.1089 | -5896.4281 | -772.1412 | -451.5968
3 | 4965.2208 | 1164.2726 | -6962.348 | 1120.7112 | -287.8567
3 | 4976.6665 | 1303.3357 | -7140.6694 | 860.6671 | 0
3 | 4795.3896 | 296.6598 | -8019.5694 | 3050.5274 | -123.0074
3 | 4731.0105 | 759.2174 | -10871.2756 | 2505.5444 | 2875.5033
3 | 4701.6979 | 819.5289 | -11216.2183 | 2438.8159 | 3256.1756
3 | 4689.3686 | -868.714 | -10890.8667 | 3485.7704 | 3584.4417
3 | 5083.2317 | 2002.5103 | -6418.6262 | -667.1158 | 0
3 | 5042.2525 | 1977.0273 | -7208.6663 | -502.3288 | 691.7153
3 | 4786.7387 | 1877.4061 | -10215.4825 | 166.7044 | 3384.6332
3 | 4830.0089 | 1087.7811 | -9706.2899 | 1666.3973 | 2122.1026
3 | -6158.3445 | 1987.6642 | 2736.2783 | 2351.1459 | -916.7438
3 | -6164.9746 | 1027.8752 | 1427.0814 | 4436.811 | -726.793
3 | -6283.2708 | 1677.4465 | -2541.7407 | 3677.2623 | 3470.3027
3 | -6283.5946 | 1825.9591 | -2392.5276 | 3361.7045 | 3488.4585
3 | 5058.0376 | -3518.5338 | -1306.3871 | 3859.3571 | -4092.4738
3 | 5053.9576 | -3531.8228 | -1285.0714 | 3848.5533 | -4085.6167
3 | 3630.8528 | -5941.8094 | 5834.8217 | -1424.6559 | -2099.2092
3 | 3633.43 | -6205.5619 | 5647.2073 | -1623.7123 | -1451.3631
3 | 5144.3418 | -5948.5501 | -3411.896 | 2184.0627 | 2032.0415
3 | 5142.1735 | -6453.3249 | -3308.7128 | 2554.1016 | 2065.7626
3 | 2849.5723 | -1002.4485 | 8161.8845 | -9828.8338 | -180.1745
3 | 5058.8516 | -3537.8829 | -1318.9059 | 3855.5242 | -4057.5869
3 | 5062.9589 | -3663.6513 | -1389.1181 | 3834.9963 | -3845.1858
3 | 5065.802 | -3641.75 | -1429.0353 | 3791.3078 | -3786.3244
3 | 5067.2646 | -3621.8236 | -1454.4096 | 3756.3528 | -3747.3842
3 | 5067.882 | -3621.412 | -1464.7 | 3757.176 | -3738.946
3 | 5068.7125 | -3706.9614 | -1489.3045 | 3747.5204 | -3619.967
3 | 5153.957 | -5812.9229 | -3382.23 | 2312.5458 | 1728.65
3 | 4598.0791 | 4294.6692 | -221.7554 | -3655.4224 | -5015.5705
3 | 4155.2245 | 5203.8895 | 1758.9513 | -6418.411 | -4699.6542
3 | 2740.7746 | 596.8453 | 9148.7028 | -10163.875 | -2322.4477
3 | 2662.6067 | 383.617 | 9515.5859 | -10384.8911 | -2176.9185
3 | 2772.2885 | -126.5919 | 8673.6679 | -10305.277 | -1014.0875
3 | 2866.3136 | -589.3124 | 7893.503 | -10265.6045 | 95.1003
3 | 4329.5577 | 383.7463 | -1176.3213 | -7423.3241 | 3886.3414
3 | 4870.9384 | 1062.7165 | -4412.1915 | -6284.9035 | 4763.4401
3 | 5073.9073 | 15.7698 | -5241.3893 | -4611.8771 | 4763.5894
3 | 5083.0766 | -1716.5821 | -4781.7324 | -2922.8103 | 4338.0483
3 | 2886.1017 | -689.5558 | 7751.0774 | -10216.162 | 268.5387
3 | -2867.7881 | -499.3662 | 13121.0351 | -9240.3136 | -513.5673
3 | 5228.8523 | 4718.3797 | -5346.551 | -4659.4252 | 58.7442
3 | 5078.8862 | 1557.8408 | -5567.0642 | -5783.8472 | 4714.1844
3 | 5200.6248 | 3917.4899 | -4069.2064 | -2367.3459 | -2681.5624
3 | 5259.264 | 4345.8933 | -5067.0172 | -3578.6507 | -959.4894
3 | 5252.8118 | 3722.5825 | -4963.587 | -3216.9589 | -794.8483
3 | 5253.557 | 3613.3728 | -4933.5472 | -3106.2587 | -827.1239
3 | 5130.4588 | 4459.0629 | -2930.7395 | -1125.5663 | -5533.216
3 | 4530.1741 | 6599.0635 | -374.4161 | -5484.5075 | -5270.314
3 | -6083.1008 | 6739.0992 | 7288.2581 | -2789.3795 | -5154.8771
3 | -6312.9501 | 5925.4392 | -2974.4472 | 599.6482 | 2762.3099
3 | -6315.6235 | 5828.2558 | -3024.7926 | 579.3925 | 2932.7677
3 | -6273.0667 | 2352.856 | 1728.534 | -2514.8325 | 4706.5092
3 | -6030.8195 | 2469.5462 | 13127.7533 | -6590.6568 | -2975.8232
3 | -4164.4324 | 1273.8366 | 13392.5538 | -8103.7739 | -2398.1841
3 | -2751.2114 | 6.6325 | 13381.9167 | -9321.5886 | -1315.7492
3 | -3565.584 | -83.3145 | 12909.4221 | -8783.2311 | -477.2925
3 | -6093.5946 | 320.2974 | 11841.1572 | -6975.9916 | 908.1315
3 | -6194.693 | 994.4938 | 6515.0398 | -4783.2298 | 3468.3892
3 | -6264.6377 | 2021.3924 | 2389.1785 | -2884.9023 | 4738.9692
3 | -6247.4862 | -3726.0799 | -1473.0281 | 6708.3247 | 4738.2695
3 | -6237.8698 | -5340.9867 | -2018.7051 | 8853.5803 | 4743.9814
3 | -6044.9496 | -1198.4199 | 13236.1757 | -5682.333 | -310.4732
3 | -6012.2745 | -1595.202 | 14095.2984 | -5008.172 | -1479.6498
3 | -2621.5909 | -122.6112 | 13403.2415 | -9434.7064 | -1224.333
3 | -2735.3407 | -271.9807 | 13285.8991 | -9385.6487 | -892.929
3 | -3021.367 | -480.7066 | 13281.2731 | -9221.4682 | -557.7313
3 | -2847.8877 | -610.7481 | 13549.8276 | -9021.3947 | -1069.7971
3 | -6009.4269 | -2430.0797 | 14310.0383 | -4759.0718 | -1111.4598
3 | -6006.7218 | -2669.3031 | 14457.2312 | -4714.174 | -1067.0323
3 | -5999.5197 | -3894.8202 | 13864.467 | -2823.3553 | -1146.7717
3 | -3005.1018 | -856.5324 | 13682.9965 | -8778.1283 | -1043.234
3 | -3709.0653 | -1306.5979 | 13879.8776 | -7819.9935 | -1044.2209
3 | -3027.0869 | -622.4149 | 13423.598 | -9057.5988 | -716.4974
3 | -3851.6449 | 748.9886 | 13808.8975 | -8399.971 | -2306.2703
3 | -4452.3579 | 405.2937 | 13974.8179 | -7596.9182 | -2330.8356
3 | -2748.7901 | -111.9359 | 13581.3241 | -9336.3726 | -1384.2255
3 | -6014.4127 | 363.9038 | 13797.4367 | -5656.3942 | -2490.5335
3 | -6003.7692 | -422.6989 | 14360.7254 | -5533.2744 | -2400.983
3 | -5999.0314 | -1365.3304 | 13963.5156 | -4210.3049 | -2388.8488
3 | 2634.8214 | 425.6572 | 9527.7982 | -10503.4025 | -2084.8743
3 | 2254.0256 | 405.4503 | 9837.4664 | -10429.0925 | -2067.8498
3 | 976.9102 | 299.786 | 10885.0757 | -10071.9444 | -2089.8274
3 | 2640.7985 | 184.9625 | 9533.4079 | -10311.6398 | -2047.5292
3 | 2676.1893 | -496.4419 | 9540.1776 | -9710.0411 | -2009.8839
3 | 2749.2536 | -137.4914 | 8578.3075 | -10455.1195 | -734.9502
3 | 2812.8234 | -173.7572 | 8154.7642 | -10353.0162 | -440.8142
3 | 4590.3901 | 1008.3263 | -2863.3683 | -6900.1796 | 4164.8315
3 | 4954.3152 | 1464.7415 | -5038.5746 | -6134.9141 | 4754.432
3 | 5070.1101 | 867.4524 | -5511.6367 | -5180.443 | 4754.5171
3 | 5076.5368 | -346.7398 | -5189.4667 | -3996.5889 | 4456.2586
3 | 4898.228 | -1958.8739 | -7297.4942 | -395.7833 | 4753.9234
3 | -3283.6916 | -4663.0571 | -3964.6057 | 7169.0994 | 4742.255
3 | 4749.3431 | -3884.292 | -8979.5238 | 3378.7569 | 4735.7158
3 | -1465.4521 | 0.25 | 12549.5047 | -9677.4778 | -1406.8249
3 | 2766.4689 | -218.4045 | 8444.2433 | -10443.5628 | -548.7449
3 | 5263.1473 | 6250.4387 | -5231.8411 | -4288.3075 | -1993.4373
3 | 5225.597 | 6180.6652 | -6102.0209 | -3992.1991 | -1312.0422
3 | 4990.8237 | 4978.6598 | -8877.7209 | -1091.7627 | 0
3 | 4798.902 | 5765.6679 | -11165.0979 | -2168.4303 | 2768.9582
3 | -339.3258 | 5833.4637 | -7455.3507 | -863.6321 | 2824.8449
3 | 5048.13 | 1965.1602 | -6117.1413 | -5601.204 | 4705.0551
3 | 5272.7273 | 6022.7025 | -5379.1853 | -4333.4203 | -1582.8242
3 | 5272.7273 | 5993.9065 | -5422.5014 | -4329.8514 | -1514.281
3 | 5272.7273 | 5801.564 | -5367.5464 | -4219.9413 | -1486.8035
3 | 5248.9514 | 2749.815 | -4811.4977 | -2251.9122 | -935.3565
3 | 5141.0256 | -128.2051 | -5423.0769 | 410.2564 | 0
3 | 5127.4131 | -868.7259 | -5382.2394 | 911.1969 | 212.3552
3 | 5274.0604 | 5985.6063 | -5401.7202 | -4341.1693 | -1516.7772
3 | 5072.9506 | 1747.2128 | -5697.4361 | -5849.0586 | 4726.3313
3 | 5272.7273 | 5873.9488 | -5371.3562 | -4345.6622 | -1429.6577
4 | -5061.9919 | 5883.0524 | -2583.1222 | -341.6351 | 2103.6968
4 | -5059.8771 | 6602.4853 | 6450.8393 | -3251.0354 | -4742.4121
4 | -4578.7004 | 1911.3234 | 12557.752 | -7522.1784 | -2368.1966
4 | -4428.2422 | 213.4251 | 11655.4838 | -7955.3228 | 514.6561
4 | -2048.6862 | -168.679 | 12654.8233 | -9660.4191 | -777.0391
4 | -1439.8601 | -100.5492 | 13006.2033 | -10064.4344 | -1401.3597
4 | 535.7756 | -124.4545 | 11576.7965 | -10564.2846 | -1423.8331
4 | -1273.4945 | -224.28 | 13049.5721 | -10201.4258 | -1350.3717
4 | 2641.3801 | -235.1813 | 9159.1883 | -10814.7491 | -750.6379
4 | 2564.6295 | -190.8371 | 9670.0998 | -10939.0844 | -1104.8077
4 | 2530.5696 | -18.1694 | 9953.8441 | -10953.4783 | -1512.766
4 | 2537.8678 | -315.0908 | 9961.2076 | -10717.1267 | -1466.8579
4 | 3647.6172 | -4241.7747 | 5230.2244 | -2680.382 | -1955.6849
4 | 2585.109 | -289.7471 | 9510.2745 | -10925.1849 | -880.4516
4 | 2567.7567 | -1237.0861 | 9980.2741 | -9960.2551 | -1350.6895
4 | -1350.6468 | -328.1602 | 12969.8167 | -10168.0206 | -1122.989
4 | -1459.7861 | -652.2571 | 13220.8416 | -9819.0742 | -1289.7243
4 | -4551.2908 | -1295.1208 | 12986.4957 | -6528.9192 | -611.1648
4 | -4628.3662 | -1666.2872 | 13702.7546 | -5847.7824 | -1560.3188
4 | -5138.2312 | -5157.1473 | 8315.6192 | 1994.7801 | -15.0208
4 | -5167.314 | -5085.7089 | 10653.7888 | 1570.3244 | -1971.0904
4 | 4265.7677 | -5117.6282 | 1534.7157 | -693.9977 | 11.1425
4 | -4649.6671 | -2561.0964 | 14050.5667 | -5462.2183 | -1377.5849
4 | 4885.3298 | 5729.8142 | -10043.4951 | -2778.3538 | 2206.7049
4 | 5273.9591 | 6114.2181 | -5432.1643 | -4451.9482 | -1504.0647
4 | 4524.4493 | 6476.1748 | -469.3423 | -5685.0968 | -4846.185
4 | 5274.8339 | 6092.3937 | -5421.5489 | -4411.5097 | -1534.1689
4 | 5272.7273 | 6058.8285 | -5381.0867 | -4351.9586 | -1598.5104
4 | 5140.9156 | 4279.2892 | -3095.1896 | -1210.1153 | -5114.8998
4 | 5272.7273 | 6077.6007 | -5446.4141 | -4377.6766 | -1526.2373
4 | 5272.7273 | 5801.564 | -5367.5464 | -4219.9413 | -1486.8035
4 | 5248.9514 | 2749.815 | -4811.4977 | -2251.9122 | -935.3565
4 | 5141.0256 | -128.2051 | -5423.0769 | 410.2564 | 0
4 | 5127.4131 | -868.7259 | -5382.2394 | 911.1969 | 212.3552
4 | 5125 | -625 | -5375 | 875 | 0
4 | 5274.8105 | 6109.1404 | -5422.0002 | -4444.0812 | -1517.8694
4 | 5272.7273 | 6102.8213 | -5383.4021 | -4437.3587 | -1554.7878
4 | 5272.7273 | 6103.821 | -5446.6853 | -4428.761 | -1501.102
4 | 5067.6753 | 1747.0872 | -5730.925 | -5982.0598 | 4898.2223
4 | 4817.2087 | 3956.7339 | -10834.1495 | 838.1769 | 1222.0299
4 | 4748.0573 | 3376.3985 | -11058.1351 | 2034.8224 | 898.8568
4 | 4811.8779 | 3445.5873 | -9946.5826 | 1689.1175 | 0
4 | 4999.6265 | 4679.3641 | -8675.2561 | -1003.7345 | 0
4 | 4732.8046 | 2485.4463 | -11498.671 | 2292.3266 | 1988.0934
4 | 4827.5657 | 4996.0667 | -10379.6454 | -2922.6604 | 3478.6735
4 | -5364.8838 | 4034.5876 | -3235.1838 | 3492.7049 | 1072.775
4 | -5554.9007 | 3238.4117 | 1000.5728 | 4415.2954 | -3099.3791
4 | -5497.1558 | 3814.4537 | 3983.0128 | 2771.8421 | -5072.1528
4 | -5494.988 | 2827.4374 | 2998.0771 | 4859.8127 | -5190.3392
4 | 3128.4062 | 3336.0464 | -9874.3993 | 2564.0803 | 845.8664
4 | 4747.3472 | 3371.7976 | -11059.7907 | 2044.3543 | 896.2916
4 | 4722.099 | 3200.2483 | -11096.413 | 2395.0783 | 778.9873
4 | 4763.6962 | 2798.0929 | -9121.4077 | 2833.4749 | -1273.8564
4 | 4804.1382 | 1995.9881 | -5131.3811 | 3716.3981 | -5385.1434
4 | 4787.3389 | -1033.7165 | -4546.8791 | 5591.5671 | -4798.3104
4 | 4653.463 | 1387.0355 | -11982.3929 | 3396.2863 | 2545.608
4 | 4630.9366 | 786.0596 | -12267.5419 | 3728.9764 | 3121.5694
4 | 4601.5815 | 335.3184 | -12472.1827 | 3980.4227 | 3554.8601
4 | 4594.4508 | -657.0139 | -12279.4282 | 4594.867 | 3747.1243
4 | -5357.4545 | 1260.3584 | -4633.9823 | 5011.2694 | 3719.809
4 | -5070.9792 | 5843.7398 | -2911.0637 | -206.7236 | 2345.0268
4 | -5083.3143 | 6180.9036 | 1571.6359 | -1606.3756 | -1062.8495
4 | -5081.8066 | 6572.5462 | 6482.8569 | -3189.2185 | -4784.378
4 | -687.2963 | 5712.6892 | -6737.6437 | -1066.8848 | 2779.1356
4 | 4813.8283 | 5624.629 | -10891.549 | -2403.2997 | 2856.3914
4 | 5249.5803 | 6056.1338 | -5721.0818 | -4280.7794 | -1303.8529
4 | 5267.8015 | 6090.4463 | -5300.828 | -4425.0196 | -1632.4002
4 | 4536.629 | 6444.0139 | -461.0038 | -5628.6448 | -4890.9943
4 | 5272.7273 | 5941.2019 | -5374.8958 | -4450.2283 | -1388.8051
4 | 5272.7837 | 5939.1979 | -5375.8277 | -4450.5838 | -1385.5702
4 | 5216.3524 | 4579.6639 | -5393.8292 | -4858.0928 | 455.9056
4 | 4145.796 | 5068.9333 | 1684.4459 | -6626.8429 | -4272.3323
4 | 5068.5091 | 1449.7458 | -5607.9506 | -5954.7222 | 5044.418
4 | 4181.4337 | 346.4022 | -305.0898 | -7822.524 | 3599.7778
4 | 2682.6354 | -657.8877 | 8975.0691 | -10749.1225 | -250.6944
4 | 2715.232 | -826.687 | 8740.4661 | -10666.1252 | 37.1141
4 | 2567.2107 | -72.7387 | 9936.6427 | -10797.9015 | -1633.2132
4 | 2576.6545 | -456.9491 | 9946.1709 | -10492.0672 | -1573.8091
4 | 2655.3247 | -1361.234 | 9423.3448 | -10005.1928 | -712.2428
4 | 3109.9572 | -4375.7033 | 7961.0073 | -5254.6918 | -1440.5694
4 | 2596.8658 | -1794.1159 | 9985.9842 | -9467.8776 | -1320.8565
4 | 5087.7495 | -2151.7044 | -4651.221 | -2438.764 | 4153.9399
4 | 5065.7952 | 1328.0735 | -5597.0011 | -5920.8145 | 5123.9469
4 | 5257.1886 | 4079.4987 | -5018.4784 | -3406.8566 | -911.3523
4 | 5205.7119 | 3703.4232 | -4142.5464 | -2343.5082 | -2423.0805
4 | 4646.2956 | 4041.9157 | -554.8238 | -3505.7939 | -4627.5936
4 | 5202.6139 | 2030.5455 | -4108.0523 | -1625.3177 | -1499.7894
4 | 5113.6882 | 2337.1634 | -2540.138 | -86.4735 | -4824.24
4 | 5253.0828 | 3682.8664 | -4952.6625 | -3176.7008 | -806.586
4 | 5253.557 | 3613.3728 | -4933.5472 | -3106.2587 | -827.1239
4 | 5152.225 | -5976.8465 | -3355.2525 | 2406.779 | 1773.095
4 | 5144.177 | -6090.3669 | -3380.083 | 2299.2383 | 2027.0347
4 | 3569.1806 | -6369.878 | 6055.6993 | -1679.0654 | -1575.9365
4 | 3568.7855 | -6727.9277 | 6122.142 | -1413.433 | -1549.567
4 | 5142.37 | -6512.4343 | -3293.7678 | 2608.7995 | 2055.0326
4 | 5126.7868 | -6629.6195 | -3466.013 | 2816.1486 | 2152.6971
4 | 5069.4972 | -3535.1138 | -1496.1051 | 3674.1082 | -3712.3865
4 | 5068.8526 | -3587.5582 | -1485.5901 | 3706.482 | -3702.1864
4 | 5084.7912 | -4310.8996 | -1857.8304 | 3541.9335 | -2457.9947
4 | 4910.8606 | -4102.1603 | -659.6724 | 3289.0233 | -3438.0512
4 | 5065.3934 | -3611.8594 | -1459.3448 | 3717.7359 | -3711.9251
4 | 5062.2823 | -3551.0747 | -1445.4414 | 3675.6393 | -3741.4054
4 | 5272.7273 | 5931.953 | -5374.409 | -4446.4065 | -1383.8648
4 | 5272.7273 | 5939.639 | -5376.7462 | -4450.0924 | -1385.5276
4 | 4794.9029 | 5479.7952 | -11053.0871 | -2384.6902 | 3163.0792
4 | -389.1356 | 5488.4237 | -7228.6939 | -1118.1281 | 3247.5339
4 | -1635.3124 | 3964.1471 | -4248.9121 | -2027.0894 | 3947.1667
4 | -5118.2013 | 5581.8109 | -3534.2763 | 426.7954 | 2643.8714
4 | -5187.8772 | 5161.3743 | -3779.1508 | 1315.3294 | 2490.3243
4 | -5288.4955 | 4547.6674 | -4002.4893 | 2589.5284 | 2153.7891
4 | 4729.7982 | 3731.5994 | -11844.5641 | 1480.5558 | 1902.6107
4 | 4728.7994 | 3494.6272 | -11520.8144 | 1889.0929 | 1408.2949
4 | 4746.8272 | 3376.2799 | -11076.716 | 2038.6426 | 914.9663
4 | 4728.5945 | 3375.1139 | -11350.7473 | 2093.8813 | 1153.1575
4 | 4715.8189 | 3038.6587 | -11624.1729 | 2213.9993 | 1655.6961
4 | 4771.9502 | 3464.5176 | -10496.4096 | 1759.8121 | 500.1296
4 | 4791.4213 | 3289.5492 | -9603.3685 | 1944.3719 | -421.9739
4 | 4807.4183 | 3503.5627 | -9877.2796 | 1566.2987 | 0
4 | 4728.8693 | 3710.8494 | -11871.4775 | 1481.2391 | 1950.5198
4 | 4660.9397 | 3233.54 | -12459.1462 | 1502.215 | 3062.4515
4 | 4701.3523 | 2649.1879 | -11934.3801 | 2350.6082 | 2233.2317
4 | 4749.4034 | 1948.4371 | -11043.4307 | 2036.271 | 2309.3193
4 | -5255.8801 | 4071.954 | -4655.8738 | 2599.1018 | 3240.6981
4 | -5282.654 | 2279.386 | -3806.9804 | 3164.9442 | 3645.3042
4 | -5279.6774 | 5191.4737 | 3388.1755 | 98.8014 | -3398.7732
4 | -5258.21 | 5482.6623 | 5536.701 | -835.691 | -4925.4623
4 | -5523.67 | 3582.519 | 1337.9908 | 3675.5575 | -3072.3973
4 | -5543.1713 | 3498.6235 | 1762.1135 | 3776.2672 | -3493.8328
4 | -5496.0385 | 3963.993 | 4191.2225 | 2445.092 | -5104.2689
4 | -5494.2608 | 3148.7622 | 3377.188 | 4169.7533 | -5201.4427
4 | 3063.6438 | 2451.982 | -3384.8335 | 3232.3164 | -5363.1087
4 | 4838.5746 | 2318.7623 | -4841.2936 | 3024.866 | -5340.9093
4 | 4835.5313 | 2275.8628 | -4822.5204 | 3106.6084 | -5395.4821
4 | 4839.7306 | 2262.9745 | -4768.1029 | 3052.1048 | -5386.7069
4 | 4869.8915 | 2516.5521 | -4601.0426 | 2586.6073 | -5372.0082
4 | 4812.945 | 2903.0206 | -7604.5286 | 2356.3533 | -2467.7903
4 | 4829.6019 | 1576.1844 | -7463.8713 | 2697.0765 | -1638.9915
4 | 5183.7689 | 5218.6941 | -4669.0285 | -2796.7895 | -2936.6449
4 | 5205.929 | 5280.1969 | -4229.1452 | -2998.8981 | -3258.0826
4 | 4771.9783 | 5607.8976 | -1449.5946 | -3927.5925 | -5002.6888
4 | 5134.8627 | 4314.4958 | -2996.3748 | -1292.8161 | -5160.1676
4 | 4789.0841 | 5188.5298 | -11180.8969 | -1494.7838 | 2698.0669
4 | 4732.7854 | 3756.5219 | -11834.6778 | 1429.1144 | 1916.256
4 | 5019.5395 | 4897.4039 | -8441.028 | -1475.9154 | 0
4 | 5079.4772 | 5204.9835 | -7732.398 | -2217.7757 | -334.287
4 | 5106.876 | 3075.044 | -6719.0589 | -1462.8611 | 0
4 | 4756.8552 | 4897.1334 | -11470.1606 | -1302.7188 | 3118.8908
4 | -5187.9856 | 4630.0503 | -4350.2745 | 1649.1146 | 3259.0952
4 | -5216.9445 | 3149.4682 | -3714.6213 | 2205.407 | 3576.6905
4 | -5102.1215 | 5246.968 | -3942.2475 | 492.2562 | 3305.1448
4 | -5038.0867 | 4502.2997 | -2905.8699 | -213.215 | 3654.872
4 | -4904.273 | 3192.1201 | 371.4717 | -2091.0408 | 3431.7221
4 | -5251.5182 | 1746.7067 | -2557.7182 | 2639.3594 | 3423.1702
4 | -5324.6408 | 1926.3237 | 3321.125 | 1572.1535 | -1494.9614
4 | -5287.5392 | 2344.6759 | 7176.1264 | -58.385 | -4174.8781
4 | -5520.0325 | 631.8392 | 1679.9473 | 4438.1048 | -1229.8588
4 | -5543.9602 | 508.5854 | 2203.2216 | 4567.0247 | -1734.8715
4 | -5467.2507 | 1178.6217 | 6170.7517 | 2423.0251 | -4305.1479
4 | -5464.1368 | -172.818 | 4856.2902 | 5238.5867 | -4457.9221
4 | 4823.4749 | -50.552 | -7268.2495 | 3118.6518 | -623.3252
4 | 4876.2369 | -727.2463 | -4603.5413 | 3790.7178 | -3336.1671
4 | 4888.8678 | -1052.7419 | -3307.3801 | 4116.4613 | -4645.2071
4 | 4883.84 | -1959.4951 | -3132.4459 | 4677.6762 | -4469.5753
4 | 5169.8177 | 1954.5561 | -4759.9305 | -1332.4363 | -1032.007
4 | 5202.4141 | 2027.1436 | -4111.8534 | -1622.3154 | -1495.389
4 | 4965.8083 | 674.2115 | -6374.862 | 1505.123 | -770.2807
4 | -5308.3358 | 1362.85 | -3107.6604 | 3496.7046 | 3556.4416
4 | -5307.8052 | 956.5427 | -3299.0713 | 3720.5224 | 3929.8114
4 | -3473.9054 | 1264.1342 | -4832.5037 | 3235.3185 | 3806.9564
4 | 4687.3135 | 626.3091 | -11278.4009 | 2316.2578 | 3648.5204
4 | 4752.0118 | 489.8028 | -10517.05 | 2470.3155 | 2804.92
4 | 4858.7016 | 843.8934 | -9261.5536 | 1565.9729 | 1992.9856
4 | 4996.4359 | 1046.3329 | -6852.0354 | 809.2666 | 0
4 | 4660.2544 | -3139.3592 | -10546.9426 | 4647.9296 | 4378.1178
4 | -1623.9518 | 1746.8008 | -5664.0155 | 1693.7944 | 3847.3722
4 | 4779.8358 | 1776.5514 | -10189.6248 | -154.3392 | 3787.5769
4 | 5112.2391 | 1906.1506 | -6277.9944 | -1024.6987 | 284.3033
4 | 5129.0821 | 1916.6245 | -5953.2784 | -1092.4281 | 0
4 | 5156.2158 | 2021.9973 | -5740.3707 | -1437.8423 | 0
4 | -5035.2534 | 5302.2097 | -3521.4344 | -195.5097 | 3449.9878
4 | -4916.3808 | 3647.0004 | -1380.8626 | -1521.1538 | 4171.3969
4 | -4867.9093 | 3008.123 | 517.4094 | -2396.739 | 3739.1159
4 | -4889.5558 | 3384.1951 | 2251.2862 | -2849.2108 | 2103.2853
4 | -4885.4927 | 3965.2691 | 9857.1973 | -5309.6695 | -3627.3042
4 | -4635.1216 | 1524.313 | 13034.8121 | -7532.0769 | -2391.9266
4 | -4457.0931 | -484.7116 | 11967.2106 | -8044.5915 | 1019.1856
4 | -2851.3667 | -742.5557 | 12641.5658 | -9195.1919 | 147.5486
4 | -2514.8935 | -762.8895 | 12514.6591 | -9328.0151 | 91.139
4 | -2532.2593 | -740.702 | 12751.1141 | -9415.5454 | -62.6073
4 | -1825.5836 | -678.112 | 12966.7627 | -9894.3774 | -568.6897
4 | -1786.422 | -1178.6499 | 13513.8925 | -9295.4654 | -1253.3552
4 | -4575.4607 | -1935.8686 | 13247.5875 | -6672.4519 | -63.8063
4 | -4705.3643 | -3106.032 | 13256.4078 | -4948.6679 | -496.3436
4 | -5197.4387 | -7178.0237 | 12097.8936 | 1767.0337 | -1489.4649
4 | -4662.219 | -2892.9246 | 14186.1572 | -5535.6214 | -1095.3923
4 | -4678.9022 | -3069.1748 | 14366.6485 | -5307.4328 | -1311.1386
4 | -2715.0376 | 293.615 | 13309.1377 | -9087.2197 | -1800.4954
4 | -2738.724 | -528.8945 | 12822.5512 | -9230.8611 | -324.0716
4 | -1533.6853 | -283.4005 | 13271.3584 | -10020.3657 | -1433.9068
4 | -4677.503 | -1528.5748 | 14011.8789 | -6103.2621 | -1702.539
4 | -4672.4384 | -1573.9491 | 13979.0959 | -6122.2015 | -1610.5069
4 | -4782.6468 | 2097.1806 | 629.6575 | -2842.3102 | 4898.1188
4 | -4748.0848 | 1760.2235 | 1068.3052 | -3149.0981 | 5068.6542
4 | -4533.1834 | 15.0123 | 8054.8308 | -6423.5136 | 2886.8539
4 | -5450.6638 | -4349.9435 | -2184.0602 | 7023.1086 | 4961.5589
4 | -5525.701 | -5894.7598 | -1052.2363 | 8069.2887 | 4403.4085
4 | -5490.6005 | -6179.8108 | 88.8953 | 7534.468 | 4047.048
4 | -5355.4432 | -7067.4585 | 7038.3635 | 4654.9854 | 729.5528
4 | -5393.7185 | -6402.4867 | 10104.2098 | 3854.9234 | -2162.9279
4 | -5200.7769 | -7202.7862 | 12080.5744 | 1814.0692 | -1491.0805
4 | -4993.5896 | -7196.0512 | 11940.6309 | 1741.142 | -1492.1321
4 | 4715.1414 | -6159.034 | -8834.9687 | 5554.3879 | 4724.4734
4 | 4940.4866 | -6574.4335 | -5721.8791 | 4174.3442 | 3181.4819
4 | 5102.4539 | -5825.6973 | -2568.4335 | 3275.7362 | 15.9408
4 | 5126.7284 | -6633.4046 | -3463.2692 | 2817.8427 | 2152.1027
4 | -5580.9699 | -5162.2437 | 603.5871 | 7803.3671 | 2336.2594
4 | -5402.5293 | -6316.5875 | 9992.387 | 3933.1317 | -2206.4018
4 | -5444.1669 | -2932.0076 | 5360.2275 | 6940.651 | -3924.7041
4 | 2025.506 | -5814.1609 | -7923.0574 | 6725.0223 | 4986.6901
4 | 4646.5682 | -5934.8845 | -9696.8131 | 5983.0472 | 5002.0823
4 | 4610.2625 | -5674.2753 | -10028.9847 | 6222.6429 | 4870.3547
4 | 4875.6752 | -2373.5034 | -3047.8518 | 4934.862 | -4389.182
4 | -3108.1662 | 3211.9206 | -1122.4442 | -2622.6281 | 3641.3179
4 | 2214.9071 | 3099.8094 | -5931.1809 | -3649.8147 | 4266.2791
4 | 4950.7219 | 3078.5254 | -7926.8743 | -4331.5283 | 4229.1553
4 | 5158.1987 | 3276.7614 | -5461.4258 | -5229.0649 | 2255.5306
4 | 3799.5374 | 3897.7015 | 3521.7329 | -7473.8157 | -3745.1561
4 | 2688.6776 | 279.4762 | 9328.853 | -10409.0145 | -1887.9923
4 | 2568.17 | -78.4171 | 9937.1405 | -10781.5933 | -1645.3
4 | 5065.9615 | 1324.0522 | -5595.013 | -5913.2357 | 5118.2351
4 | 5061.1618 | 1308.4191 | -5569.9225 | -5925.9176 | 5126.2592
4 | 4035.3024 | 32.456 | 562.5777 | -8085.9393 | 3455.6033
4 | 2735.7059 | -838.3561 | 8609.3326 | -10623.5706 | 116.8882
4 | 5087.8208 | -2868.6332 | -4484.6506 | -1833.697 | 4099.1601
4 | 5140.6528 | -6556.3316 | -3294.5072 | 2602.4087 | 2107.7773
4 | 5138.0804 | -6639.1831 | -3245.5176 | 2691.8022 | 2054.8181
4 | 3650.386 | -6903.2008 | 5667.2393 | -1065.9841 | -1348.4404
4 | 3649.5233 | -6780.9018 | 5752.2047 | -972.8904 | -1647.9357
4 | 5126.7523 | -6630.8306 | -3465.8331 | 2815.7084 | 2154.203
4 | 4726.1525 | -6103.8878 | -8766.239 | 5429.6627 | 4714.3115
4 | 5065.6366 | 1283.8196 | -5587.7548 | -5887.5779 | 5125.8766
4 | 4669.3974 | -5756.4311 | -9603.3231 | 5685.1313 | 5005.2255
4 | 5234.6563 | 2340.3015 | -4758.6561 | -2511.9138 | -304.388
4 | 5202.5825 | 2027.5919 | -4107.8251 | -1624.0967 | -1498.2526
4 | 4505.288 | 2449.5118 | 364.156 | -3072.8484 | -4246.1074
4 | 5202.4643 | 2025.4362 | -4105.4812 | -1620.5077 | -1501.9116
4 | 5087.8995 | 324.514 | -2110.5662 | 1189.3827 | -4491.23
4 | 5059.7907 | -3515.6951 | -1440.9567 | 3635.2765 | -3738.4155
4 | 5058.9103 | -3527.6899 | -1425.6825 | 3656.3179 | -3761.8559
4 | 5056.4726 | -3671.301 | -1393.6835 | 3741.7088 | -3733.1969
4 | 5079.5072 | -4675.0251 | -1916.1242 | 3515.0059 | -2003.3638
4 | 5104.5151 | -5809.9546 | -2500.1727 | 3256.8277 | -51.2155
4 | 4589.5956 | -5191.9845 | 1046.9584 | 2508.0906 | -2952.66
4 | 5183.3066 | 2110.3979 | -5405.7071 | -1743.7847 | -144.2127
4 | 5166.6667 | 1666.6667 | -5500 | -1333.3333 | 0
4 | 5111.9691 | -1308.8803 | -5335.9073 | 679.5367 | 853.2819
4 | 5102.2727 | -329.5455 | -5306.8182 | 534.0909 | 0
4 | -4982.8919 | 4986.5219 | -3104.9146 | -554.1248 | 3655.4094
4 | -4709.9631 | 2325.6432 | 358.9935 | -2976.7641 | 5002.0906
4 | -4541.3012 | 955.942 | 5842.2567 | -5546.6369 | 3289.7394
4 | 4446.3143 | 974.2389 | -2016.4819 | -7290.3806 | 3886.3094
4 | 5081.1524 | -775.5854 | -5060.7739 | -3519.271 | 4274.4778
4 | 4682.393 | -4342.634 | -9781.4639 | 4488.9883 | 4952.7166
4 | 5032.4416 | 1876.9174 | -6234.0002 | -5734.6619 | 5059.3031
4 | -5517.9493 | -4701.2253 | -3381.3206 | 8721.5672 | 4878.9279
4 | -5531.2375 | -4974.7936 | -3180.8882 | 8906.8331 | 4780.0862
4 | -5510.9951 | -5139.182 | -2522.7998 | 8598.403 | 4574.5739
4 | -5558.3087 | -4317.186 | 1267.0053 | 7609.417 | 999.0723
4 | -5429.1497 | -4061.1511 | 7998.603 | 4358.5893 | -2866.8915
4 | -5443.2959 | -3255.888 | 5903.6883 | 6334.4341 | -3538.9386
4 | -5403.2346 | -6269.9824 | 9932.8508 | 3961.045 | -2220.6788
4 | -5490.5718 | -5186.1701 | -2055.8977 | 8292.578 | 4440.0617
4 | -5199.7091 | -5440.6652 | 7426.397 | 2950.0002 | 263.9771
4 | -5174.8342 | -5116.022 | 10603.6396 | 1668.5493 | -1981.3327
4 | -3881.5419 | -5079.7355 | 9745.1231 | 1199.2505 | -1983.0962
4 | 4223.8467 | -5109.7127 | 1826.9577 | -730.9467 | -210.1449
4 | 3887.6144 | -4875.4667 | 4032.8539 | -1351.5611 | -1693.4406
4 | 3715.3607 | -5186.7529 | 5067.9989 | -1722.834 | -1873.7727
4 | 997.7188 | -4916.6758 | 6437.8325 | -507.3035 | -2011.572
4 | 4284.3762 | -5143.6758 | 1435.1936 | -612.8368 | 36.9428
4 | -5157.8792 | -5664.8128 | 9288.8746 | 2058.7442 | -524.9268
4 | -5169.1905 | -5181.6529 | 10694.9801 | 1606.373 | -1950.5097
4 | -5109.504 | -6061.559 | 11808.5402 | 937.8934 | -1575.3706
4 | 4251.5842 | -5166.2913 | 1636.7803 | -684.3555 | -37.7177
4 | 3555.8791 | -5789.0359 | 5957.2469 | -2105.4134 | -1618.6768
4 | 2750.3524 | -4884.6087 | -8856.9142 | 6060.3769 | 4930.7936
4 | 4649.9325 | -4822.8588 | -10139.9756 | 5391.7495 | 4921.1523
4 | 5141.5528 | -4991.5546 | -3700.1398 | 1552.3166 | 1997.8251
4 | 4647.0178 | -5351.8351 | -10040.2538 | 5784.9546 | 4960.1164
4 | -5498.1326 | -5306.7806 | -1964.0148 | 8348.0674 | 4420.8605
4 | 4659.7318 | -5740.6827 | -9773.6667 | 5954.4084 | 4900.2092
4 | 4702.9206 | -5863.2565 | -9179.889 | 5692.4319 | 4647.7931
4 | 4678.9098 | -5873.8287 | -9476.2553 | 5826.7941 | 4844.38
4 | -5602.3516 | -4032.2694 | -1050.3499 | 8564.6733 | 2120.2975
4 | -5461.911 | -1742.7307 | 3832.7709 | 7679.0174 | -4307.1466
4 | -4194.0098 | -4960.5205 | -4397.6277 | 8668.7797 | 4883.3784
4 | -3418.7127 | -4996.23 | -4922.2958 | 8449.3072 | 4887.9313
4 | -2261.7856 | -4855.9496 | -5971.9052 | 8293.228 | 4796.4123
4 | 4613.0649 | -3317.6564 | -9019.0867 | 6518.334 | 1205.3442
4 | 4897.0032 | -2005.0776 | -3490.91 | 4943.0211 | -4344.0366
4 | 4897.4264 | -2002.0492 | -3477.8176 | 4939.3839 | -4356.9435
4 | 5072.8696 | -3528.6424 | -1552.5342 | 3701.6107 | -3693.3037
4 | 5073.6167 | -3550.6074 | -1563.8032 | 3697.8408 | -3657.0468
4 | 5070.5946 | -3563.7779 | -1512.8474 | 3704.9671 | -3698.9363
4 | 5072.6045 | -3561.7045 | -1599.9673 | 3706.9135 | -3617.8461
4 | 5067.2302 | -3583.0287 | -1492.6546 | 3717.4891 | -3709.036
4 | 4784.2921 | -1188.2118 | -4515.3112 | 5687.541 | -4768.3101
4 | 4886.4585 | -1921.5815 | -3580.5607 | 5013.3046 | -4397.6209
4 | 4540.1437 | -4764.7953 | -11154.9735 | 6800.1772 | 4579.4478
4 | 4641.2189 | -5639.2031 | -10052.6369 | 6091.0664 | 4959.5547
4 | 4523.4592 | -4256.7552 | -11543.8952 | 6831.0594 | 4446.1318
4 | 4607.9772 | -4528.732 | -10883.4296 | 6129.3118 | 4674.8726
4 | 5137.4021 | -4464.7477 | -4118.6373 | 2354.6001 | 1091.3828
4 | 5171.6387 | -4567.1791 | -3607.3153 | 1954.3383 | 1048.5175
4 | 5103.7421 | -2889.7989 | -2099.6165 | 3097.2832 | -3211.6099
4 | 5088.6616 | -2664.4343 | -1860.6642 | 3236.6162 | -3800.1792
4 | 4001.1107 | -4502.6211 | 3582.7416 | -790.4615 | -2290.7697
4 | 5093.348 | -2998.9005 | -2494.6674 | 3185.5965 | -2785.3766
4 | 4642.788 | -5663.4218 | -10021.1898 | 6071.709 | 4970.1147
4 | 4644.2551 | -5687.5631 | -9993.171 | 6063.5209 | 4972.9581
5 | -5049.8489 | 6527.4636 | 7161.5287 | -3802.2025 | -4836.9408
5 | 4392.3237 | 6390.0889 | 330.0191 | -6172.6061 | -4939.8256
5 | 5113.9273 | 3746.001 | -2819.2789 | -780.393 | -5260.2563
5 | 5251.2017 | 5947.1859 | -5581.7336 | -4667.2042 | -949.4498
5 | 5259.3276 | 5749.9028 | -5483.1908 | -4302.1764 | -1223.8632
5 | 5040.3329 | 4628.6812 | -8072.3431 | -1596.6709 | 0
5 | 5217.3913 | 130.4348 | -4434.7826 | -695.6522 | -217.3913
5 | 5192.3077 | -538.4615 | -4576.9231 | -76.9231 | 0
5 | 5067.7091 | 2073.3606 | -5853.3017 | -6020.7969 | 4733.0289
5 | -5096.2639 | 6231.4973 | 6899.1873 | -3162.7787 | -4871.642
5 | -5088.4282 | 2614.483 | 3285.3786 | 4489.5663 | -5300.9996
5 | 4825.0134 | 1787.7445 | -4567.9533 | 3445.2185 | -5490.023
5 | 4765.4419 | 2822.2546 | -9933.748 | 2346.0515 | 0
5 | -5056.9995 | -1700.2302 | 4080.076 | 7152.0272 | -4474.8735
5 | -5040.2241 | -3046.5241 | 5939.3485 | 5942.1372 | -3794.7376
5 | 4896.3635 | -1810.4679 | -3169.3537 | 4684.2609 | -4600.8029
5 | 4750.0241 | -2810.2042 | -7596.0376 | 5943.2859 | -287.0681
5 | -4220.5646 | -4879.7399 | -3804.0957 | 8284.1298 | 4620.2704
5 | 4746.4563 | -2892.3973 | -7826.3514 | 5972.2924 | 0
5 | 4616.0363 | -4066.5936 | -11030.7653 | 6401.0827 | 4080.2399
5 | 4610.2002 | -4089.5642 | -11089.9054 | 6410.0668 | 4159.2026
5 | 4748.3885 | -2932.5436 | -7784.1777 | 5968.3328 | 0
5 | 4642.6423 | -4713.2156 | -10458.6834 | 6350.4615 | 4178.7952
5 | 4631.9513 | -4781.7068 | -10556.3889 | 6366.5795 | 4339.5649
5 | 5056.0434 | -3187.7712 | -1417.8856 | 3554.1542 | -4004.5408
5 | 5089.8501 | -4207.0384 | -1954.7553 | 3386.7386 | -2314.795
5 | 5044.3018 | -4708.8287 | -3570.343 | 3797.4323 | -562.5623
5 | 5042.8148 | -5374.1768 | -4128.4444 | 3770.6664 | 689.14
5 | 4973.431 | -4482.5265 | -4827.9238 | 4337.0194 | 0
5 | 5040.9974 | -4655.9578 | -4122.9921 | 3737.9525 | 0
5 | -5233.2195 | -4794.5629 | -1894.6939 | 8145.468 | 3777.0084
5 | -5085.1202 | -4987.2858 | -3011.5722 | 8393.5742 | 4690.404
5 | -5245.1516 | -5137.0358 | -1997.152 | 7826.0602 | 4553.2791
5 | -5124.4679 | -5065.0793 | -2784.177 | 8219.7678 | 4753.9564
5 | -5242.877 | -5342.6628 | -1956.8106 | 7991.19 | 4551.1603
5 | -5121.8335 | -5136.0747 | -2782.0134 | 8283.6534 | 4756.2682
5 | -5242.5876 | -5534.3907 | -1902.4717 | 8021.1714 | 4658.2786
5 | -5144.6655 | -5274.6554 | -2597.1766 | 8243.6616 | 4772.8359
5 | 4808.6631 | -1171.6683 | -3992.249 | 5277.3179 | -4922.0636
5 | -5225.8042 | -4420.2355 | -1835.27 | 8269.5952 | 3211.7145
5 | -5068.7313 | -4925.1812 | -3110.1051 | 8445.3015 | 4658.716
5 | -5269.5067 | 4503.2913 | -2048.5459 | 1767.809 | 1046.9523
5 | -5263.5835 | 4104.4758 | -2240.5902 | 2575.1372 | 824.5606
5 | -5257.6202 | 3781.6709 | -2348.3382 | 3220.1795 | 604.108
5 | -5255.4716 | 3720.9858 | -2326.6683 | 3334.0444 | 527.1097
5 | -5250.288 | 3728.1873 | -2370.9107 | 3325.3017 | 567.7097
5 | 4760.2295 | 2854.8558 | -10098.7399 | 2312.0626 | 171.5919
5 | 4657.8369 | -197.7111 | -11625.2635 | 4018.4456 | 3146.6921
5 | 4635.2602 | -535.0171 | -11785.764 | 4208.6837 | 3476.8372
5 | -4997.1326 | 568.0516 | -4212.053 | 5038.1046 | 3603.0293
5 | -5268.3884 | 3697.4998 | -2446.7209 | 2828.3561 | 1189.2534
5 | -5049.8378 | 1037.3514 | -3981.2096 | 4406.2778 | 3587.4182
5 | 4900.8316 | 4346.0281 | -9726.1175 | -714.0678 | 1193.3256
5 | 4892.9461 | 4044.823 | -9816.6485 | -108.4752 | 987.3546
5 | 4741.3766 | 1886.4975 | -10874.2118 | 856.5281 | 3389.8096
5 | -5280.2836 | 3505.8595 | -2552.8032 | 2440.9632 | 1886.2641
5 | -5283.4384 | -656.8938 | -2472.73 | 4231.868 | 4181.1942
5 | -5259.2173 | -4177.7822 | -2153.799 | 6821.855 | 4768.9435
5 | -5249.8812 | -5097.8572 | -1965.6069 | 7503.7522 | 4809.593
5 | -5216.8632 | 2331.5829 | -3224.8379 | 2538.2709 | 3571.8473
5 | -5054.4708 | 5815.0805 | -1592.203 | -952.2515 | 1783.8448
5 | 2434.2217 | 5686.515 | -7251.4113 | -2753.8245 | 1884.499
5 | 4954.0783 | 5647.1953 | -9107.2272 | -3375.791 | 1881.7445
5 | 4886.2776 | 4800.2069 | -9509.4918 | -3535.1336 | 3358.141
5 | 4942.441 | 5438.5405 | -9243.2719 | -2941.585 | 1803.8754
5 | 4869.4577 | 4518.4371 | -9685.1501 | -3052.0365 | 3349.2918
5 | 2040.3299 | 4823.2605 | -7424.9041 | -2837.1131 | 3398.4268
5 | -4966.5784 | 4813.5933 | -2200.1609 | -1178.0405 | 3531.1866
5 | -5072.0017 | 6497.2288 | 7193.4608 | -3739.7057 | -4878.9822
5 | 4404.794 | 6357.4893 | 337.8697 | -6115.3333 | -4984.8197
5 | 5256.2999 | 5917.7575 | -5520.884 | -4621.9998 | -1031.1736
5 | 5259.1741 | 5849.8697 | -5486.0487 | -4496.5741 | -1126.421
5 | 3867.5592 | 4413.9747 | 3383.431 | -7550.4732 | -4114.4917
5 | 2471.1604 | -253.7838 | 10911.5587 | -11399.0997 | -1729.8356
5 | 2319.6535 | -676.216 | 11643.4372 | -11842.5721 | -1444.3026
5 | 3135.662 | -5233.2609 | 8384.3621 | -4720.7652 | -1565.9979
5 | 3454.1979 | -6644.8258 | 7029.9875 | -2175.9896 | -1663.3701
5 | 3454.1025 | -6899.8463 | 7077.7756 | -1987.3981 | -1644.6337
5 | 5134.3119 | -6326.4359 | -3392.8543 | 2272.9236 | 2312.0547
5 | 2498.4518 | -928.616 | 10468.199 | -11523.0917 | -514.943
5 | 4024.0831 | 127.5306 | 679.7365 | -8369.804 | 3538.4538
5 | 4877.561 | 1215.7731 | -4603.8415 | -6476.4245 | 4986.9319
5 | 5064.392 | 168.3941 | -5366.0647 | -4836.1191 | 4969.3977
5 | 5082.1424 | -2838.7427 | -4546.5149 | -1907.8241 | 4210.9393
5 | 4439.9422 | 3204.9143 | 755.2109 | -3871.2136 | -4528.8539
5 | 5077.6838 | 813.5326 | -2020.09 | 931.0758 | -4802.2022
5 | 5047.9695 | -3319.1568 | -1268.8444 | 3564.0897 | -4024.058
5 | 4703.0294 | -4472.1922 | 590.7628 | 2613.3973 | -3434.9973
5 | 5100.4648 | -4956.3042 | -2252.7797 | 3237.4086 | -1128.7894
5 | 5147.1458 | -6146.4742 | -3352.5188 | 2442.8536 | 1908.9936
5 | 5084.9277 | -4227.7055 | -1867.1907 | 3397.5608 | -2387.5922
5 | 5203.4187 | 2722.2431 | -4333.4748 | -2204.7451 | -1387.4419
5 | 5167.6504 | 3783.3509 | -5549.8498 | -5261.3827 | 1860.2313
5 | 5077.7239 | 1884.8601 | -5682.9403 | -5924.7537 | 4645.11
5 | 5235.9662 | 2964.2946 | -4918.3114 | -2886.9605 | -394.9889
5 | 5222.8053 | 1200.733 | -4589.2887 | -1755.1224 | -79.1271
5 | -5095.3629 | 6352.8789 | 7067.9509 | -3427.9606 | -4897.5064
5 | -5093.1018 | 5444.2334 | 6172.0509 | -1507.6896 | -5015.4929
5 | 4621.7322 | 5565.4108 | -595.4876 | -4501.996 | -5089.6594
5 | 5108.1472 | 3782.7816 | -2719.8503 | -866.3746 | -5304.7039
5 | 5203.5533 | 5106.3976 | -4468.2911 | -3194.1814 | -2647.4784
5 | -5087.7082 | 2936.5434 | 3664.9944 | 3797.9913 | -5311.8209
5 | 4860.0755 | 2099.9719 | -4223.7681 | 2764.9859 | -5501.2652
5 | -5134.7403 | 5171.4857 | 4176.5874 | -626.599 | -3586.7339
5 | 5195.8523 | 5085.0243 | -4621.1581 | -3123.9452 | -2535.7732
5 | 5096.8849 | 5037.8181 | -7404.9725 | -2528.3371 | -201.3933
5 | 5060.7987 | 4852.7738 | -7831.6129 | -2081.9595 | 0
5 | 5115.8284 | 3702.6105 | -6746.1406 | -2072.2983 | 0
5 | -5152.8084 | 3386.9022 | 1498.6738 | 3306.8851 | -3039.6527
5 | 4824.0498 | 2813.4649 | -7737.1757 | 1973.6529 | -1873.9919
5 | 4802.6119 | 3156.6622 | -9579.2857 | 1620.0116 | 0
5 | -5222.5953 | 5109.8122 | 525.0324 | 137.3989 | -549.6482
5 | -5186.8453 | 5053.7537 | -2834.7535 | 792.3774 | 2175.4678
5 | -5245.4688 | 4696.3412 | -2963.5303 | 1534.2438 | 1978.4141
5 | -5282.3127 | 4510.028 | -2563.7012 | 1845.654 | 1490.3319
5 | -5280.9773 | 4457.0486 | -2566.8321 | 1948.9516 | 1441.8093
5 | -5271.3745 | 4178.7716 | -2477.6648 | 2472.8893 | 1097.3784
5 | -5269.015 | 4134.743 | -2429.2785 | 2549.737 | 1013.8136
5 | -5177.278 | 4257.2155 | -3209.7585 | 2404.3006 | 1725.5203
5 | 4759.9622 | 3411.0036 | -10911.3118 | 1363.1101 | 1377.2359
5 | 4741.4001 | 3030.8332 | -11436.314 | 1379.7122 | 2284.3685
5 | 4701.9498 | 2766.9285 | -11783.3652 | 1394.1072 | 2920.3797
5 | -5101.8035 | 3826.3565 | -3867.9461 | 2412.6886 | 2730.7045
5 | -5075.5176 | 3671.1446 | -4097.3319 | 2416.8515 | 3084.8535
5 | -4697.5834 | 3639.8448 | -4396.1174 | 2376.1753 | 3077.6806
5 | -5064.6473 | 3252.3337 | -4114.6211 | 2772.3368 | 3154.5979
5 | -5193.2849 | 4372.1036 | -3159.3976 | 2178.2782 | 1802.3007
5 | 4830.7516 | 4616.3413 | -10561.1742 | -1073.9705 | 2188.0518
5 | 4809.9905 | 3856.0536 | -10799.8651 | 456.6769 | 1677.1441
5 | 4776.4639 | 4165.7352 | -11046.64 | -839.8298 | 2944.2707
5 | -5190.9539 | 4381.7511 | -3557.0289 | 1254.367 | 3111.8647
5 | 4845.217 | 4986.2882 | -10393.2123 | -1829.1468 | 2390.8539
5 | 4801.1365 | 4592.0249 | -10791.7849 | -1560.3441 | 2958.9675
5 | -5188.2435 | 4403.9727 | -3544.7942 | 1216.457 | 3112.608
5 | -5076.4422 | 5906.6689 | -52.1252 | -1378.7399 | 600.6384
5 | -5071.4604 | 5739.6632 | -2215.7325 | -694.4704 | 2242
5 | -5039.5565 | 5250.474 | -2782.5832 | -676.3986 | 3248.0643
5 | -3112.9876 | 5675.9843 | -3948.3857 | -1064.9101 | 2450.299
5 | 2364.7489 | 5578.316 | -8118.3988 | -2370.5493 | 2545.8832
5 | 4880.0945 | 5537.4216 | -9984.7135 | -2985.8909 | 2553.0884
5 | 4850.8691 | 5316.8359 | -10235.9178 | -2954.546 | 3022.7589
5 | 4864.305 | 5322.884 | -10170.0075 | -2530.3446 | 2513.1631
5 | 4833.6667 | 5088.7206 | -10434.8708 | -2484.0827 | 2996.5662
5 | 2251.3512 | 5338.4479 | -8332.6422 | -2316.3526 | 3059.1957
5 | -2695.2938 | 5346.7565 | -4666.2013 | -1128.3282 | 3143.0668
5 | -5093.2102 | 5618.7215 | -2506.2259 | -401.5185 | 2382.2331
5 | -5074.308 | 5221.5217 | -3002.0066 | -318.6855 | 3173.4784
5 | -4875.2477 | 3905.3635 | 10576.0561 | -5871.6935 | -3734.4783
5 | -4721.6357 | 2417.7161 | 12530.0814 | -7240.7649 | -2985.397
5 | -910.913 | -22.3118 | 13088.2674 | -10333.3369 | -1821.7057
5 | 609.8732 | -761.4483 | 13040.2996 | -11533.3324 | -1355.3921
5 | -937.6886 | -929.4364 | 12539.1872 | -10484.7962 | -187.266
5 | -4803.1269 | -3617.0571 | 14496.6991 | -4447.9791 | -1628.5361
5 | -4476.3137 | -361.3731 | 11019.4867 | -7931.1647 | 1749.3647
5 | -4524.09 | -55.7887 | 8607.5934 | -6922.5542 | 2894.8395
5 | -4726.727 | 1559.5816 | 2044.3826 | -3829.0753 | 4951.8382
5 | -4766.3446 | -3948.18 | 14252.1965 | -4583.0153 | -954.6565
5 | -4987.9934 | -5778.7145 | 13731.7979 | -1559.9839 | -1405.1061
5 | -5191.6987 | -4341.3694 | 3006.6445 | 2808.9902 | 3717.4334
5 | -5255.6736 | -3023.5506 | -412.6252 | 3824.3373 | 4867.5121
5 | -5248.0928 | -5001.6071 | -1626.9207 | 7044.1721 | 4832.4486
5 | 3699.432 | 3829.8281 | 4303.7588 | -7980.2325 | -3852.7864
5 | 2544.572 | -30.5361 | 10529.7266 | -11163.152 | -1880.6105
5 | 3461.9774 | -6905.1614 | 7040.6997 | -1943.0982 | -1654.4175
5 | 3462.0486 | -6917.3669 | 7032.0019 | -1952.2666 | -1624.417
5 | 5133.2349 | -6600.6689 | -3335.4555 | 2473.0062 | 2329.8833
5 | 2582.9026 | -978.3357 | 9907.0295 | -11337.2984 | -174.2979
5 | 3952.5608 | -30.1643 | 1119.2914 | -8506.3874 | 3464.6995
5 | 4856.1099 | 1121.9223 | -4474.2594 | -6501.9285 | 4998.1558
5 | 5063.7025 | -41.8463 | -5321.1844 | -4679.3449 | 4978.673
5 | 5082.3293 | -3197.4747 | -4461.1654 | -1606.4514 | 4182.7622
5 | 4372.0731 | 2408.9898 | 1215.1823 | -3656.5174 | -4339.7278
5 | 5065.2318 | -190.193 | -1801.2807 | 1563.071 | -4636.829
5 | 5042.4422 | -3359.7787 | -1225.1094 | 3582.4735 | -4040.0276
5 | 4545.9942 | -5019.2614 | 1451.2924 | 2214.2088 | -3192.2341
5 | 5109.89 | -5706.1372 | -2583.2293 | 3099.5787 | 79.8978
5 | 5140.8096 | -6494.4546 | -3311.6492 | 2573.2997 | 2091.9945
5 | 5078.8758 | -6309.1568 | -4236.6274 | 3297.3708 | 2169.5376
5 | 5060.8406 | -6066.0974 | -4182.5217 | 3553.0087 | 1634.7698
5 | 5010.8825 | -6285.5329 | -5127.4879 | 3828.8101 | 2573.3282
5 | 5079.0407 | -4259.4841 | -1817.6317 | 3417.5655 | -2419.4903
5 | 5042.0442 | -4672.7067 | -3173.9807 | 3756.795 | -952.1518
5 | 5041.4123 | -5555.3491 | -4124.2368 | 3745.4208 | 892.7529
5 | 4870.2389 | -4094.8999 | -5781.7947 | 5006.4558 | 0
5 | 5031.9149 | -4510.6383 | -4095.7447 | 3574.4681 | 0
5 | 5201.8925 | 1884.3765 | -4315.689 | -1845.2397 | -925.3402
5 | 5138.5032 | 3131.7904 | -5584.4918 | -5446.4377 | 2760.6359
5 | 5078.5159 | 1865.3613 | -5673.2727 | -5888.9535 | 4618.349
5 | 5002.9982 | 3000.3635 | -7195.098 | -4854.3395 | 4046.0758
5 | 5226.9836 | 2070.9759 | -4766.5442 | -2371.165 | -160.2503
5 | 5221.6392 | 1354.8226 | -4632.9335 | -1911.5442 | -31.984
5 | 5217.9487 | 1256.4103 | -4653.8462 | -1820.5128 | 0
5 | 5196.8801 | 1972.7444 | -5138.4251 | -2031.1993 | 0
5 | -5062.2839 | 3151.2327 | 9325.9214 | -3427.829 | -3987.0411
5 | -4986.072 | -5599.1716 | 13821.6041 | -1680.7063 | -1555.6543
5 | -4982.8061 | -6293.4081 | 13535.3551 | -727.8599 | -1531.281
5 | -4980.0612 | -7203.174 | 12805.3809 | 970.2124 | -1592.3581
5 | 2594.1212 | -6947.8623 | 7664.983 | -1673.1938 | -1638.0481
5 | -5063.5022 | 2308.068 | 7779.4781 | -752.3719 | -4271.672
5 | -5057.3685 | -387.3444 | 5154.5621 | 4863.9291 | -4573.7782
5 | 4910.3498 | -1261.6114 | -2733.594 | 3840.4476 | -4755.592
5 | -5039.1651 | -2886.4162 | 5614.849 | 6406.0202 | -4095.2878
5 | -4997.796 | -6206.4557 | 10199.9238 | 3422.3608 | -2418.0329
5 | -5088.4471 | -7027.5205 | 6520.225 | 4457.279 | 1138.4637
5 | 4921.6144 | -6525.5348 | -6109.262 | 4129.4003 | 3583.7822
5 | 4706.7481 | -5922.4345 | -9062.8057 | 5443.5389 | 4834.9531
5 | -5206.2193 | -6237.4281 | 279.3019 | 7063.9214 | 4100.4241
5 | 4741.2123 | -6207.3577 | -8508.2927 | 5205.278 | 4769.1602
5 | 4719.4956 | -6128.597 | -8817.9884 | 5358.3862 | 4868.7035
5 | 4712.137 | -6008.3993 | -8958.3254 | 5400.2372 | 4854.3505
5 | -5227.8587 | -5926.8975 | -997.454 | 7655.2621 | 4496.9481
5 | -728.3981 | -5879.7854 | -5112.1058 | 6877.9175 | 4842.3718
5 | -5235.9063 | -5464.8543 | -1541.1272 | 7805.178 | 4436.7098
5 | 3156.7914 | -5822.7232 | -8039.3279 | 5872.1208 | 4833.1389
5 | 4904.3162 | -2353.6852 | -2521.1492 | 4516.5235 | -4546.0053
5 | 4846.8031 | -3960.7617 | -6055.7465 | 5169.7051 | 0
5 | 4710.7124 | -5458.6754 | -9272.893 | 5792.423 | 4228.433
5 | 4683.6486 | -5589.83 | -9540.374 | 5849.5006 | 4597.0549
5 | -5140.8046 | 1901.8597 | 4069.1953 | 841.83 | -1672.0804
5 | 5181.5216 | 1839.0135 | -4720.6998 | -1664.0821 | -635.7533
5 | 5154.9073 | 1809.7446 | -5467.7692 | -1496.8827 | 0
5 | 5127.1276 | 1788.9971 | -5991.1634 | -1375.9019 | 450.9406
5 | 4824.7062 | 1644.7141 | -9555.3511 | -504.4207 | 3590.3516
5 | -5155.704 | 428.8382 | 1861.3295 | 4085.5682 | -1220.0319
5 | 4860.2547 | -126.698 | -7413.1682 | 2741.81 | -62.1984
5 | 4859.573 | -117.0218 | -7473.2054 | 2730.6542 | 0
5 | 4773.2297 | 327.6445 | -10162.0274 | 2228.9391 | 2832.2141
5 | 4726.0575 | 425.5241 | -10717.9744 | 2124.1038 | 3442.289
5 | -5256.5274 | 1715.0698 | -735.9626 | 1893.9316 | 2383.4885
5 | -5239.9554 | 1654.24 | -2338.3688 | 2221.5818 | 3702.5024
5 | -5282.0068 | 1388.4719 | -2577.0921 | 2800.1738 | 3670.4532
5 | -5290.4354 | 1348.7996 | -2485.6151 | 2870.5099 | 3556.741
5 | -5290.7011 | 998.1937 | -2478.871 | 3021.348 | 3750.0304
5 | -5282.4416 | 1132.3452 | -2405.2396 | 3289.8419 | 3265.494
5 | -5234.3835 | 1187.6097 | -2814.3765 | 3215.7949 | 3645.3554
5 | -5272.0985 | -1705.9748 | -2233.9206 | 5010.5509 | 4201.443
5 | -4883.9514 | 3135.4219 | 655.4461 | -2625.1949 | 3718.2782
5 | -4883.6702 | 3130.2629 | 631.054 | -2618.6662 | 3741.0195
5 | -4832.9819 | 2588.6012 | 692.7649 | -2882.0758 | 4433.6916
5 | -4914.2422 | 3524.5251 | -531.836 | -2075.7192 | 3997.2723
5 | -4861.041 | 3132.9857 | 609.8815 | -2621.4142 | 3739.588
5 | -1505.5096 | 3057.6977 | -2434.1859 | -3253.8783 | 4135.8762
5 | -3988.1402 | 3622.0961 | -1356.8291 | -2206.9606 | 3929.8338
5 | -4884.1575 | 3132.733 | 629.1305 | -2614.5812 | 3736.8751
5 | -5220.6727 | 1731.988 | -2209.4847 | 1969.6287 | 3728.5406
5 | -4949.8663 | 3775.9358 | -980.9072 | -1692.2231 | 3847.0609
5 | -4665.9589 | 2809.6998 | 12044.8129 | -7223.6344 | -2964.9195
5 | 44.47 | -206.4152 | 12734.7858 | -11046.3582 | -1526.4824
5 | 2410.7802 | -233.64 | 11012.7219 | -11633.9553 | -1555.9068
5 | 3328.5449 | -3550.3071 | 7000.5479 | -4807.0117 | -1971.774
5 | 2408.3663 | -242.4937 | 11026.5285 | -11640.3662 | -1552.035
5 | 2310.5509 | -662.369 | 11647.7622 | -11881.311 | -1414.6331
5 | -600.5848 | -278.8935 | 12353.9327 | -10613.842 | -860.6124
5 | 2559.6236 | -321.8614 | 9983.7821 | -11376.0511 | -845.4932
5 | 4347.6055 | 915.9023 | -1487.9237 | -7680.5178 | 3904.9337
5 | 4951.9844 | 1686.5265 | -5229.4184 | -6339.7466 | 4930.654
5 | 5060.0012 | 1080.9821 | -5670.0994 | -5391.4005 | 4920.5166
5 | 5072.9794 | -1117.6861 | -5070.8855 | -3250.3775 | 4365.9697
5 | 4798.9138 | -3535.9327 | -8322.4909 | 2222.4072 | 4837.1026
5 | 350.8379 | -434.4278 | 12816.4043 | -11299.6297 | -1433.1848
5 | 568.7128 | -658.6181 | 12946.0303 | -11488.785 | -1367.3399
5 | 638.452 | -754.9221 | 13015.8412 | -11552.9079 | -1346.4632
5 | 589.2966 | -833.2768 | 13060.1241 | -11475.1236 | -1341.0202
5 | 586.1654 | -793.1433 | 13015.2182 | -11522.7317 | -1285.5087
5 | 1036.5266 | -730.2846 | 12689.5777 | -11638.4425 | -1357.3772
5 | 2314.1599 | -852.9331 | 11653.125 | -11732.915 | -1381.4368
5 | 2325.7758 | -1075.0178 | 11655.423 | -11536.5412 | -1369.6398
5 | 2324.3206 | -731.3964 | 11533.6647 | -11871.3977 | -1255.1912
5 | 2355.2361 | -850.3124 | 11358.1671 | -11812.6221 | -1050.4688
5 | 364.2581 | -587.8283 | 12876.608 | -11253.6541 | -1399.3836
5 | 2371.718 | -794.7589 | 11313.4979 | -11463.2472 | -1427.2098
5 | 323.6806 | -490.3012 | 12780.3901 | -11291.0512 | -1322.7184
5 | 2437.6265 | -444.0519 | 10772.6635 | -11629.5815 | -1136.6566
5 | -4738.3106 | -2548.2623 | 13790.8707 | -4744.0647 | -1760.2331
5 | -5005.1103 | -4234.4563 | 12276.2654 | -1073.126 | -1963.5727
5 | -5003.3561 | -5067.3767 | 11432.4726 | 703.7482 | -2065.488
5 | -5003.4245 | -5114.7097 | 11345.6593 | 853.9413 | -2081.4664
5 | -3371.3748 | -5068.9213 | 10262.2415 | 261.7278 | -2083.6732
5 | -2527.0457 | -5039.6865 | 9687.1862 | -31.0466 | -2089.4073
5 | 4075.911 | -4138.0236 | 3423.6383 | -669.9984 | -2691.5273
5 | 5069.6713 | -2409.1458 | -1700.3885 | 3141.1664 | -4101.3035
5 | 5129.5457 | -3328.173 | -2700.459 | 2587.2644 | -1688.1781
5 | 5170.9143 | -4382.898 | -3675.0444 | 1883.1322 | 1003.8959
5 | 5124.2067 | -4243.155 | -4372.6201 | 2429.1931 | 1062.3753
5 | 5088.3777 | -3760.2906 | -4265.1332 | 2937.046 | 0
5 | 3840.7384 | -4938.3006 | 4371.9519 | -1871.4287 | -1402.9611
5 | 3474.6811 | -5628.256 | 6648.5954 | -2701.9806 | -1793.0399
5 | -5069.662 | -5439.255 | 8208.2806 | 2145.4587 | 155.1778
5 | 3292.6141 | -5170.3973 | 2994.7215 | -1023.4384 | -93.4999
5 | 4127.0046 | -5142.0818 | 2421.7114 | -1310.9912 | -95.6431
5 | 5130.3329 | -4951.9461 | -3802.5874 | 1345.8049 | 2278.3957
5 | 4712.738 | -4803.6825 | -9276.1938 | 4614.3995 | 4752.7388
5 | -5241.5126 | -5160.7488 | -1757.1062 | 7674.3537 | 4485.0139
5 | -287.6644 | -4972.2369 | -5882.5525 | 6359.5509 | 4782.9029
5 | -5001.9928 | -5218.806 | 11495.8898 | 757.9589 | -2033.0499
5 | -4990.7915 | -6061.5883 | 12598.9619 | 129.6085 | -1676.1906
5 | 3434.0018 | -5786.5373 | 6882.9485 | -2804.0576 | -1726.3554
5 | -5035.5875 | -5671.8602 | 10118.6032 | 1236.2991 | -647.4546
5 | -5058.9277 | -5157.0756 | 9124.973 | 1208.9811 | -117.9508
5 | -4763.8496 | -3643.6458 | 14224.0995 | -4279.4897 | -1537.1144
5 | -4803.5741 | -4343.9136 | 14667.0919 | -4074.689 | -1444.9151
5 | -4993.114 | -5382.3207 | 13101.9321 | -1089.8963 | -1636.601
5 | -4984.8798 | -5776.2238 | 13871.2697 | -1602.3026 | -1507.8635
5 | -4447.8344 | 338.7139 | 10701.6901 | -7837.4931 | 1244.9234
5 | -4533.8769 | 889.0542 | 6358.0078 | -6021.0433 | 3307.8582
5 | -4689.1496 | 2126.8483 | 1328.8797 | -3650.6331 | 4884.0547
5 | -4644.6892 | -2095.7854 | 12895.8506 | -5564.9795 | -590.3964
5 | -5056.8232 | -4793.0515 | 9607.8873 | 416.2441 | -174.2567
5 | -5229.3726 | -3575.542 | 523.0986 | 4117.0029 | 4164.8131
5 | -5264.2812 | -2856.4603 | -1342.6618 | 4671.0377 | 4792.3656
6 | 4229.1173 | 6242.4542 | 1521.4333 | -6243.0048 | -5750
6 | 5093.8399 | 3311.4671 | -2442.4922 | -212.8147 | -5750
6 | 4878.6347 | 1897.262 | -3899.7383 | 2873.8415 | -5750
6 | 5038.1862 | -1043.8833 | -1223.4968 | 2979.1939 | -5750
6 | 4971.8038 | -1752.6759 | -1563.9742 | 4094.8464 | -5750
6 | 4868.4566 | -1490.3516 | -2640.367 | 5012.262 | -5750
6 | 4809.6767 | -1494.7512 | -2589.3071 | 5024.3816 | -5750
6 | 1497.0658 | -1844.4881 | 727.7991 | 5369.6232 | -5750
6 | -6219.5739 | -2800.8026 | 7792.0838 | 6355.2863 | -5126.9936
6 | -6354.1129 | -4012.838 | 2320.2406 | 7903.9621 | 142.7482
6 | -6429.4749 | -4963.16 | -302.643 | 8243.8992 | 3451.3787
6 | -6431.6617 | -5025.9239 | -321.4202 | 8185.3623 | 3593.6435
6 | -6416.4086 | -4995.7674 | -409.5696 | 8252.7381 | 3569.0075
6 | -6430.8494 | -5112.4193 | -306.0111 | 8249.3561 | 3599.9237
6 | -6425.9717 | -5537.0859 | 27.6369 | 8224.615 | 3710.8057
6 | -6423.2066 | -5742.8257 | 305.7982 | 8059.557 | 3800.6772
6 | -6421.7724 | -5815.9419 | 389.1196 | 8048.5817 | 3800.013
6 | -1486.4881 | -1738.6411 | 2795.9805 | 6179.1486 | -5750
6 | -6229.5756 | -1999.2514 | 6681.8689 | 7079.7399 | -5532.7818
6 | 4868.668 | -1494.7472 | -2635.7512 | 5011.8304 | -5750
6 | 4950.322 | -2054.2567 | -1564.9137 | 4418.8484 | -5750
6 | 4946.2854 | -2304.871 | -1271.6845 | 4380.2701 | -5750
6 | 4836.4102 | -3951.0993 | -6396.105 | 5510.7941 | 0
6 | 4752.0599 | -5380.2219 | -8532.2647 | 5815.0474 | 3345.3793
6 | 4816.1969 | -5974.5733 | -7770.6231 | 5325.486 | 3603.5135
6 | 4845.41 | -6418.562 | -7187.7049 | 4964.0171 | 3796.8399
6 | 4797.2837 | -3137.4207 | -7250.5653 | 5590.7023 | 0
6 | 4702.022 | -3996.8789 | -9593.3465 | 5903.0289 | 2985.1745
6 | -6278.4829 | 6402.6911 | 9269.5756 | -3643.7838 | -5750
6 | -6283.048 | 2792.3205 | 5157.04 | 4083.6875 | -5750
6 | -6237.8231 | -868.6947 | 6470.7641 | 6385.7536 | -5750
6 | -6266.0304 | 5969.5709 | 10206.2221 | -4159.7625 | -5750
6 | -6502.3403 | 5570.188 | -769.1532 | -257.7384 | 1959.0438
6 | -6501.862 | 5349.4301 | -989.7155 | 209.3088 | 1932.8387
6 | -6495.8771 | 4946.4626 | -1183.7591 | 1025.0419 | 1708.1317
6 | -6461.2518 | 3968.5275 | -834.5506 | 2859.9638 | 467.3111
6 | -6362.2119 | 4105.3413 | -1679.3817 | 2694.3662 | 1241.8861
6 | -6302.9874 | 3357.5841 | -2110.3636 | 3097.8631 | 1957.9038
6 | -6499.8266 | 4882.8341 | -1218.9806 | 896.4196 | 1939.5535
6 | -6457.8407 | 2003.9333 | 4170.4056 | -3480.9714 | 3764.4731
6 | -6438.5534 | 1254.7186 | 5682.9795 | -4333.7108 | 3834.5661
6 | 3952.571 | 5607.0473 | 3122.7496 | -6932.3679 | -5750
6 | 2472.7531 | 675.2299 | 11098.4318 | -11020.8606 | -3225.5542
6 | 2304.3992 | -253.9886 | 11863.255 | -11582.0524 | -2331.6132
6 | 2308.2823 | -391.5013 | 11784.0716 | -11610.5813 | -2090.2713
6 | 2299.7639 | -445.1442 | 11892.3271 | -11514.4915 | -2232.4552
6 | 2647.659 | -1821.2258 | 10471.4025 | -8702.1674 | -2595.6682
6 | 2820.6257 | -1541.8284 | 9718.3079 | -7787.0329 | -3210.0723
6 | 4508.5673 | -2869.1983 | 1639.7849 | 1556.4958 | -4835.6497
6 | 3855.0401 | -5093.1087 | 4275.0782 | -1782.1901 | -1254.8195
6 | 4099.5869 | -5267.1915 | 2609.0587 | -1303.4288 | -138.0254
6 | 5129.4695 | -5072.0237 | -3779.9743 | 1423.6829 | 2298.8455
6 | 4876.5742 | -4982.2353 | -7094.7883 | 3403.1426 | 3797.3068
6 | 4873.8055 | -4970.9646 | -7138.2098 | 3439.8892 | 3795.4797
6 | 4769.4193 | -4243.9734 | -8984.616 | 5267.9258 | 3191.2443
6 | 319.3321 | -5395.4769 | 5205.1142 | -0.65403 | -128.3154
6 | -6275.606 | -5605.9378 | 9260.9658 | 2528.7976 | 91.7804
6 | -6423.3778 | -5366.4544 | 691.8745 | 7283.0141 | 3814.9436
6 | -6427.2241 | -5275.322 | 330.5151 | 7571.7878 | 3800.2432
6 | -6207.5148 | -5275.5861 | 12491.4835 | 1194.7681 | -2203.1506
6 | -6266.066 | -5363.7255 | 10067.2458 | 1713.4281 | -150.8823
6 | -6245.9665 | -5806.7139 | 10923.2204 | 1736.3329 | -606.8729
6 | 3434.5714 | -5885.6204 | 6890.1262 | -2736.1968 | -1702.8804
6 | 3179.6445 | -6290.6701 | 8584.2921 | -3173.4763 | -2299.7902
6 | 2985.5225 | -6293.8617 | 8734.3564 | -3118.9344 | -2307.0827
6 | -4885.3146 | -7015.3611 | 13496.78 | 341.701 | -1937.8052
6 | 33.9161 | -6193.184 | 10458.824 | -2100.207 | -2199.3491
6 | -6187.7106 | -6313.5443 | 14148.8564 | 297.1133 | -1944.7148
6 | -6182.2379 | -6918.387 | 14245.7721 | 749.6881 | -1894.8353
6 | -6203.6123 | -5253.2595 | 12671.1062 | 1124.9065 | -2339.1409
6 | -6192.3565 | -4330.4566 | 11790.6538 | 2591.9977 | -3859.8384
6 | -6189.3132 | -5576.734 | 13591.8147 | 677.7307 | -2503.4981
6 | -6186.346 | -4724.7782 | 12529.8809 | 2004.8861 | -3623.6427
6 | 5031.6046 | -1959.253 | -1057.0997 | 3562.3932 | -5577.645
6 | 5127.0895 | -3424.8761 | -2651.967 | 2679.0551 | -1729.3015
6 | 5169.6148 | -4509.0914 | -3653.802 | 1955.2353 | 1038.0433
6 | 5121.9402 | -4366.4551 | -4365.8205 | 2512.602 | 1097.7335
6 | 5084.9187 | -3867.5199 | -4254.7561 | 3037.3573 | 0
6 | 5019.5377 | -2648.6861 | -806.9578 | 3928.0727 | -5491.9665
6 | 5079.9603 | -4468.3222 | -1766.6192 | 3628.2429 | -2473.2618
6 | 5015.5596 | -5178.6676 | -4046.6789 | 4209.7869 | 0
6 | 3372.0188 | -5686.2928 | 7736.1556 | -2284.7078 | -3137.1738
6 | 3182.2914 | -6273.3772 | 8585.555 | -3144.4548 | -2350.0144
6 | 3388.7155 | -6200.3221 | 7802.7428 | -1885.9779 | -3105.1583
6 | -5404.0695 | -4223.5719 | 13606.9821 | -1352.2842 | -2627.0565
6 | 2273.9381 | -1251.8282 | 12101.8901 | -11246.7983 | -1877.2018
6 | 1132.361 | -524.7422 | 11092.1808 | -10820.2016 | -879.5979
6 | -6037.8028 | 613.0653 | 8025.106 | -5634.4546 | 3034.0861
6 | -6394.9132 | 436.8794 | 8087.5101 | -5175.0162 | 3045.5399
6 | -6424.7635 | -3460.8947 | 2480.8454 | 3571.9497 | 3832.8631
6 | -6257.2839 | -3844.6827 | 12082.4076 | -1594.599 | -385.8421
6 | -6195.6939 | -4582.9463 | 13721.0641 | -357.5961 | -2584.8278
6 | -6192.8541 | -4772.6107 | 13824.1706 | -264.074 | -2594.6317
6 | -6188.1176 | -6234.2642 | 14198.9019 | 160.4284 | -1936.9485
6 | -6184.2388 | -6576.0323 | 14412.66 | 220.1301 | -1872.5189
6 | 2313.6986 | -792.4887 | 11635.0901 | -11687.64 | -1468.66
6 | 2306.6705 | -945.7039 | 11704.3353 | -11707.6392 | -1357.6627
6 | 577.9108 | -1103.9603 | 11167.37 | -10527.637 | -113.6835
6 | 2277.6479 | -1271.9356 | 12046.7366 | -11290.2407 | -1762.2082
6 | 2561.0802 | -2913.5562 | 10989.3347 | -8649.8565 | -1987.0023
6 | 2968.9754 | -5073.1822 | 9385.9024 | -5066.1433 | -2215.5523
6 | 3133.463 | -6059.5915 | 8773.8222 | -3553.0457 | -2294.648
6 | 1609.587 | -1752.3882 | 12294.6049 | -10319.0368 | -1832.7669
6 | -2805.4857 | -4576.955 | 13551.9024 | -4331.4032 | -1838.0585
6 | 1086.9697 | 851.784 | 11881.421 | -10530.0999 | -3290.0748
6 | -6260.5607 | 5531.2217 | 10813.3721 | -4555.9489 | -5528.0841
6 | -6401.044 | 718.6353 | 7898.032 | -5362.7392 | 3147.1159
6 | -6194.9642 | -2781.3862 | 13511.328 | -904.3631 | -3630.6145
6 | -6193.5569 | -4405.2305 | 13752.1842 | -377.733 | -2775.6638
6 | -6189.5801 | -4087.3465 | 12797.2549 | 1110.4649 | -3630.7932
6 | 2289.2197 | -350.7491 | 12055.9462 | -11583.5321 | -2410.8847
6 | 1358.3904 | 386.145 | 12258.8466 | -10793.5583 | -3209.8237
6 | 2408.0574 | 294.9616 | 11613.3769 | -11148.7697 | -3167.6262
6 | 4250.8568 | 6205.4949 | 1463.6472 | -6169.9989 | -5750
6 | 4486.0932 | 5416.3199 | 394.6176 | -4547.0307 | -5750
6 | 5089.7138 | 3369.5696 | -2373.2846 | -335.9987 | -5750
6 | 5059.6776 | 3172.0529 | -2576.8275 | 95.0971 | -5750
6 | -6282.0515 | 3580.3932 | 6054.7253 | 2396.933 | -5750
6 | -6282.6932 | 3072.9003 | 5476.6454 | 3483.1475 | -5750
6 | -6281.6311 | 3043.8387 | 5564.4134 | 3423.379 | -5750
6 | -6234.5633 | -124.4397 | 7573.5966 | 4535.4064 | -5750
6 | -6284.5685 | 3125.2677 | 5457.0856 | 3385.0411 | -5682.8259
6 | 4904.2084 | 2127.9661 | -3655.1487 | 2372.9741 | -5750
6 | 4915.4423 | 2067.0704 | -3480.9208 | 2248.408 | -5750
6 | 4911.6987 | 2235.3729 | -3704.9071 | 2168.8279 | -5610.9924
6 | -6279.8328 | 5335.1222 | 8053.5189 | -1358.8083 | -5750
6 | -6252.1518 | 3720.7358 | 9484.0384 | -1202.6224 | -5750
6 | 4211.3115 | 3461.8086 | 2343.7572 | -4266.8774 | -5750
6 | 4379.8986 | 2374.414 | 1693.8441 | -2698.1567 | -5750
6 | 5040.3369 | 92.1718 | -1324.3685 | 1941.8598 | -5750
6 | 5019.434 | -1543.6468 | -866.5281 | 3140.7409 | -5750
6 | 5010.4219 | -2797.0643 | -638.6803 | 3939.3167 | -5513.994
6 | 5078.6794 | -4473.7069 | -1743.833 | 3631.0658 | -2492.2053
6 | 4618.5614 | -4103.0251 | 1473.3056 | 2856.6709 | -4845.5128
6 | 5082.7328 | -4663.5388 | -1844.4116 | 3589.2077 | -2163.9901
6 | 5145.8463 | -6272.6675 | -3331.2764 | 2514.9567 | 1943.1409
6 | 4753.2743 | -76.0753 | 233.622 | 839.179 | -5750
6 | 5021.7957 | -1003.9906 | -993.5245 | 2725.7194 | -5750
6 | 5013.297 | -1669.0826 | -807.3755 | 3213.1611 | -5750
6 | 5004.8941 | -2837.7546 | -594.9328 | 3957.7439 | -5529.9507
6 | 5072.7911 | -4505.5394 | -1694.247 | 3651.1215 | -2524.1263
6 | 5009.0927 | -5218.127 | -4027.278 | 4236.3124 | 0
6 | 4460.6177 | -4651.675 | 2338.5199 | 2453.998 | -4601.4606
6 | 5092.1961 | -5414.3423 | -2175.758 | 3450.73 | -952.8258
6 | 5139.51 | -6620.648 | -3290.4068 | 2645.4028 | 2126.1419
6 | 5076.6092 | -6432.4569 | -4229.8277 | 3380.7797 | 2204.8957
6 | 5032.9555 | -5844.1388 | -4098.8665 | 3999.5436 | 910.5062
6 | 4910.9281 | -6374.8918 | -6400.6131 | 4675.7529 | 3188.8238
6 | 4856.3654 | -6520.6679 | -7001.3325 | 4860.8265 | 3804.8085
6 | 3345.9746 | -6684.7976 | -5510.7343 | 5024.2188 | 3825.3386
6 | -6310.0552 | -7168.8177 | 6664.5718 | 5344.573 | 1469.728
6 | -6404.4998 | -6539.4443 | 1655.6615 | 7443.2417 | 3845.0408
6 | -6415.269 | -6062.349 | 909.5547 | 7742.3165 | 3825.7468
6 | 4827.1055 | -6146.1539 | -7557.5826 | 5225.2371 | 3651.3939
6 | 4846.3126 | -6433.7349 | -7170.8584 | 4961.5786 | 3796.7022
6 | -2093.1689 | -6189.1318 | -2358.2381 | 6843.0326 | 3797.5063
6 | -6176.9812 | -5969.9807 | 12076.8296 | 3812.7615 | -3742.6292
6 | 4972.0751 | -1336.0032 | -1328.0928 | 3442.0208 | -5750
6 | -3068.2411 | -663.1497 | 5185.5811 | 4295.8097 | -5750
6 | 4969.675 | -2134.8532 | -1031.1142 | 3946.2924 | -5750
6 | 4967.4243 | -2565.8188 | -946.2789 | 4211.6804 | -5667.0069
6 | 4896.1212 | -4574.3267 | -5346.73 | 5024.9355 | 0
6 | 4784.2839 | -5811.2481 | -7992.7565 | 5537.1798 | 3482.5409
6 | -6211.7937 | -3180.0643 | 8212.5639 | 6334.3285 | -5155.0344
6 | -6408.9278 | -6367.4367 | 1308.399 | 7639.0169 | 3828.9486
6 | 5197.7909 | 4868.9767 | -4353.9381 | -2972.9645 | -2739.8649
6 | 5176.7633 | 4811.9084 | -4775.781 | -2782.9632 | -2429.9275
6 | -6342.1167 | 4942.1113 | 5084.9355 | -72.7597 | -3612.1705
6 | -6355.5579 | 3614.528 | 3092.7881 | 2853.4289 | -3205.1871
6 | 4874.3432 | 2964.2468 | -7310.3156 | 1363.3674 | -1891.6418
6 | -6278.5266 | 6368.0995 | 9230.1726 | -3569.7454 | -5750
6 | -6262.3662 | 5781.5626 | 10421.2854 | -4190.4818 | -5750
6 | 3926.7221 | 5382.4362 | 3401.8778 | -6961.0362 | -5750
6 | 5257.3965 | 5682.6472 | -5458.8771 | -4399.3078 | -1081.8588
6 | 5257.8663 | 5671.5571 | -5453.1834 | -4378.819 | -1097.421
6 | 4955.871 | 5375.3657 | -9036.5733 | -3083.216 | 1788.5525
6 | -6171.1672 | 5533.8155 | -992.2673 | -282.0954 | 1911.7144
6 | -6492.2058 | 5571.7293 | -353.9895 | -333.9915 | 1608.4575
6 | -6501.1829 | 5540.1977 | -754.5489 | -202.1541 | 1917.6883
6 | -6501.0769 | 5522.0611 | -769.9456 | -164.2641 | 1913.2255
6 | -6500.003 | 5091.9152 | -1193.9141 | 744.7522 | 1857.2497
6 | -6501.1455 | 5099.1336 | -1232.6789 | 737.5942 | 1897.0967
6 | -6495.2094 | 5095.7243 | -153.6185 | -558.7402 | 2111.8437
6 | 4905.8271 | 4741.9074 | -9624.3351 | -1729.9943 | 1706.595
6 | 5077.8466 | 4771.4554 | -7581.7612 | -2196.8497 | -70.691
6 | 5065.18 | 4706.503 | -7731.5161 | -2040.1669 | 0
6 | 5085.0989 | 4290.1821 | -7338.6111 | -2036.6699 | 0
6 | -6442.9279 | 4847.6746 | -1474.6778 | 1244.9853 | 1824.9457
6 | -6491.4732 | 4852.9307 | -1105.7951 | 1192.6737 | 1551.6639
6 | -6474.6562 | 4378.3242 | -935.7966 | 2083.0964 | 949.0322
6 | -6482.1136 | 2726.8389 | -923.2055 | 2487.2554 | 2191.2248
6 | -6491.5533 | 3980.1302 | -1065.259 | 1563.9433 | 2012.7389
6 | -6366.6939 | 4521.6649 | -1853.8182 | 1913.4007 | 1785.4466
6 | -6328.4528 | 4359.5905 | -2071.8541 | 2250.4886 | 1790.2278
6 | 4827.3079 | 3761.1913 | -10546.6729 | 367.5326 | 1590.6411
6 | 4803.7051 | 3598.7194 | -10691.9637 | 718.0091 | 1571.5301
6 | 4852.5212 | 3309.4796 | -9171.0086 | 1009.0077 | 0
6 | 4789.4758 | 3472.5333 | -10831.2003 | 992.9697 | 1576.2215
6 | -2401.4265 | 4036.2453 | -5177.6355 | 1827.8314 | 1714.9852
6 | 5168.1519 | 3536.4127 | -5488.7001 | -5044.6672 | 1828.8026
6 | 3621.0727 | 4280.0309 | 5133.7945 | -7779.635 | -5255.2631
6 | 2511.5897 | 582.4359 | 11113.5054 | -10844.9533 | -3362.5778
6 | 3406.4305 | -6211.8095 | 7723.2949 | -1791.9659 | -3125.9499
6 | 3410.1554 | -6773.086 | 7320.469 | -2212.4492 | -1745.0892
6 | 5133.4486 | -6446.5134 | -3370.2412 | 2350.8016 | 2332.5045
6 | 4183.8218 | 3109.6559 | 2547.1238 | -4174.6438 | -5665.9577
6 | 5198.2539 | 2489.4217 | -4229.87 | -1996.5825 | -1461.2231
6 | 5130.3006 | 2738.1801 | -5544.9236 | -5324.6082 | 3001.0511
6 | 4685.4377 | 1255.5769 | -3147.2736 | -6553.6911 | 3759.9501
6 | 4265.6695 | 232.072 | -739.497 | -7615.473 | 3857.2286
6 | 3973.206 | -139.0295 | 1070.4848 | -8266.0072 | 3361.3459
6 | 2579.746 | -1096.7937 | 10008.028 | -11154.0711 | -336.9092
6 | 4752.7784 | -2324.5635 | -2780.1886 | -3504.8558 | 3856.8296
6 | 5091.935 | -3671.2033 | -4288.2594 | -976.0024 | 3843.5301
6 | 5098.5805 | -1345.7427 | -4790.9934 | -2734.461 | 3772.6167
6 | 5234.4018 | 2754.6642 | -4879.2012 | -2752.4216 | -357.4431
6 | 5222.8053 | 1200.733 | -4589.2887 | -1755.1224 | -79.1271
6 | 5138.9566 | 2884.4127 | -5523.5487 | -5230.5547 | 2730.734
6 | 3452.2552 | 3695.1416 | 6057.6147 | -8212.3504 | -4992.6611
6 | 2584.8666 | 804.3792 | 10732.5248 | -10608.802 | -3512.9686
6 | 486.8916 | 806.5868 | 12287.5309 | -10104.6195 | -3476.3898
6 | 434.1691 | -957.5625 | 11218.2159 | -10399.5147 | -295.3078
6 | 353.9684 | -1105.5886 | 11088.9767 | -10371.7131 | 34.3567
6 | -4564.4969 | -325.095 | 8985.0776 | -6814.4838 | 2718.9981
6 | -6364.0089 | -1212.9123 | 9299.5376 | -4499.3312 | 2776.7148
6 | -6221.786 | -5637.3796 | 13427.7723 | -799.4108 | -769.1959
6 | -6404.5259 | -6503.5105 | 1689.3968 | 7373.2609 | 3845.3788
6 | -4159.0414 | 3765.4523 | 11612.1906 | -6327.0911 | -4891.5104
6 | -6296.7045 | 3570.8871 | 10382.5674 | -4881.3373 | -2775.4128
6 | -6394.9025 | 206.8816 | 8344.74 | -5445.285 | 3288.5658
6 | -6466.9018 | 2974.3595 | 2721.4559 | -2282.0615 | 3053.1479
6 | -6449.4649 | 1576.9449 | 4656.9912 | -3545.0652 | 3760.5941
6 | -6425.4248 | 643.1049 | 6542.3011 | -4607.941 | 3847.9597
6 | -6420.1923 | -5382.7769 | 985.6582 | 7022.517 | 3794.794
6 | -6236.7269 | 3148.6789 | 11940.7667 | -3768.7401 | -5083.9786
6 | -6183.0548 | -3652.8122 | 14148.2716 | -780.9619 | -3531.4426
6 | -6181.8392 | -5055.5657 | 14356.3346 | -326.0339 | -2792.8958
6 | -6255.7092 | 5282.6883 | 11097.4071 | -4595.7496 | -5528.6366
6 | -2109.075 | -1620.1843 | 13236.3973 | -6166.2151 | -3340.923
6 | -3499.8066 | -3056.9516 | 13657.9686 | -4086.1812 | -3015.0293
6 | 3519.1752 | -6289.5337 | 7192.7854 | -1156.523 | -3265.904
6 | 3524.0597 | -7025.5295 | 6664.5641 | -1707.8982 | -1455.1961
6 | 5132.3716 | -6720.7465 | -3312.8423 | 2550.8842 | 2350.3331
6 | 4883.84 | -6632.5074 | -6570.4591 | 4496.1882 | 3822.9383
6 | -5057.4244 | -7327.5015 | 12939.181 | 1042.6392 | -1596.8943
6 | -6194.488 | -7356.1092 | 13366.1555 | 1626.4682 | -1442.0264
6 | 702.5389 | -6429.6845 | 9223.01 | -284.3831 | -3211.4814
6 | -5558.8852 | -7045.436 | 13519.437 | 1427.208 | -2342.3238
6 | -6176.2512 | -7012.5035 | 13815.7247 | 1765.0988 | -2392.0688
6 | -6172.4526 | -6224.491 | 12742.1288 | 3186.6094 | -3531.7945
6 | 4115.301 | 2316.1749 | 3009.9309 | -3964.8545 | -5476.5524
6 | 5196.9446 | 1654.8469 | -4216.074 | -1642.4853 | -993.2322
6 | 5165.3383 | 1586.6723 | -4850.9907 | -1364.1466 | -536.8732
6 | -6347.9998 | 1690.7313 | 5004.2943 | 1356.2042 | -1703.2301
6 | -6358.4274 | 659.8184 | 3459.0911 | 3626.376 | -1386.8581
6 | -6232.1876 | -384.487 | 7690.5558 | 4618.2783 | -5692.1595
6 | 4910.9064 | 29.8994 | -6983.3289 | 2125.1615 | -82.6384
6 | -6238.164 | 2241.7728 | 10248.1279 | -853.9326 | -5397.8041
6 | 5131.0915 | 2718.5481 | -5535.2313 | -5288.7236 | 2974.3153
6 | 4670.9341 | 1184.9726 | -3055.1495 | -6560.0627 | 3759.3055
6 | 4238.886 | 131.5261 | -576.936 | -7652.9058 | 3859.4297
6 | 3901.5903 | -296.4623 | 1510.5017 | -8403.1618 | 3287.5322
6 | 2664.0705 | -1147.0443 | 9447.8556 | -10968.026 | 3.1441
6 | 593.2789 | -1119.7193 | 10998.5121 | -10465.9924 | -6.0793
6 | 4800.6648 | -2817.0213 | -2930.4494 | -2912.1637 | 3858.9695
6 | 5091.2367 | -3970.7525 | -4222.4864 | -745.573 | 3847.5752
6 | 5098.2808 | -1505.7811 | -4755.3808 | -2609.5264 | 3772.4075
6 | 5121.1558 | 2867.3129 | -5735.2826 | -5152.3338 | 2899.1478
6 | 5225.4385 | 1863.9269 | -4727.9157 | -2238.2828 | -123.1669
6 | 5221.6392 | 1354.8226 | -4632.9335 | -1911.5442 | -31.984
6 | 5217.9487 | 1256.4103 | -4653.8462 | -1820.5128 | 0
6 | 5202.2669 | 1789.5935 | -5014.5289 | -1977.3314 | 0
6 | 5104.5742 | 1536.6525 | -6210.1396 | -1061.8799 | 630.7928
6 | 4933.3191 | 1460.6203 | -8228.4663 | -579.7228 | 2414.2496
6 | -6469.2251 | 1508.2462 | -14.8808 | 2430.0452 | 2545.8145
6 | -6468.7227 | 1269.7051 | -256.5357 | 2938.9264 | 2516.6269
6 | 4856.6286 | 512.8097 | -9132.3014 | 1463.7189 | 2299.1442
6 | 4840.1087 | 400.1952 | -9234.386 | 1708.5324 | 2285.5496
6 | 4909.9931 | 42.7061 | -7063.1472 | 2110.448 | 0
6 | 5143.1226 | 1563.6473 | -5480.1061 | -1226.6638 | 0
6 | 5252.3425 | 5711.8777 | -5519.2007 | -4444.2318 | -1000.7877
6 | 5258.0159 | 5574.1353 | -5450.3984 | -4189.3704 | -1192.3824
6 | 5044.6543 | 4481.7542 | -7972.9513 | -1553.4571 | 0
6 | 5217.3913 | 130.4348 | -4434.7826 | -695.6522 | -217.3913
6 | 5192.3077 | -538.4615 | -4576.9231 | -76.9231 | 0
6 | 4954.5265 | 5408.9416 | -9052.8879 | -3145.4321 | 1834.8519
6 | 4882.9456 | 4515.1868 | -9893.7273 | -1233.838 | 1729.4329
6 | 4862.9684 | 3990.6587 | -10125.5472 | -164.3806 | 1436.3007
6 | 4856.5726 | 3736.6873 | -10198.8756 | 345.6433 | 1259.9723
6 | 4789.9907 | 3136.3181 | -10333.8385 | 1565.4899 | 842.0399
6 | -3843.4663 | 3891.9462 | -3662.8446 | 2433.5656 | 1180.7991
6 | -3663.918 | 3115.8216 | -4197.9832 | 2834.6264 | 1911.4533
6 | 4815.6542 | 2976.8962 | -9523.6093 | 1731.0589 | 0
6 | 4757.2935 | 2153.0024 | -10822.6701 | 2112.3275 | 1800.0467
6 | 4841.3857 | 3661.1717 | -10279.5556 | 34.418 | 1742.5802
6 | 4800.2629 | 2712.841 | -10629.7708 | 1338.1574 | 1778.5095
6 | 4846.7347 | 4049.6296 | -10318.947 | -240.6471 | 1663.2298
6 | 4815.4791 | 3643.438 | -10685.9315 | 625.0928 | 1601.9215
6 | 5120.2885 | 2927.0381 | -5715.3509 | -5420.8782 | 3088.9025
6 | 4725.0319 | 1609.759 | -3585.0612 | -6512.9069 | 3763.1773
6 | 4366.8315 | 736.3724 | -1530.4354 | -7418.9563 | 3846.1878
6 | 4297.2005 | 648.0189 | -1099.5068 | -7573.8384 | 3728.1259
6 | 2563.6039 | -543.5306 | 10019.6449 | -11166.8638 | -872.8544
6 | 4482.8045 | 127.6772 | -2016.2924 | -6440.2822 | 3846.0928
6 | 5087.6124 | -2273.7453 | -4705.5899 | -1930.6535 | 3822.3763
6 | 5092.1054 | -701.4893 | -5045.491 | -3119.5565 | 3774.4313
7 | -6775.6164 | 6014.6497 | 9807.0738 | -3296.1071 | -5750
7 | 4240.5786 | 5853.2762 | 1771.8003 | -6115.6551 | -5750
7 | 5086.3758 | 2773.4258 | -2307.4111 | 197.6096 | -5750
7 | 3683.0946 | 4443.5209 | 5237.2194 | -7613.8349 | -5750
7 | 2986.3405 | 1891.6245 | 9237.6283 | -9680.8075 | -4434.7858
7 | 5207.6346 | 5292.1369 | -5498.3923 | -4257.1419 | -744.2372
7 | 4993.8188 | 5071.2617 | -8030.9878 | -3339.9147 | 1305.8221
7 | 4843.6525 | 3181.4098 | -9791.7555 | 684.1512 | 1082.542
7 | 5219.6006 | 5018.6661 | -5353.7054 | -3751.5692 | -1132.9921
7 | 5114.7927 | 4274.9668 | -6588.5671 | -2063.9125 | -737.2799
7 | 5073.7311 | 3829.5646 | -6525.3789 | -1188.9584 | -1188.9584
7 | 5156.25 | 281.25 | -4875 | -281.25 | -281.25
7 | 5185.2683 | -460.3142 | -4262.3954 | -207.1006 | -255.4581
7 | 5170.5882 | -564.7059 | -4435.2941 | 29.4118 | -200
7 | 5111.1111 | -3555.5556 | -4333.3333 | 2111.1111 | 666.6667
7 | 5111.2159 | 3263.3962 | -5646.3426 | -4955.7754 | 2227.506
7 | 4932.1392 | 2607.5189 | -4618.175 | -5487.0197 | 2565.5366
7 | 4162.2739 | 539.6047 | 116.7441 | -7585.7696 | 2767.1468
7 | 5098.2355 | 1504.1158 | -5308.8294 | -3864.6629 | 2571.141
7 | 4807.3828 | -4186.5643 | -8096.2108 | 4875.0012 | 2600.3911
7 | -7484.6362 | 5680.3443 | 9935.1788 | -2380.8869 | -5750
7 | -7518.7115 | 2660.7949 | 6551.2658 | 4056.6507 | -5750
7 | 3539.6247 | 1741.0895 | -2369.9878 | 2839.2737 | -5750
7 | 4944.0016 | 1626.6864 | -3500.2561 | 2679.5681 | -5750
7 | 4940.8034 | 248.9429 | -2986.2579 | 3546.5116 | -5750
7 | -7438.032 | -2513.9849 | 8401.2496 | 7300.7673 | -5750
7 | -7428.3231 | -2717.7218 | 8833.3689 | 7062.6759 | -5750
7 | -6111.9338 | -2760.173 | 7923.1657 | 6698.9411 | -5750
7 | -786.5935 | -2228.9776 | 2724.636 | 6040.9351 | -5750
7 | 2688.7506 | -1971.8155 | -281.4788 | 5314.5437 | -5750
7 | 4929.2955 | -1807.4255 | -2213.46 | 4841.59 | -5750
7 | 4799.3687 | -3651.8449 | -7192.8779 | 5432.5506 | 612.8034
7 | 2565.0017 | -2198.7236 | 61.4045 | 5322.3174 | -5750
7 | 4948.1827 | -2182.6623 | -1821.3995 | 4805.8792 | -5750
7 | 4962.4367 | -2281.6007 | -1634.4528 | 4703.6168 | -5750
7 | 5025.0192 | -2812.7873 | -619.9318 | 4157.6999 | -5750
7 | 4826.939 | -3376.9174 | 662.94 | 3637.0384 | -5750
7 | 5041.7998 | -3434.6987 | -947.0889 | 4058.5007 | -4718.5129
7 | 5019.8858 | -3448.2697 | -1551.7303 | 4269.2971 | -4289.183
7 | 5000 | -5080.7133 | -3358.9864 | 4360.8634 | -921.1638
7 | 5000 | -5905.8735 | -4000 | 4310.0736 | 595.7999
7 | 4990.9614 | -5626.4815 | -4009.0386 | 4408.1455 | 236.4131
7 | 5000 | -5562.212 | -4000 | 4281.106 | 281.106
7 | 4959.0566 | -2289.4738 | -1644.0366 | 4724.4538 | -5750
7 | 4993.7894 | -3358.7028 | -1616.4549 | 4439.4403 | -4458.0721
7 | 4868.6664 | -4811.1095 | -5642.2299 | 5284.5571 | 300.1159
7 | 4753.4165 | -2473.0805 | 756.893 | 2712.771 | -5750
7 | 5036.9497 | -2119.756 | -923.4809 | 3756.2872 | -5750
7 | 4969.2075 | -1909.7708 | -1793.2845 | 4483.8479 | -5750
7 | 5082.8483 | -2987.775 | -1870.3933 | 3242.14 | -3466.82
7 | 5144.3172 | -4672.4287 | -3519.4252 | 2168.064 | 879.4728
7 | 5093.3817 | -4520.0363 | -4280.1451 | 2763.5539 | 943.2457
7 | 5077.0349 | -2997.093 | -2002.907 | 3303.7791 | -3380.814
7 | 5091.8493 | -4499.3844 | -4275.5479 | 2785.2746 | 897.8084
7 | 4555.6409 | -2844.1289 | 1838.1379 | 1892.8941 | -5442.544
7 | 3854.077 | -4714.0495 | 5837.3115 | -686.1745 | -4291.1644
7 | -7423.5437 | -2914.123 | 9098.2951 | 6889.1112 | -5649.7396
7 | -7524.4736 | -3598.2308 | 6128.2568 | 7721.0263 | -2726.5787
7 | -7665.0089 | -4973.2273 | 2449.8829 | 8176.3693 | 2011.9839
7 | -7676.4266 | -5278.6503 | 2360.6477 | 7890.9926 | 2703.4367
7 | -7595.3308 | -5161.6575 | 1850.5419 | 8222.2351 | 2684.2113
7 | -2676.11 | -4785.2959 | -2370.0886 | 7190.1972 | 2641.2973
7 | 1814.11 | -4444.6913 | -6210.9717 | 6238.9367 | 2602.6163
7 | 4791.1154 | -4364.4737 | -8178.5105 | 5150.5611 | 2601.3078
7 | 4742.7144 | -4185.8345 | -8614.2085 | 5607.2332 | 2450.0955
7 | 4763.2414 | -4758.0288 | -8178.6 | 5571.6857 | 2601.7017
7 | -7671.6243 | -5669.1077 | 2433.8371 | 8199.1667 | 2707.7283
7 | -7663.9518 | -5956.9266 | 2724.9877 | 8175.0908 | 2720.7999
7 | -7645.8108 | -6396.9315 | 3538.0974 | 7748.4893 | 2756.1555
7 | -7633.4576 | -6535.9362 | 4012.1079 | 7537.0445 | 2620.2413
7 | -5022.531 | -6635.8494 | 1969.2456 | 6926.4181 | 2762.7168
7 | -3312.5864 | -5906.7951 | -716.4997 | 7240.1591 | 2695.7221
7 | 4812.3291 | -5832.3701 | -7106.4272 | 5476.0265 | 2650.4417
7 | -7391.1047 | -3712.8535 | 11155.0899 | 4926.5936 | -4977.7254
7 | -3028.9103 | -3900.0662 | 9064.1455 | 2588.3419 | -4723.5109
7 | -7382.2542 | -4561.2401 | 11269.2548 | 5600.3837 | -4926.1441
7 | -7424.0337 | -2862.6771 | 8996.8099 | 7039.9008 | -5750
7 | -7424.4784 | 2205.4618 | 11506.4212 | -537.4046 | -5750
7 | -7390.3487 | -1002.7935 | 12524.0494 | 874.469 | -5005.3762
7 | -7381.5577 | -5215.1564 | 13131.6762 | 2240.1118 | -2775.0739
7 | -6539.5841 | -5494.8121 | 13049.3208 | 1354.0287 | -2368.9534
7 | -7407.2222 | -5648.2024 | 12656.8133 | 2020.478 | -1621.8667
7 | -7434.4042 | -5763.5852 | 11782.4227 | 2359.119 | -943.5522
7 | 3961.5322 | -5404.304 | 4031.6924 | -1637.2153 | -951.7052
7 | 5107.5336 | -5181.756 | -3639.5144 | 1690.4983 | 2023.2386
7 | 3664.6616 | -5709.7616 | 6103.5291 | -2337.1362 | -1721.293
7 | 3425.9071 | -6126.6631 | 7828.251 | -2788.0093 | -2339.4858
7 | 3433.0865 | -6365.4761 | 7862.2162 | -2610.0138 | -2319.8128
7 | -1455.8259 | -6824.4979 | 10717.9878 | -372.6416 | -2065.0224
7 | -7656.2036 | -5539.3855 | 3386.2079 | 7062.2814 | 2747.0999
7 | 4988.4235 | -5141.1207 | -5199.5988 | 2620.3725 | 2731.9235
7 | 4812.5382 | -4422.4585 | -7959.8092 | 4958.6427 | 2611.0868
7 | -7652.8045 | -5776.2391 | 3458.5037 | 7219.6713 | 2750.8685
7 | -7412.4185 | -5892.9499 | 12588.8137 | 1998.2488 | -1281.6941
7 | -5916.1082 | -6094.2505 | 13140.3019 | 798.8103 | -1928.7536
7 | -6171.819 | -6478.6564 | 13347.0951 | 1188.639 | -1885.2587
7 | 457.104 | -6002.9967 | 9498.3067 | -1733.9654 | -2218.4487
7 | -7389.5273 | -6794.6197 | 13243.159 | 2376.5159 | -1435.5278
7 | -4910.0714 | -5425.0973 | 12084.0294 | 729.8847 | -2478.7454
7 | 3856.6602 | -5316.6054 | 4812.5207 | -1861.9562 | -1490.6192
7 | -7369.5157 | -6473.8331 | 13616.4526 | 2550.1627 | -2323.2665
7 | -3925.0192 | 4688.8694 | 10497.768 | -5511.6182 | -5750
7 | -332.1266 | 2384.1784 | 11005.1915 | -8425.49 | -4631.7534
7 | 2622.277 | -311.0151 | 10963.9648 | -10974.87 | -2300.3566
7 | 2610.884 | -403.9141 | 11136.6688 | -10976.3628 | -2367.2759
7 | -6953.9042 | 5980.7078 | 9895.8594 | -3172.663 | -5750
7 | 4262.4633 | 5814.5481 | 1712.4864 | -6039.4978 | -5750
7 | 3809.1273 | 4543.4626 | 4632.2091 | -7234.7991 | -5750
7 | 3643.913 | 4095.1153 | 5666.1103 | -7655.1386 | -5750
7 | 3654.8398 | 4153.3033 | 5591.2873 | -7649.4304 | -5750
7 | 2929.1915 | 1495.5805 | 9757.592 | -9802.1198 | -4380.2443
7 | 2724.6314 | 257.9603 | 10727.5867 | -10529.2282 | -3180.9502
7 | 2729.5112 | 64.4044 | 10611.0488 | -10566.814 | -2838.1504
7 | 2699.1231 | 108.2444 | 10825.7018 | -10627.4042 | -3005.6651
7 | 4292.6578 | 3568.9499 | 2122.6527 | -4234.2604 | -5750
7 | 5057.7787 | 732.4398 | -1556.076 | 1515.8575 | -5750
7 | 5021.0215 | -2906.5225 | -526.8745 | 4162.3755 | -5750
7 | 4824.3046 | -3403.9765 | 695.9524 | 3633.7195 | -5750
7 | 4776.7222 | -3578.2494 | 969.1464 | 3492.5628 | -5660.182
7 | 5048.6938 | -3962.7784 | -1170.419 | 3959.4183 | -3874.9146
7 | 5126.1596 | -6085.8542 | -3248.6027 | 2605.8196 | 1602.4777
7 | 3873.7515 | -5272.3206 | 5905.7144 | -250.6946 | -4256.4506
7 | 3532.6024 | -6321.4036 | 7472.4077 | -1966.9208 | -2716.6856
7 | 3529.2555 | -6587.9863 | 7300.8285 | -2172.9733 | -2069.1244
7 | 5112.0946 | -6280.6064 | -3294.5214 | 2423.2122 | 2039.821
7 | 5013.4601 | -2991.515 | -464.9971 | 4193.052 | -5750
7 | 5037.7606 | -3412.2516 | -860.3876 | 4072.4061 | -4837.5275
7 | 5174.0404 | 2913.0183 | -4240.7807 | -2064.2782 | -1781.9998
7 | 5174.7991 | 2910.5571 | -4244.7143 | -2059.1758 | -1781.466
7 | 5174.9422 | 2912.775 | -4247.9742 | -2063.3178 | -1776.4251
7 | 5151.9858 | 3788.4108 | -5453.104 | -4648.1124 | 1160.8198
7 | 5120.5178 | 3086.5796 | -5491.8384 | -4844.452 | 2129.1929
7 | 5119.6223 | 3107.4518 | -5502.7644 | -4882.6129 | 2158.3033
7 | 4905.3066 | 2322.5102 | -4272.2727 | -5518.3961 | 2562.852
7 | 4091.931 | 137.7238 | 730.2496 | -7735.761 | 2775.8566
7 | 3723.759 | -368.3415 | 3196.7929 | -8620.542 | 2068.3316
7 | 2815.5417 | -1065.2269 | 9512.2318 | -10667.3465 | -595.2001
7 | 2896.8879 | -2088.9694 | 9438.9004 | -9251.943 | -994.8759
7 | 4690.7013 | -3245.884 | -1886.3982 | -2335.6534 | 2777.2344
7 | 5090.8706 | -4963.7697 | -3751.1997 | 863.164 | 2760.9348
7 | 5104.0876 | 1001.9781 | -5098.8349 | -3576.79 | 2569.5592
7 | 5206.3414 | 3187.1066 | -4950.0149 | -2862.6814 | -580.7517
7 | 5188.2609 | 301.7071 | -4375.2976 | -996.0552 | -118.6152
7 | 5213.1321 | 5262.522 | -5432.911 | -4211.9598 | -830.7833
7 | 4995.2682 | 5037.3338 | -8013.4532 | -3277.1114 | 1257.9626
7 | 5219.4399 | 5122.4185 | -5356.683 | -3953.3505 | -1031.8249
7 | 5122.6833 | 4452.569 | -6496.8548 | -2427.9142 | -650.4833
7 | -7484.0284 | 5734.2107 | 9995.5452 | -2495.7276 | -5750
7 | -7492.536 | 4980.311 | 9150.6738 | -888.4488 | -5750
7 | 4479.153 | 5034.0475 | 677.0535 | -4440.254 | -5750
7 | 5082.9163 | 2834.7022 | -2235.7814 | 68.1629 | -5750
7 | -7514.979 | 2991.5485 | 6921.9308 | 3351.4997 | -5750
7 | 3391.0784 | 2079.5772 | -1882.038 | 2161.3824 | -5750
7 | 4973.147 | 1949.9899 | -3156.1161 | 1982.9793 | -5750
7 | -7599.1345 | 4463.6792 | 5595.1591 | 724.5792 | -3184.2829
7 | 5164.2981 | 4403.9368 | -4262.1473 | -2703.556 | -2602.5316
7 | 5173.6223 | 4373.8171 | -4310.4992 | -2640.8965 | -2596.0436
7 | 5016.7366 | 3169.7525 | -5837.7689 | 11.6014 | -2360.3216
7 | 5056.151 | 1601.6385 | -5385.0458 | 109.5953 | -1382.3391
7 | -7616.9153 | 3536.0777 | 4339.6116 | 2739.3095 | -2998.0835
7 | 1693.529 | 2864.8334 | -3709.7079 | 1598.5338 | -2447.1882
7 | 4930.1022 | 2636.9781 | -6500.3694 | 1190.0769 | -2256.7878
7 | 4960.8505 | 2274.5069 | -4745.5892 | 1606.7563 | -4096.5245
7 | 4944.1126 | 891.6763 | -6240.1905 | 1640.9793 | -1236.5777
7 | -3910.6323 | 4363.1053 | 10861.6176 | -5564.0906 | -5750
7 | -6742.0252 | 2238.7461 | 11803.7268 | -1550.4477 | -5750
7 | -7416.5109 | 2050.3257 | 11867.0622 | -750.877 | -5750
7 | -7411.5474 | 1763.6165 | 11996.7039 | -598.7731 | -5750
7 | -7373.2847 | -1833.1502 | 13137.5643 | 984.0747 | -4915.2041
7 | -7367.3692 | -4667.6301 | 13546.4336 | 1903.0096 | -3414.4439
7 | -7417.9116 | 2004.9744 | 11767.3475 | -604.4102 | -5750
7 | -7444.5054 | -442.8049 | 9080.8028 | 4556.5075 | -5750
7 | 2182.5744 | -1271.4936 | 1324.5902 | 3514.3291 | -5750
7 | 5020.6181 | -1510.8656 | -956.4836 | 3196.731 | -5750
7 | -7414.7604 | -2350.6472 | 9762.8564 | 5752.5512 | -5750
7 | -1936.2678 | -3331.5242 | 5537.7434 | 5480.0486 | -5750
7 | 1746.6486 | -3173.715 | 2394.5897 | 4782.4767 | -5750
7 | -7403.1566 | -3657.4795 | 10004.245 | 6549.7957 | -5493.4046
7 | -7639.0219 | -6615.9603 | 3802.141 | 7696.5175 | 2756.3236
7 | -7636.3448 | -6677.8417 | 3924.3901 | 7627.5224 | 2762.274
7 | -7610.3698 | -6916.4151 | 4913.9811 | 7170.2748 | 2442.529
7 | -3220.9072 | -6899.1731 | 1030.679 | 6320.0185 | 2769.3828
7 | -3770.0542 | -6439.6633 | 523.0418 | 6959.7756 | 2726.9001
7 | 4832.9821 | -6059.9963 | -6743.5674 | 5307.9185 | 2662.6631
7 | -7374.1264 | -4850.4283 | 11613.4166 | 5495.5569 | -4884.4189
7 | -7368.6537 | -6209.7114 | 12532.9854 | 4631.5853 | -3586.2056
7 | -7528.381 | -7292.3504 | 7832.7327 | 5948.1377 | 1039.8609
7 | -111.5251 | -6950.1583 | -1217.7132 | 5515.107 | 2764.2895
7 | 4894.5964 | -6435.6668 | -6035.7112 | 4878.1408 | 2698.6407
7 | 4995.0359 | -6789.3182 | -4685.1104 | 3721.2322 | 2758.1605
7 | 4935.7345 | -6547.0143 | -5615.7419 | 4509.6024 | 2717.4193
7 | -2851.6415 | -5521.6924 | 9204.54 | 3784.7807 | -4615.9868
7 | -7366.211 | -6594.0844 | 13038.7066 | 3944.2331 | -3022.6443
7 | -7416.3373 | -7405.6066 | 12074.1432 | 3572.3002 | -824.4995
7 | -1757.7947 | -7274.511 | 9974.3258 | 641.604 | -1583.6241
7 | -2440.7663 | -6860.063 | 10749.7915 | 1206.5985 | -2655.5607
7 | -7600.8807 | 1288.2763 | 5658.042 | 2092.2196 | -1437.6572
7 | -7613.2675 | 639.1998 | 4783.5581 | 3496.8414 | -1306.3318
7 | -245.2527 | 109.4885 | -1586.6695 | 2593.6743 | -871.2406
7 | 4946.2803 | -254.9094 | -6063.1201 | 1938.2187 | -566.4694
7 | 4963.6664 | -399.2906 | -5486.2636 | 2081.1486 | -1159.2608
7 | 5000.7553 | -915.1275 | -3396.4612 | 2596.7408 | -3285.9074
7 | 5001.6812 | -2956.2878 | -2043.7122 | 3941.1567 | -3942.8379
7 | 5000 | -3058.1395 | -2058.1395 | 4000 | -3883.7209
7 | 5000 | -5000 | -4000 | 4000 | 0
7 | 5000 | -3058.1395 | -1941.8605 | 4058.1395 | -4058.1395
7 | 3862.0534 | 2493.9865 | 4796.2175 | -5402.2574 | -5750
7 | 4085.4544 | 2043.7418 | 3636.7515 | -4015.9477 | -5750
7 | 5027.997 | -1450.5187 | -895.0273 | 3067.5489 | -5750
7 | 5018.5983 | -2380.9951 | -631.8622 | 3744.2591 | -5750
7 | 4998.7211 | -3038.8957 | -371.0945 | 4161.2691 | -5750
7 | 4797.1343 | -3548.6647 | 882.0047 | 3619.5257 | -5750
7 | 4493.8336 | -4659.5186 | 2623.4037 | 2719.7617 | -5177.4804
7 | 5065.7982 | -5468.195 | -1876.1689 | 3701.5732 | -1423.0075
7 | 5113.7586 | -6782.6275 | -3162.8079 | 2863.5372 | 1968.1396
7 | 5048.0508 | -6586.0381 | -4144.1523 | 3631.7316 | 2050.408
7 | 5001.2889 | -5955.8319 | -4003.8667 | 4294.5512 | 663.8585
7 | 3880.2825 | -5810.607 | 5977.7056 | 176.2911 | -4223.6721
7 | 3746.414 | -6222.2722 | 6592.4835 | -497.1643 | -3619.461
7 | 3735.4483 | -7095.7019 | 6030.3227 | -1172.2735 | -1497.7956
7 | 5110.4323 | -6828.6865 | -3173.6677 | 2820.3504 | 2071.5716
7 | 5015.4494 | -3099.7218 | -518.258 | 4180.8303 | -5578.2999
7 | 5023.7298 | -3349.8931 | -683.2384 | 4136.3247 | -5126.923
7 | 5008.7227 | -3354.9148 | -1063.3792 | 4276.4102 | -4866.8389
7 | 5000 | -3560.1044 | -1498.5721 | 4353.8441 | -4295.1676
7 | 4981.1528 | -3970.2545 | -2367.1453 | 4508.8734 | -3152.6264
7 | 4915.4518 | -5104.3255 | -4755.9895 | 4939.9188 | 4.9443
7 | 4982.8678 | -5565.3619 | -4017.1322 | 4462.5688 | 137.0574
7 | 5000 | -5921.7877 | -4000 | 4307.2626 | 614.5251
7 | 5000 | -3373.027 | -1405.0031 | 4373.027 | -4594.9969
7 | 5000 | -3397.8495 | -1602.1505 | 4397.8495 | -4397.8495
7 | 5171.8089 | 1235.2685 | -4206.545 | -1341.3201 | -859.2122
7 | 5172.2204 | 1233.9336 | -4208.6785 | -1338.5527 | -858.9227
7 | 5112.0587 | 770.0863 | -4794.2703 | -320.5201 | -767.3546
7 | 5064.616 | 221.5102 | -4707.6792 | 710.7765 | -1289.2235
7 | 5172.298 | 1235.1365 | -4210.4466 | -1340.7992 | -856.1887
7 | -2658.7093 | 3451.6571 | 11162.3242 | -6593.3854 | -5361.8866
7 | -7583.8676 | 2982.1499 | 8387.2742 | -3294.475 | -491.0814
7 | -7644.7344 | 1204.5617 | 7337.6611 | -3593.2611 | 2695.7727
7 | -6096.0748 | 445.7116 | 7690.7866 | -4804.2888 | 2763.8654
7 | -2061.4214 | -707.8674 | 9082.6273 | -7801.5205 | 1488.1819
7 | -452.2677 | -965.0621 | 9754.0058 | -8958.0328 | 621.3567
7 | -7535.6013 | -3395.1017 | 10014.1758 | -753.2713 | 1669.7986
7 | -7441.6257 | -5736.9317 | 12153.7477 | 1213.1852 | -188.3756
7 | -7618.0435 | -446.4096 | 8045.9377 | -2743.0192 | 2761.5345
7 | -7706.246 | 2660.3255 | 4510.311 | -1988.068 | 2523.6776
7 | -7704.3599 | 2582.8213 | 4614.8565 | -2056.5604 | 2563.2425
7 | -7706.7306 | -1900.1807 | 2265.9438 | 4754.7507 | 2586.2168
7 | -2854.9926 | -2784.4481 | -1472.8105 | 4522.9654 | 2589.2858
7 | 4840.3882 | -4164.378 | -7391.0221 | 4120.9743 | 2594.0376
7 | -7732.4477 | 1196.9414 | 1828.1935 | 2692.9669 | 2014.3459
7 | -7728.8959 | 1145.0934 | 1859.4491 | 2848.1766 | 1876.1767
7 | -7709.7794 | 1139.9375 | 1707.0089 | 2868.526 | 1994.3071
7 | 4967.8118 | 1117.1238 | -7275.9818 | -689.0638 | 1880.1099
7 | 5124.1556 | 1188.5739 | -5441.4399 | -1093.0782 | 221.7886
7 | 5154.6074 | 1211.0671 | -4851.5261 | -1214.83 | -299.3184
7 | 4894.9501 | 206.5213 | -8132.2724 | 1260.476 | 1770.325
7 | -7705.5161 | 1121.1579 | 1685.2742 | 2907.0918 | 1991.9922
7 | -1674.8297 | 619.985 | -3076.7083 | 2253.3433 | 1878.2097
7 | 4877.5338 | 86.6881 | -8239.4256 | 1519.2574 | 1755.9463
7 | -7726.9425 | 1096.7768 | 1877.1105 | 2942.4963 | 1810.5589
7 | -7721.8969 | -192.1354 | 1950.446 | 3712.7427 | 2250.8436
7 | 36.7402 | 1722.6385 | 11543.002 | -8779.4218 | -4522.9589
7 | 554.4936 | 1250.3111 | 11535.7771 | -9226.1956 | -4114.3862
7 | 1849.9349 | 998.8216 | 10885.9743 | -9753.8046 | -3980.9262
7 | 3459.8615 | 3394.0098 | 6740.8085 | -8161.4393 | -5433.2404
7 | 4977.2485 | 2540.8255 | -4655.2725 | -5238.5662 | 2375.7647
7 | 4878.8465 | 2180.423 | -4090.2977 | -5530.4832 | 2561.5114
7 | 4043.8021 | -62.5671 | 1045.4941 | -7806.9197 | 2780.1906
7 | 3590.4858 | -685.6664 | 4082.4565 | -8896.3174 | 1909.0416
7 | 2958.6109 | -1170.5112 | 8476.3028 | -10320.3427 | 55.9401
7 | 3031.4266 | -2086.8972 | 8410.6615 | -9053.3679 | -301.823
7 | 4781.0455 | -4228.6766 | -2176.2862 | -1157.9697 | 2781.887
7 | 5089.8964 | -5554.5414 | -3615.5406 | 1310.8786 | 2769.307
7 | 5103.7233 | 686.5321 | -5025.3706 | -3333.984 | 2569.0992
7 | 4875.3141 | -3782.4084 | -7214.3255 | 3529.3502 | 2592.0696
7 | 5115.1282 | 2232.2791 | -5321.9181 | -4292.6622 | 2267.1731
7 | 5190.7181 | 1396.0712 | -4622.2937 | -1809.7401 | -154.7555
7 | 5186.0845 | 656.6007 | -4475.0051 | -1331.3609 | -36.3191
7 | 5180.4511 | 616.5414 | -4541.3534 | -1240.6015 | -15.0376
7 | 5086.9565 | -739.1304 | -4260.8696 | 956.5217 | -1043.4783
7 | 5166.6667 | -500 | -4500 | 0 | -166.6667
7 | 5173.1506 | 1319.8267 | -4843.109 | -1554.5247 | -95.3435
7 | 2887.9717 | 1299.4355 | 10024.3092 | -9857.9924 | -4353.7241
7 | 2850.5347 | 1072.9355 | 10201.8304 | -9991.0623 | -4134.2382
7 | 2881.6021 | -159.3405 | 9459.8906 | -10230.3527 | -1951.7994
7 | -7503.071 | 5929.6799 | 9586.9542 | -2804.5818 | -5208.9813
7 | -7761.0471 | 5236.9699 | 1421.3461 | -57.719 | 1160.4501
7 | -7718.9879 | 5212.1633 | 1100.6152 | 24.6127 | 1381.5967
7 | -7542.0357 | 4425.3606 | 209.9776 | 1629.1147 | 1277.5828
7 | -7729.9184 | 4435.8937 | 1710.1261 | 1446.2046 | 137.694
7 | -7713.5203 | 4010.088 | 1859.2538 | 2246.3546 | -402.1762
7 | 4943.1871 | 4372.6799 | -8624.0334 | -1863.5287 | 1171.6951
7 | 5105.8868 | 4386.5543 | -6695.3029 | -2261.0461 | -536.0922
7 | 5116.6042 | 4388.0551 | -6485.8881 | -2301.4168 | -717.3543
7 | 5175.3818 | 4403.3149 | -4350.7234 | -2692.7522 | -2535.2211
7 | 5044.9978 | 3612.8859 | -6373.9396 | -778.9194 | -1505.0246
7 | 4867.5764 | 3420.8904 | -9510.6003 | 163.0782 | 1059.0553
7 | -7512.05 | 4292.0849 | 57.296 | 1901.1827 | 1261.4865
7 | -117.8353 | 3656.2783 | -5771.4947 | 1106.2115 | 1126.8402
7 | 4841.2357 | 3238.4294 | -9672.2256 | 555.0042 | 1037.5564
7 | 4912.969 | 2804.6207 | -7393.9797 | 1011.5156 | -1335.1255
7 | -7765.0986 | 5015.7338 | 1397.7035 | -118.5957 | 1470.257
7 | -7510.0394 | 5946.3801 | 9394.2658 | -2803.8509 | -5026.7556
7 | -7763.4298 | 5266.4688 | 1374.1893 | -106.8222 | 1229.5939
7 | -7725.9046 | 5244.354 | 1087.9925 | -33.394 | 1426.9521
7 | -7437.6476 | 3963.165 | -380.0843 | 2582.0674 | 1272.4996
7 | 26.9902 | 3317.0332 | -6269.4026 | 1788.6445 | 1136.7346
7 | 4804.7325 | 2911.7388 | -10030.7016 | 1263.4107 | 1050.8196
7 | 4862.8 | 2538.1182 | -8153.6294 | 1671.5408 | -918.8296
7 | 4940.1382 | 1715.3942 | -3958.127 | 2580.6294 | -5278.0348
7 | -7698.4842 | 3578.1675 | 1963.3321 | 3066.1062 | -909.1215
7 | -7767.3895 | 5078.4992 | 1345.1959 | -168.6745 | 1512.3689
7 | -7717.1023 | 3012.0289 | 4132.6628 | -1994.8661 | 2567.2767
7 | -7719.3539 | -1245.6938 | 1901.7875 | 4474.1636 | 2589.0965
7 | -7521.4512 | -2755.6003 | 976.526 | 6703.7509 | 2596.7745
7 | -2401.5924 | -3688.7347 | -2968.8424 | 6459.1565 | 2600.0131
7 | -7708.8053 | -2026.9916 | 2090.046 | 5057.9192 | 2587.8316
7 | -7657.6061 | 1636.7585 | 6849.562 | -3528.234 | 2699.5195
7 | -6510.3282 | 1074.5872 | 7111.1645 | -4425.3875 | 2749.964
7 | -3579.3697 | 236.5742 | 8122.2618 | -6602.7149 | 1823.2486
7 | 2631.1033 | -756.0599 | 10713.4238 | -11066.2341 | -1522.2331
7 | 2620.5843 | -917.0663 | 10855.8898 | -10916.4594 | -1642.9485
7 | -7428.8808 | -5442.3216 | 12197.7702 | 1666.0574 | -992.6252
7 | 2606.6545 | -1021.9568 | 11069.0115 | -10724.5255 | -1929.1837
7 | 3059.8683 | -2956.4306 | 9154.8696 | -6793.066 | -2465.2414
7 | 3531.4737 | -2014.3297 | 7014.5968 | -4168.3999 | -4363.3408
7 | 2600.7066 | -1233.3442 | 11122.3932 | -10654.8548 | -1834.9009
7 | 2596.4463 | -1320.2488 | 11175.1954 | -10632.851 | -1818.5419
7 | 2712.0206 | -2107.2177 | 10746.2635 | -9474.3163 | -1876.7502
7 | 3239.9221 | -4917.4254 | 8536.7443 | -4620.4359 | -2238.805
7 | 2623.9814 | -934.5999 | 10794.1799 | -11088.7252 | -1394.8363
7 | 3963.3687 | 266.2024 | 1449.2965 | -8063.7734 | 2384.9058
7 | 4485.7602 | -1288.3926 | -1296.9024 | -4668.3563 | 2767.8912
7 | 5086.3368 | -3866.606 | -4095.6078 | 132.4483 | 2743.4287
7 | -7578.0006 | -1726.3241 | 8802.7141 | -1454.3005 | 1955.911
7 | -7654.7313 | -5340.0461 | 3568.6767 | 6677.1808 | 2748.9199
7 | -7637.833 | 413.686 | 7374.2676 | -2898.3577 | 2748.2372
8 | 5023.3511 | 2511.3508 | -1892.4485 | 107.7466 | -5750
8 | 4149.035 | 5695.0491 | 2324.3077 | -6418.3918 | -5750
8 | -6787.9482 | 5855.2623 | 10301.8037 | -3619.1177 | -5750
8 | -7043.0596 | 2154.2718 | 6306.3096 | 4332.4782 | -5750
8 | -7062.2168 | 461.1014 | 6949.7734 | 5401.3419 | -5750
8 | -7062.2168 | 2659.2337 | 3652.575 | 3752.7427 | -3002.3346
8 | -6692.5042 | 4184.3884 | 13833.6339 | -5575.5181 | -5750
8 | -6646.1363 | 2197.5605 | 15025.3381 | -6788.0142 | -3788.748
8 | -5112.7728 | 720.5656 | 14969.2046 | -8118.8844 | -2458.1131
8 | -5586.9198 | -431.5945 | 14085.7779 | -8000.3907 | -66.8729
8 | -6652.4507 | -259.4218 | 13646.5389 | -7231.1524 | 496.4859
8 | -6662.4669 | -1164.2034 | 14452.019 | -6437.7816 | -187.5672
8 | -6657.4764 | -442.3316 | 13731.446 | -7255.0613 | 623.4233
8 | -6663.5806 | -438.2643 | 15368.1214 | -5936.2963 | -2329.9802
8 | -6721.4635 | -2323.7681 | 14901.3135 | -3912.2652 | -1943.8167
8 | -6655.4583 | 2033.9429 | 15299.986 | -6799.7812 | -3878.6895
8 | -6988.47 | 5015.1109 | 941.2661 | -479.0382 | 1511.1311
8 | -7091.2452 | 3472.2536 | -512.4595 | 2802.3337 | 1329.1175
8 | -6930.6027 | 3545.5076 | 2878.9705 | -1767.0105 | 2273.1351
8 | -6794.1127 | 989.9287 | 7855.5767 | -4601.8177 | 2550.425
8 | -7148.955 | -1055.8422 | 423.8893 | 5521.1899 | 2259.718
8 | 3215.1128 | 3333.364 | 8129.7327 | -8928.2095 | -5750
8 | 3782.9015 | -702.6222 | 5835.8256 | -3166.1048 | -5750
8 | 3518.3136 | -1437.0416 | 7012.2525 | -4591.4059 | -4502.1188
8 | 2822.5429 | 797.5632 | 9934.6319 | -10346.2769 | -3208.4611
8 | 2686.8695 | -378.4253 | 10435.0428 | -10906.8614 | -1836.6255
8 | 293.7019 | -536.8698 | 12083.5622 | -10333.6283 | -1506.766
8 | -2075.3944 | 110.711 | 13434.9825 | -9357.342 | -2112.9571
8 | 2785.2609 | 539.1438 | 10196.3389 | -10451.7373 | -3069.0063
8 | -370.5387 | 147.4006 | 12404.4902 | -9791.8831 | -2389.469
8 | 4839.3177 | 1168.0762 | -3277.4276 | 3020.0337 | -5750
8 | 3641.6059 | 1265.644 | -2313.4872 | 3156.2373 | -5750
8 | 3218.4066 | -581.044 | -1274.7253 | 4387.3626 | -5750
8 | 2008.9535 | 1953.8372 | -3925.5814 | 2697.4419 | -2734.6512
8 | 4775.0238 | -1179.7429 | -2352.3833 | 4507.1024 | -5750
8 | 4762.9792 | -1630.4816 | -2170.9088 | 4788.4113 | -5750
8 | -3959.4236 | -2279.6541 | 5390.0102 | 6599.0676 | -5750
8 | -7083.7219 | -2591.2986 | 8439.9106 | 6985.11 | -5750
8 | -7017.4312 | -3061.1099 | 10432.4824 | 5396.0587 | -5750
8 | -6914.0171 | -4824.5538 | 12466.5288 | 2379.9294 | -3107.8873
8 | -6959.1115 | -6308.4251 | 12757.3508 | 3411.6839 | -2901.4981
8 | -7039.9741 | -3631.8067 | 10488.416 | 5933.3648 | -5750
8 | -7111.4979 | -2934.2429 | 7042.2506 | 7369.5438 | -4366.0536
8 | -7193.3527 | -4995.3918 | 1828.1922 | 7954.8518 | 2405.7005
8 | -7123.4556 | -5531.2246 | 3886.9806 | 6258.2598 | 2509.4399
8 | -7191.1382 | -5985.9772 | 2834.827 | 7887.8409 | 2454.4475
8 | -7164.5639 | -6662.6426 | 4074.8665 | 7236.3684 | 2515.9715
8 | -7093.7119 | -2416.4098 | 8070.2372 | 7189.8846 | -5750
8 | -7080.8691 | -3217.1819 | 9446.4755 | 6601.5755 | -5750
8 | 4764.5167 | -1915.6269 | -1866.3341 | 4767.4443 | -5750
8 | 4766.2168 | -2184.6998 | -1575.9271 | 4744.4101 | -5750
8 | 4008.0063 | -2189.8097 | -976.9118 | 4908.7153 | -5750
8 | 2532.6586 | -2409.7052 | 553.936 | 5073.1106 | -5750
8 | 4776.2945 | -2434.0225 | -1944.8834 | 4787.2768 | -5184.6655
8 | 4878.4888 | -4930.8373 | -5523.6169 | 5176.1331 | 399.8323
8 | 4832.9844 | -5820.4998 | -6732.032 | 5331.9177 | 2387.6298
8 | 4848.7142 | -3109.3223 | -6064.7888 | 5181.3446 | -855.9477
8 | 5091.3157 | -4526.812 | -4481.4806 | 2666.022 | 1250.955
8 | 4755.6001 | -4074.6324 | -8448.7506 | 5465.7093 | 2302.0736
8 | 4901.5902 | -4474.9047 | -6963.179 | 4156.3456 | 2380.1479
8 | 5074.9007 | -5196.5371 | -4234.7188 | 1836.0067 | 2520.3485
8 | -4029.9056 | -5484.0472 | 1974.8864 | 5019.5914 | 2519.4749
8 | -7103.7324 | -5593.84 | 4560.273 | 5825.6998 | 2311.5996
8 | 4919.4324 | 1651.2251 | -5922.6771 | 2442.5162 | -3090.4965
8 | 4917.9688 | 1685.9876 | -6104.0824 | 2402.4692 | -2902.3432
8 | 4863.1723 | 2038.5193 | -7894.4294 | 2004.6692 | -1011.9314
8 | 4917.38 | 1409.4317 | -5995.1087 | 2577.1173 | -2908.8202
8 | 4908.8927 | 881.7073 | -6006.0913 | 2887.1589 | -2671.6676
8 | 4893.0273 | -2124.1673 | -110.0196 | 3091.1596 | -5750
8 | 4701.8758 | -2362.3704 | 1022.8492 | 2387.6454 | -5750
8 | -3989.4304 | -3068.7381 | 8813.7855 | 3994.383 | -5750
8 | -5028.5274 | -4550.8881 | 11128.6753 | 1975.8306 | -3525.0903
8 | 4148.2429 | -3640.5753 | 4505.9692 | 736.3632 | -5750
8 | 4090.5659 | -3838.0538 | 4765.2022 | 443.9635 | -5461.6779
8 | 4850.1857 | -3262.7469 | 516.4755 | 3646.0858 | -5750
8 | 5144.4236 | -4732.0238 | -3656.2894 | 1977.6386 | 1266.251
8 | 5110.8502 | -5208.3145 | -3763.1525 | 1550.8553 | 2309.7615
8 | 3830.9896 | -5448.2705 | 4775.8273 | -2213.8859 | -944.6604
8 | 3829.3749 | -5446.8681 | 4787.8 | -2217.4453 | -952.8615
8 | 3198.2945 | -3570.2422 | 8220.1992 | -6136.9169 | -1711.3346
8 | -4146.7884 | -5541.1189 | 11389.3361 | 133.3024 | -1834.7312
8 | -6874.336 | -5647.1073 | 13094.8999 | 1146.5559 | -1720.0125
8 | 2924.5714 | -2408.0987 | 9382.0869 | -8499.5596 | -1399
8 | -5205.8542 | -3533.1016 | 13782.6532 | -3779.1289 | -1264.5684
8 | -6767.1465 | -3965.1387 | 14346.8682 | -2407.8538 | -1206.7293
8 | -6771.4143 | -4054.9768 | 14372.1428 | -2228.7714 | -1316.9804
8 | -6783.0107 | -4332.3018 | 14260.2405 | -1858.0231 | -1286.9049
8 | 3303.4123 | -4481.8338 | 7800.8472 | -5039.9835 | -1582.4422
8 | -6897.7435 | -5786.5407 | 12072.9984 | 1548.4962 | -937.2104
8 | -6871.4888 | -5976.0214 | 13252.1253 | 1016.7823 | -1421.3975
8 | -6884.1163 | -6356.8888 | 13319.1646 | 1310.9985 | -1389.158
8 | 3826.3566 | -5453.0418 | 4808.07 | -2224.9603 | -956.4245
8 | 3541.6504 | -5949.2848 | 6858.8125 | -2772.675 | -1678.5031
8 | 3542.7843 | -5985.8612 | 6863.8108 | -2745.2695 | -1675.4645
8 | -4501.9938 | -6581.9534 | 11892.6116 | 619.9282 | -1428.5926
8 | -343.501 | -5835.8369 | 9224.9493 | -1452.6872 | -1592.9241
8 | 5019.5953 | 2572.6666 | -1820.5631 | -21.6988 | -5750
8 | 4368.67 | 4944.24 | 1320.2884 | -4883.1984 | -5750
8 | 4171.0296 | 5656.1264 | 2264.6958 | -6341.8518 | -5750
8 | -6797.5022 | 5818.6147 | 10267.2499 | -3538.3623 | -5750
8 | -6705.0408 | 3740.5754 | 14407.3624 | -5692.897 | -5750
8 | -6997.141 | 4982.3267 | 967.8567 | -415.4446 | 1462.4022
8 | -6944.4802 | 3202.5183 | 3285.4806 | -1813.8266 | 2270.3079
8 | -6869.7961 | 4798.8202 | 9167.7309 | -1346.7551 | -5750
8 | -7029.1282 | 2484.2589 | 6668.839 | 3626.0303 | -5750
8 | 4870.4036 | 1482.686 | -2944.4837 | 2341.3941 | -5750
8 | 3496.5211 | 1596.2442 | -1836.9076 | 2494.1423 | -5750
8 | 4950.367 | 1973.7017 | -5490.8721 | 1733.5794 | -3166.7761
8 | 4946.3235 | 2085.0594 | -6041.3462 | 1600.4049 | -2590.4416
8 | 4958.6695 | 1146.0228 | -5556.5952 | 1906.5381 | -2454.6352
8 | 4926.6489 | -441.0939 | -518.5773 | 1783.0224 | -5750
8 | 4091.3393 | 2682.0524 | 3491.6532 | -4515.0449 | -5750
8 | 3520.5806 | 3832.3659 | 6453.9303 | -8056.8768 | -5750
8 | 3160.9472 | 2922.9318 | 8689.4745 | -9023.3535 | -5750
8 | 3036.5762 | 2119.5586 | 9261.289 | -9472.6149 | -4944.8089
8 | 4845.3697 | -3332.1327 | 593.0721 | 3643.691 | -5750
8 | 4670.9698 | -3773.1519 | 1677.1725 | 3175.0096 | -5750
8 | 4187.6869 | -4375.3941 | 4541.3726 | 1396.3346 | -5750
8 | 4109.1631 | -4635.884 | 4892.258 | 993.825 | -5359.3621
8 | 3923.2618 | -5407.191 | 5614.1219 | -67.004 | -4063.1888
8 | 3691.5655 | -3294.6872 | 6646.253 | -2460.215 | -4582.9163
8 | 4892.1187 | -4116.502 | -69.1817 | 3556.9506 | -4263.3855
8 | 5122.148 | -6502.7087 | -3314.0431 | 2538.0712 | 2156.5327
8 | 5116.5639 | -6581.9287 | -3331.8174 | 2467.0856 | 2330.0967
8 | 3892.2655 | -6811.4676 | 4836.4616 | -1134.2178 | -783.0417
8 | 4893.4763 | -1462.0443 | -100.7753 | 2419.3434 | -5750
8 | 3990.628 | 1913.6229 | 4233.701 | -4387.952 | -5750
8 | 3315.1725 | 3274.9435 | 7739.3617 | -8579.4777 | -5750
8 | 3143.7265 | 2841.394 | 8805.1003 | -9040.2208 | -5750
8 | 3100.8737 | 2564.5869 | 9002.1224 | -9195.0165 | -5472.5665
8 | -2299.9478 | 2113.5455 | 12673.6316 | -7919.6493 | -4567.58
8 | -2644.016 | 3338.5378 | 12137.1539 | -7081.6757 | -5750
8 | -6698.5368 | 3344.5491 | 14681.6825 | -5916.2234 | -5411.4714
8 | -6915.1384 | 2494.1382 | 4595.9967 | -2511.6049 | 2336.6083
8 | -6802.4279 | 383.796 | 8705.5712 | -4852.5277 | 2565.5884
8 | -6724.3257 | -378.0051 | 11865.7309 | -6318.4321 | 1555.032
8 | -6690.3808 | 2995.0708 | 14891.3005 | -6129.4986 | -5066.4919
8 | -6958.1041 | -5725.8605 | 12732.1962 | 3232.1565 | -3280.3882
8 | -6862.4403 | 1817.7612 | 11773.005 | -978.326 | -5750
8 | -7048.3302 | -928.7004 | 8894.7696 | 4832.261 | -5750
8 | -6741.4374 | 2909.3272 | 14110.7013 | -4528.5911 | -5750
8 | 4839.4084 | -3385.1978 | 638.7071 | 3657.0823 | -5750
8 | 4492.7576 | -4261.8019 | 2793.5497 | 2725.4947 | -5750
8 | 4195.1828 | -4632.6242 | 4557.1412 | 1630.3002 | -5750
8 | 4109.1135 | -4918.1447 | 4941.7436 | 1189.1131 | -5321.8254
8 | 4060.7489 | -5118.8102 | 5129.5458 | 913.1247 | -4984.6092
8 | 4020.1096 | -5863.8122 | 4881.5962 | 278.9384 | -3316.832
8 | 3952.4169 | -5360.4086 | 5513.8758 | 150.8032 | -4256.6872
8 | -5591.9395 | -6454.8701 | 12191.8917 | 2147.1909 | -2292.273
8 | 3940.6407 | -4377.0611 | 5649.3639 | -204.3623 | -5008.5812
8 | 3960.9378 | -4562.121 | 5558.947 | 5.2881 | -4963.0519
8 | 3028.639 | -4586.2891 | 6216.5557 | 185.3809 | -4844.2865
8 | -6043.9161 | -5091.5545 | 12484.2746 | 1997.0118 | -3345.8159
8 | -5862.6845 | -5698.3829 | 12431.7345 | 2061.8523 | -2932.5194
8 | 619.2542 | -5424.6735 | 7417.9813 | 1937.061 | -4549.6228
8 | -6889.0497 | -6314.7123 | 12710.5214 | 3408.0534 | -2914.8128
8 | 859.4366 | -4624.2208 | 6340.3516 | 3174.4326 | -5750
8 | -7003.7186 | -5877.4594 | 12052.3369 | 4671.1921 | -3842.3509
8 | -6984.3148 | -6208.3365 | 12433.9874 | 4105.2721 | -3346.6081
8 | -6977.4795 | -6596.522 | 12285.2436 | 3764.3234 | -2475.5654
8 | -6961.8123 | -6312.6167 | 12730.4976 | 3484.1327 | -2940.2012
8 | 4932.3304 | -4944.2714 | -677.6402 | 3484.6703 | -2795.0891
8 | 5116.1134 | -6850.7422 | -3270.1372 | 2670.632 | 2334.134
8 | 5115.7422 | -6856.008 | -3271.3186 | 2665.9135 | 2345.671
8 | 3993.5651 | -7066.4006 | 4215.6268 | -634.9975 | -507.7939
8 | -4591.7292 | -7344.5809 | 10342.7425 | 2217.5763 | -624.0087
8 | -5012.6263 | -7357.9174 | 10631.5472 | 2363.7871 | -624.7907
8 | -4945.443 | -7320.9954 | 10608.2142 | 2278.7383 | -620.5142
8 | -4959.6243 | -7326.4168 | 10669.2104 | 2277.7287 | -660.898
8 | 4943.1299 | -5964.0115 | -4963.7482 | 4626.6734 | 1357.9564
8 | 4888.6493 | -6231.687 | -6008.9289 | 4927.1207 | 2424.8458
8 | -2952.4195 | -7040.2202 | 1534.8615 | 5925.539 | 2532.2392
8 | -5690.0361 | -7211.1966 | 4634.9093 | 6149.4515 | 2116.8719
8 | -7116.9635 | -7275.6702 | 6353.9666 | 6238.5591 | 1800.1079
8 | -6979.4852 | -7404.2799 | 11368.0068 | 3383.9265 | -368.1682
8 | -7127.4458 | -7217.764 | 5910.0563 | 6425.4154 | 2009.7381
8 | -7129.1648 | -7157.8244 | 5765.97 | 6483.2332 | 2037.786
8 | 5023.1003 | -6600.3215 | -4640.778 | 3721.2501 | 2496.749
8 | 5081.8397 | -6844.9013 | -3716.0326 | 2934.8276 | 2544.2666
8 | 623.4713 | -6985.6869 | -675.363 | 4493.7397 | 2543.8389
8 | 5053.4549 | -6608.6263 | -4243.7261 | 3482.8103 | 2316.0872
8 | 4820.6711 | -2002.638 | -641.7978 | 3573.7648 | -5750
8 | 2277.8837 | -1776.053 | 1397.4673 | 3850.702 | -5750
8 | 4794.7652 | -2948.6424 | -269.0707 | 4172.9479 | -5750
8 | 1982.447 | -3065.2311 | 2122.63 | 4710.1541 | -5750
8 | -7076.8958 | -3453.4146 | 9854.2491 | 6426.0613 | -5750
8 | -7048.8192 | -3944.9334 | 10893.2031 | 5850.5495 | -5750
8 | -7086.267 | -3714.2919 | 9317.9523 | 6523.3888 | -5040.7822
8 | -7183.0175 | -6531.1545 | 3726.0012 | 7500.6832 | 2487.4876
8 | -7166.9 | -6832.9319 | 4313.6674 | 7165.9329 | 2520.2316
8 | 827.4762 | -3734.2995 | 1813.6466 | 5156.1997 | -4063.023
8 | 4844.6876 | -4165.3826 | -2844.971 | 4605.7087 | -2440.0427
8 | 4894.7795 | -5360.7632 | -5303.9734 | 5004.6134 | 765.3437
8 | 4846.4583 | -5972.3943 | -6492.4039 | 5221.5576 | 2396.7823
8 | 4963.3374 | -937.9947 | -5227.5655 | 2438.6647 | -1236.4419
8 | 4933.4031 | -2799.2499 | -5266.3003 | 3532.1645 | -400.0174
8 | 5138.0683 | 3362.9368 | -3471.7993 | -1366.0597 | -3663.1462
8 | 5178.9011 | 4047.6959 | -4405.2604 | -2581.7379 | -2239.5987
8 | 5094.6816 | 4305.3162 | -3955.3936 | -3120.9379 | -2323.6662
8 | -6943.581 | 4373.5601 | 6098.255 | -20.6704 | -3507.5637
8 | -7046.5874 | 2991.7743 | 4143.9619 | 3021.1334 | -3110.2823
8 | -7070.2812 | 3576.0166 | 952.3918 | 2369.3135 | 172.5594
8 | -7074.3933 | 3683.5674 | 379.7846 | 2246.9677 | 764.0736
8 | -7070.4847 | 3573.1296 | 942.7553 | 2376.5042 | 178.0956
8 | -7070.9893 | 3497.1898 | 974.9408 | 2391.2951 | 207.5636
8 | -7043.4001 | 4305.6271 | 340.7212 | 1022.653 | 1374.3988
8 | -7078.1964 | 3783.478 | -151.1385 | 2133.1541 | 1312.7027
8 | 5193.9078 | 4296.4286 | -4748.1408 | -3022.8151 | -1719.3806
8 | 5222.447 | 4756.8983 | -5399.4309 | -3837.1642 | -742.7501
8 | 5210.7258 | 5014.5988 | -5540.4084 | -4315.7838 | -369.1324
8 | 5028.2462 | 4813.6963 | -7698.6946 | -3523.885 | 1380.6371
8 | 5133.7178 | 3140.5967 | -5561.399 | -4852.2831 | 2139.3675
8 | 5153.6646 | 4279.1249 | -6209.4738 | -2751.9983 | -471.3173
8 | 4984.4262 | 4254.9357 | -8212.5539 | -2334.8074 | 1307.9993
8 | 4901.7644 | 3215.7024 | -9182.0241 | -120.7156 | 1185.2729
8 | 5142.7235 | 4201.158 | -6338.3087 | -2575.5316 | -430.0412
8 | 5173.3238 | 2312.3953 | -5338.2629 | -2054.0184 | -93.4379
8 | 5010.6845 | 2780.7635 | -6136.1209 | 227.1438 | -1882.4709
8 | 4922.3256 | 2251.8098 | -6843.7809 | 1404.7654 | -1735.1198
8 | 1518.6263 | 2458.0465 | -3725.2939 | 1873.5715 | -2124.9504
8 | 1143.3022 | 2612.6752 | -4104.1215 | 1776.3502 | -1428.206
8 | 1081.7601 | 2485.3166 | -4517.5439 | 2112.5572 | -1162.09
8 | -820.0597 | 19.5088 | -2104.2001 | 2702.7771 | 201.9738
8 | 4877.7741 | 2523.5669 | -8277.3184 | 1107.103 | -231.1256
8 | 4837.9672 | 2774.1306 | -9573.6822 | 828.3142 | 1133.2702
8 | -6901.3693 | 3768.3409 | -291.1196 | 2114.1268 | 1310.0212
8 | 4811.2438 | 2535.9044 | -9836.5574 | 1345.0745 | 1144.3348
8 | 4839.4443 | 2346.5516 | -8900.4696 | 1563.0928 | 151.3809
8 | 4846.3398 | 488.3412 | -8765.5928 | 1790.756 | 1640.1558
8 | 4866.5286 | 233.0481 | -8433.1722 | 1607.6889 | 1725.9065
8 | 5180.5746 | 1742.5051 | -4297.6891 | -1661.2472 | -964.1434
8 | 5109.6189 | 1960.9342 | -3918.7426 | -2116.0743 | -1035.7363
8 | 5154.0537 | 1252.0095 | -3688.546 | -852.6396 | -1864.8775
8 | 5166.2259 | -70.0164 | -3871.4268 | -426.0169 | -798.7659
8 | 5140.6225 | -4979.1969 | -3558.6196 | 1766.9731 | 1630.2209
8 | 5193.2122 | 1938.3787 | -4585.5905 | -2027.0432 | -518.9572
8 | 5204.0092 | 2032.7111 | -4826.9961 | -2301.9146 | -107.8097
8 | 5132.1797 | 2827.3196 | -5491.8158 | -4661.3171 | 2193.6336
8 | 5083.1108 | 2937.1746 | -5254.6466 | -4998.0912 | 2232.4524
8 | 5060.554 | 2853.6097 | -5125.3509 | -5064.9511 | 2276.1382
8 | 3990.202 | -45.9469 | 1448.7289 | -7986.7909 | 2593.8069
8 | 3415.6895 | -835.5685 | 5293.0804 | -9374.6871 | 1501.4857
8 | 3090.8229 | -1088.3789 | 7546.6815 | -10113.9187 | 564.7932
8 | 4871.5374 | -5138.878 | -2365.533 | 67.4886 | 2565.385
8 | 5110.1852 | -6178.5278 | -3470.9046 | 1992.1371 | 2547.1101
8 | 5129.1251 | 2424.8747 | -5415.1704 | -4413.7688 | 2274.9394
8 | 5058.3543 | 2841.9496 | -5110.2627 | -5066.0821 | 2276.0409
8 | 5129.04 | 2342.4219 | -5395.9008 | -4350.0585 | 2274.4974
8 | 5195.3343 | 648.3031 | -4551.248 | -1406.3116 | 113.9223
8 | 5179.2542 | 903.7126 | -4278.9647 | -1300.0379 | -503.9643
8 | 5108.3083 | 1122.1119 | -3900.0699 | -1754.8028 | -575.5475
8 | -6993.7032 | 1200.3632 | 6206.6159 | 1357.7317 | -1771.0076
8 | -7075.6451 | 95.7956 | 4654.2379 | 3777.2774 | -1451.6657
8 | -7086.267 | 308.6175 | 3283.5882 | 3506.2068 | -12.1455
8 | -7073.4511 | 1032.8014 | 1715.0312 | 2222.1071 | 2103.5114
8 | -7024.9611 | 1493.2066 | 2528.9522 | 737.9607 | 2264.8418
8 | -7113.6468 | -375.6707 | 1531.8001 | 3698.1251 | 2259.3923
8 | -7100.9232 | 622.6674 | 1325.3574 | 3098.6816 | 2054.2168
8 | 5157.7103 | 505.2654 | -3784.1358 | -643.1768 | -1235.6631
8 | 5162.0703 | 31.734 | -3849.6411 | -490.3665 | -853.7968
8 | 5133.7687 | -5394.775 | -3503.8703 | 1933.7204 | 1831.1563
8 | 5066.0377 | -6207.5472 | -4198.1132 | 3169.8113 | 2169.8113
8 | 5115.942 | -318.8406 | -4347.8261 | 275.3623 | -724.6377
8 | 5086.6736 | -21.9747 | -4548.5242 | 530.4161 | -1046.5909
8 | 5191.8902 | 1099.5595 | -4566.8267 | -1665.7839 | -58.839
8 | 5196.1976 | 1137.1934 | -4663.1355 | -1775.4439 | 105.1884
8 | 5128.1303 | 1890.1831 | -5293.1343 | -4011.2693 | 2286.0902
8 | 4894.9677 | 2369.8609 | -4098.5874 | -5486.8945 | 2320.6533
8 | 3966.3054 | -145.8618 | 1605.2371 | -8021.9506 | 2596.2699
8 | 3348.549 | -994.9187 | 5738.9552 | -9514.3146 | 1421.7291
8 | 3163.5006 | -1138.923 | 7022.637 | -9935.3909 | 888.1764
8 | 745.6182 | -1101.8352 | 8791.1534 | -9317.6633 | 882.7269
8 | -716.1798 | -1013.4901 | 9344.835 | -8733.9397 | 1118.7746
8 | -6823.6061 | -3233.3879 | 11524.5876 | -2617.0666 | 1149.4731
8 | 4913.9795 | -5622.1409 | -2496.1267 | 638.5794 | 2565.7087
8 | 5109.7152 | -6474.8477 | -3402.7376 | 2217.1502 | 2550.72
8 | 5194.7484 | 905.9081 | -4617.0678 | -1625.8206 | 142.2319
8 | 5193.0334 | 701.016 | -4579.1001 | -1503.6284 | 188.6792
8 | 5193.3439 | 803.4865 | -4580.0317 | -1543.5816 | 126.7829
8 | 5194.6223 | 764.4046 | -4583.8668 | -1516.0051 | 140.8451
8 | 5192.5135 | 1121.2038 | -4709.4438 | -1721.9214 | 117.648
8 | 5187.8968 | 1094.1262 | -4711.5394 | -1637.3485 | 66.8649
8 | 5180.3153 | 1088.5261 | -4858.4087 | -1607.0363 | 196.6035
8 | 5007.4027 | 1009.504 | -6887.3692 | -1160.2058 | 2030.6683
8 | 5098.3968 | 1699.7584 | -5680.0756 | -3390.5217 | 2272.4421
8 | 4991.6458 | -288.4315 | -6732.3693 | -237.4824 | 2266.6375
8 | 4925.1185 | -2040.7954 | -7255.5784 | 2091.2378 | 2280.0176
8 | 4855.4332 | -2983.0964 | -7537.3829 | 3378.8902 | 2286.1558
8 | 4259.5258 | -2200.864 | -7312.2882 | 2992.936 | 2260.6905
8 | 4926.7574 | 2.1333 | -7835.1341 | 996.5761 | 1909.6673
8 | 4922.4168 | -762.4316 | -7666.6901 | 1436.0707 | 2070.6343
8 | 5143.0699 | 629.5341 | -4651.218 | -695.1548 | -426.2313
8 | 5031.7931 | -40.3789 | -5541.8824 | 788.9856 | -238.5175
8 | -589.9854 | -315.1451 | -1303.3017 | 2910.0973 | -701.665
8 | 4959.8594 | -908.8913 | -5344.2778 | 2409.122 | -1115.8123
8 | -380.463 | -338.0059 | -1455.7863 | 2892.0039 | -717.7487
8 | 4918.1838 | -596.6114 | -6726.1268 | 2078.3896 | 326.1649
8 | -407.3864 | -324.7628 | -1483.7333 | 2883.1752 | -667.2927
8 | -877.3715 | -161.1254 | -1923.0061 | 2774.0836 | 187.4194
8 | 4873.4012 | -364.9509 | -8163.4765 | 1789.3124 | 1865.7137
8 | 3901.8208 | -286.2576 | -7395.0027 | 1898.6046 | 1880.8349
8 | -320.832 | -158.0413 | -2674.2548 | 2649.3613 | 503.7668
8 | 222.5492 | 15.4448 | -4481.184 | 2304.6468 | 1938.5432
8 | 3255.206 | -538.8661 | -6826.1742 | 2157.0755 | 1952.7588
8 | 4867.6774 | -1014.2968 | -8036.6772 | 2185.6909 | 1997.6057
8 | 4824.4369 | -1098.905 | -7985.8966 | 2244.2143 | 2016.1504
8 | 4866.944 | -1117.708 | -8011.1886 | 2249.3775 | 2012.5751
8 | 4865.8193 | -1037.34 | -8053.0185 | 2224.7532 | 1999.7861
8 | 4929.3157 | -544.0965 | -6378.4495 | 2123.3784 | -130.1481
8 | -397.9294 | -323.3708 | -1480.3769 | 2883.3943 | -681.7172
8 | 5141.2527 | 3292.7223 | -3536.8702 | -1219.996 | -3677.1089
8 | 5222.622 | 4647.5025 | -5396.4112 | -3623.495 | -850.2182
8 | 5205.066 | 5044.4609 | -5607.6629 | -4361.8451 | -280.0189
8 | 5026.5677 | 4848.3025 | -7718.863 | -3587.9297 | 1431.9224
8 | 4877.4038 | 2973.409 | -9468.2827 | 406.612 | 1210.858
8 | 4801.5234 | 2448.0736 | -9934.3612 | 1535.6787 | 1149.0856
8 | 4849.4365 | -1952.8073 | -8382.9706 | 3238.3473 | 2247.9941
8 | 4763.8036 | -2346.8188 | -8961.7689 | 4411.034 | 2133.7502
8 | 5123.7756 | 3318.0845 | -5728.5636 | -4938.1424 | 2224.8459
8 | 5095.7485 | 3214.2544 | -5567.9125 | -5021.2165 | 2279.126
8 | 4077.2701 | 455.2221 | 687.5608 | -7801.4521 | 2581.3991
8 | 3717.7051 | -38.9713 | 3093.5905 | -8670.0822 | 1897.7579
8 | 2694.5928 | -835.155 | 10190.9258 | -10998.167 | -1052.1966
8 | 2890.0383 | -2230.8279 | 9529.9924 | -8808.3136 | -1380.8891
8 | -70.5453 | -1474.8499 | 11959.739 | -9194.7112 | -1219.6326
8 | 545.0026 | -802.1826 | 11763.2048 | -10448.9835 | -1057.0414
8 | -6683.7545 | -86.4948 | 12320.876 | -6673.1377 | 1122.5109
8 | -6672.2813 | -486.5588 | 13282.5731 | -7059.0393 | 935.3062
8 | 4628.8636 | -2732.2449 | -1699.6369 | -2760.5927 | 2563.6109
8 | 5104.4594 | -4804.1393 | -3902.5067 | 1074.9952 | 2527.1915
8 | 5121.7534 | 3051.6613 | -5677.8234 | -4774.2625 | 2278.6713
8 | 4855.1516 | -1913.6769 | -8305.8391 | 3100.1895 | 2264.1749
8 | 4849.6595 | -2058.3408 | -8349.0319 | 3292.4336 | 2265.2795
8 | 4757.9296 | -3298.7343 | -8719.9839 | 4987.429 | 2273.3596
8 | 4469.742 | -2920.4378 | -8611.1256 | 4800.7772 | 2261.0442
8 | 5134.7228 | 4021.708 | -6431.4595 | -2206.9216 | -518.0497
8 | 5191.5936 | -304.2236 | -4410.1204 | -420.1183 | -57.1312
8 | 5180.4511 | -383.4586 | -4541.3534 | -240.6015 | -15.0376
8 | 5177.5595 | -650.5478 | -4082.3574 | 52.5123 | -497.1666
8 | 5165.2153 | -3017.4165 | -3931.5433 | 1109.821 | 673.9236
8 | 5122.6415 | -3528.3019 | -4367.9245 | 1886.7925 | 886.7925
8 | 5144.9275 | -898.5507 | -4434.7826 | 594.2029 | -405.7971
9 | 5010.8497 | 2627.8625 | -1863.8805 | 225.1683 | -6000
9 | 4082.7369 | 6054.8753 | 2511.1645 | -6648.7767 | -6000
9 | -6745.8391 | 6268.705 | 10344.3261 | -3867.192 | -6000
9 | -7002.898 | 2402.4822 | 6323.962 | 4276.4538 | -6000
9 | -7048.3517 | 3733.8328 | -564.4425 | 2627.6715 | 1251.29
9 | -6701.3371 | 5464.6636 | 12022.5731 | -4785.8997 | -6000
9 | -7048.3562 | -1622.633 | 7840.6122 | 6830.377 | -6000
9 | -6671.6167 | 4069.1283 | 12780.2173 | -5581.0333 | -4596.6956
9 | -6675.6431 | 550.8768 | 11109.4204 | -6257.3859 | 1272.7317
9 | -6692.2124 | 112.2316 | 11478.9798 | -6297.9405 | 1398.9416
9 | -3252.1302 | 228.5173 | 12615.5596 | -8661.927 | -930.0196
9 | -3387.6715 | -177.6504 | 12357.2144 | -8647.5918 | -144.3006
9 | -5375.4576 | 161.5235 | 11554.8095 | -7222.1086 | 881.2332
9 | -6686.523 | -487.132 | 11749.5864 | -5507.5484 | 931.617
9 | -6711.7937 | -2545.3908 | 13451.2051 | -3658.5474 | -535.4732
9 | -6711.8647 | -2547.3107 | 13451.108 | -3655.79 | -536.1427
9 | -6701.0945 | -1277.1482 | 12288.8516 | -5124.6786 | 814.0698
9 | -4821.8009 | -190.7488 | 11902.2027 | -7655.131 | 765.478
9 | -6711.7954 | -2544.8509 | 13451.735 | -3658.2144 | -536.8744
9 | -6688.4088 | 3920.2451 | 13307.3232 | -5564.3734 | -4974.7862
9 | -6946.0053 | 5327.9973 | 868.0757 | -698.7528 | 1448.685
9 | -6855.9481 | 2856.0149 | 3906.9112 | -2736.5938 | 2829.6159
9 | -6808.9554 | 1934.6194 | 5648.4788 | -3722.0211 | 2947.8783
9 | -7140.6336 | -3284.4234 | 705.2742 | 6907.6641 | 2812.1186
9 | 3585.5274 | 4866.7679 | 5421.9733 | -7874.2686 | -6000
9 | 4894.8584 | 1864.3302 | -2612.0707 | 1852.8821 | -6000
9 | 43.943 | 1756.5321 | 675.772 | 3523.753 | -6000
9 | -4269.8113 | 2149.0566 | 4130.1887 | 3990.566 | -6000
9 | 4811.8566 | 1288.5053 | -3129.7944 | 3029.4325 | -6000
9 | 4759.9376 | -1213.0088 | -2168.8442 | 4621.9154 | -6000
9 | 4765.6598 | -1230.711 | -2098.712 | 4563.7632 | -6000
9 | 4879.9723 | -1642.5929 | -868.3631 | 3425.3531 | -5794.3694
9 | -257.0467 | -2095.6731 | 3677.9124 | 4466.5135 | -5791.7062
9 | 989.9975 | -1525.9668 | 1090.7336 | 5445.2357 | -6000
9 | 16.6412 | -1644.5191 | 2088.2443 | 5539.6336 | -6000
9 | -4129.8894 | -1934.5496 | 5879.7896 | 6184.6495 | -6000
9 | -6239.9294 | -1811.9094 | 7233.7036 | 6818.1352 | -6000
9 | -7052.5257 | -1894.9465 | 7827.7013 | 6988.6163 | -5868.8454
9 | -3196.4016 | -2049.1728 | 5314.4541 | 5870.3422 | -5939.222
9 | -7035.1222 | -2712.1347 | 8271.3574 | 6523.0073 | -5047.1079
9 | -7102.401 | -3402.8216 | 4927.8427 | 7508.7607 | -1931.3808
9 | -7158.6504 | -4829.6077 | 1227.7307 | 7880.555 | 2879.9724
9 | -7147.797 | -4919.356 | 1552.8145 | 7614.3896 | 2899.9489
9 | -7157.897 | -5199.1826 | 1597.382 | 7857.885 | 2901.8125
9 | -7154.7405 | -5624.8948 | 2221.5341 | 7814.0024 | 2744.0989
9 | -3499.7915 | -1701.0424 | 4900.2085 | 6300.6254 | -6000
9 | -2280.8366 | -2289.8232 | 2615.3492 | 6286.8277 | -4331.517
9 | 4765.7656 | -1454.9058 | -1915.6321 | 4604.7723 | -6000
9 | 4770.6467 | -1593.0797 | -1748.0633 | 4570.4963 | -6000
9 | 4072.0872 | -1550.6142 | -1275.2421 | 4753.7691 | -6000
9 | 4768.2407 | -1558.2514 | -1812.2309 | 4597.8695 | -5995.6279
9 | 4800.6492 | -3469.3947 | -4222.6517 | 4851.2986 | -1959.9013
9 | 4821.8379 | -4624.4391 | -5625.7326 | 4985.0939 | 443.2398
9 | 4780.4684 | -5774.1603 | -6975.3389 | 5132.4634 | 2836.5674
9 | 4793.0266 | -5899.1603 | -6809.5492 | 5032.0109 | 2883.672
9 | 4567.2682 | -5789.6485 | -6833.4836 | 5182.7597 | 2873.1042
9 | 530.83 | -3924.9769 | -1556.2866 | 5876.0452 | -925.6117
9 | 4776.8247 | -2550.1098 | -5727.0678 | 4964.2421 | -1463.8893
9 | 4781.8172 | -2891.6882 | -6621.5923 | 5043.959 | -312.4956
9 | 5066.4172 | -4047.7081 | -3941.0664 | 2261.927 | 660.4303
9 | 4714.9673 | -3713.861 | -8689.6911 | 5251.6265 | 2436.9582
9 | 4640.5331 | -3724.0814 | -8636.0681 | 5268.9447 | 2450.6718
9 | 4849.2815 | -4243.42 | -7403.5822 | 3945.2009 | 2852.5198
9 | 4982.7047 | -4651.4783 | -5970.8245 | 2695.5341 | 2944.0639
9 | 5099.2024 | -4817.9865 | -4470.2119 | 1681.7533 | 2507.2426
9 | -7043.3402 | -5314.0602 | 5181.2052 | 5302.5413 | 1873.654
9 | -6876.641 | -5548.6117 | 11392.7621 | 1823.702 | -791.2114
9 | -6909.9762 | -6577.3085 | 11588.3217 | 2612.7552 | -713.7922
9 | 5132.1116 | -4835.2544 | -4007.1542 | 1407.5062 | 2302.7907
9 | 5090.7734 | -5737.292 | -3814.6537 | 2096.0657 | 2365.1066
9 | 4251.1494 | -4158.6818 | -7393.7678 | 4472.6559 | 2828.6443
9 | -1387.7727 | -4331.2699 | -3719.1409 | 6619.3976 | 2818.7859
9 | -3926.3901 | -4548.8065 | -1549.2103 | 7179.0778 | 2845.3291
9 | -3693.1514 | -3918.6268 | -1949.9111 | 6745.5943 | 2816.095
9 | 3731.4933 | -4883.2178 | -7100.6995 | 5428.5002 | 2823.9237
9 | 425.2701 | -3194.1777 | -2713.3854 | 5987.6951 | -505.4022
9 | 4812.9746 | 1326.1877 | -3139.3071 | 3000.1449 | -6000
9 | 4866.5415 | 2040.2143 | -6983.6491 | 2105.3417 | -2028.4483
9 | 4866.7613 | 2043.1367 | -6999.2904 | 2101.6668 | -2012.2743
9 | 4836.7363 | 2392.7712 | -8798.5764 | 1674.4577 | -105.3889
9 | 821.8065 | 2978.6712 | -6742.7605 | 1835.2407 | 1107.0422
9 | 250.9762 | 3032.495 | -6295.5359 | 1894.6779 | 1117.3867
9 | 341.3405 | 2764.828 | -6322.3606 | 2043.0012 | 1173.191
9 | 4819.506 | 2606.8538 | -9869.9752 | 1408.3824 | 1035.233
9 | 4815.4631 | 2174.9393 | -9792.3142 | 1670.4293 | 1131.4826
9 | 4717.139 | -3576.5149 | -8722.652 | 5167.1483 | 2414.8797
9 | 4835.1666 | 1145.7889 | -8031.8503 | 2502.5447 | -451.65
9 | 4845.2968 | 639.0259 | -7160.2738 | 2908.0057 | -1232.0548
9 | 4823.5627 | -555.3668 | -6980.1756 | 3633.5316 | -921.552
9 | 4929.7194 | -480.902 | -842.3766 | 2393.5592 | -6000
9 | 4244.8179 | 945.8951 | 2592.8481 | -1783.561 | -6000
9 | 4452.4724 | -738.6098 | 1709.5142 | 331.6755 | -5755.0524
9 | 4911.7659 | -1519.8375 | -616.3258 | 3013.8032 | -5789.4059
9 | 4916.8165 | -1846.3637 | -679.9171 | 3086.8372 | -5477.3729
9 | 5114.3422 | -4132.2425 | -3166.9449 | 1749.396 | 435.4492
9 | 5146.1659 | -4844.7205 | -3754.4205 | 1260.6679 | 2192.3072
9 | 3956.8051 | -5136.8737 | 3592.8412 | -1845.0768 | -567.6959
9 | -1036.088 | -5348.6962 | 7767.5271 | -467.6574 | -915.0855
9 | -1619.9594 | -5370.1963 | 8169.7546 | -260.1164 | -919.4824
9 | -1233.1668 | -5352.7391 | 7927.6989 | -406.383 | -935.41
9 | -1147.1416 | -5359.3326 | 7880.7412 | -443.6335 | -930.6334
9 | 3753.0734 | -5483.8815 | 4925.8628 | -2166.5328 | -1028.522
9 | 3760.3321 | -5981.4857 | 5006.2576 | -1793.5201 | -991.584
9 | -5398.914 | -6720.4985 | 10694.9937 | 2160.5849 | -736.1661
9 | 5006.563 | 2674.7683 | -1809.9066 | 128.5753 | -6000
9 | 4928.51 | 2965.0285 | -1439.7404 | -453.7981 | -6000
9 | 4312.6852 | 5238.9073 | 1463.1779 | -5014.7704 | -6000
9 | 4100.3112 | 6017.2248 | 2457.92 | -6575.4559 | -6000
9 | -6754.5724 | 6234.5399 | 10313.3345 | -3793.302 | -6000
9 | -6706.9971 | 5126.4773 | 12493.7172 | -4913.1975 | -6000
9 | -6953.9744 | 5297.8745 | 898.3317 | -641.1773 | 1398.9455
9 | -6822.168 | 5246.6679 | 9287.4205 | -1711.9204 | -6000
9 | -6816.5609 | 2782.1702 | 11431.7602 | -1397.3694 | -6000
9 | -6965.2398 | 3094.7767 | 7049.7334 | 2820.7296 | -6000
9 | -6990.8634 | 2698.4583 | 6637.104 | 3655.3011 | -6000
9 | -6989.9985 | 2678.3422 | 6698.0416 | 3613.6147 | -6000
9 | -6989.9729 | 2734.8809 | 6626.4439 | 3585.6531 | -5957.005
9 | 5004.9342 | 2631.2632 | -1789.3984 | 153.201 | -6000
9 | 4931.3491 | 81.5452 | -862.896 | 1850.0017 | -6000
9 | 4047.6704 | 3341.8859 | 3303.178 | -4692.7344 | -6000
9 | 3498.7085 | 4444.1726 | 6064.3248 | -8007.2058 | -6000
9 | 3496.5484 | 4439.011 | 6076.9704 | -8012.5298 | -6000
9 | 3104.1114 | 1735.9943 | 7847.7745 | -9432.2781 | -3255.6021
9 | 3496.2775 | 4437.9476 | 6078.6345 | -8012.8597 | -6000
9 | 4872.8224 | -2161.093 | -125.9912 | 3414.2618 | -6000
9 | 4462.6796 | -1306.6775 | 1931.1404 | 912.8575 | -6000
9 | 4855.7161 | -2621.0589 | 52.7332 | 3712.6096 | -6000
9 | 4865.0151 | -2612.8857 | -27.6905 | 3683.9818 | -5908.4208
9 | 4689.3793 | -3145.6774 | 966.7911 | 3222.0939 | -5732.5869
9 | 4656.2888 | -3373.5971 | 1116.1062 | 3102.38 | -5501.178
9 | 4916.1968 | -3646.3134 | -672.114 | 3513.882 | -4111.6513
9 | 5083.031 | -5577.013 | -2772.7081 | 2384.2521 | 882.438
9 | 5105.9691 | -6090.5579 | -3196.1529 | 2031.9833 | 2148.7584
9 | 3933.683 | -6378.5168 | 4045.6298 | -1029.1746 | -571.6214
9 | 3942.1515 | -5818.8475 | 4295.9047 | -564.4019 | -1854.8068
9 | 4883.5264 | -1508.51 | -306.2191 | 2931.2027 | -6000
9 | 3880.44 | 2192.3866 | 4422.7986 | -4495.6252 | -6000
9 | 3780.391 | 2393.2798 | 4926.0211 | -5099.6919 | -6000
9 | 711.8849 | 2186.5466 | 6656.2958 | -3554.7272 | -6000
9 | -6924.4249 | 528.8989 | 10253.8285 | 2141.6975 | -6000
9 | -7009.8209 | -755.9613 | 8918.5706 | 4847.2116 | -6000
9 | -7016.562 | -1352.8492 | 9143.476 | 5225.9351 | -6000
9 | -6825.3979 | 2118.3408 | 11533.5954 | -1129.9862 | -5696.5521
9 | 4854.111 | -2635.6574 | 64.1484 | 3717.398 | -6000
9 | 4831.5377 | -2689.5974 | 196.2989 | 3661.7608 | -6000
9 | 4529.1465 | -2059.6516 | 1712.9863 | 1817.5187 | -6000
9 | 2152.8846 | -2876.9567 | 2645.6319 | 4078.4402 | -6000
9 | -1364.829 | -2672.4993 | 4902.7842 | 5134.544 | -6000
9 | -2812.5749 | -2337.1257 | 5987.4251 | 5162.2754 | -6000
9 | -2987.2567 | -2387.7124 | 5680.7438 | 5694.2253 | -6000
9 | -2592.4604 | -2794.6815 | 5798.3472 | 5393.9411 | -5805.1465
9 | -7045.6059 | -3249.7371 | 9053.541 | 6328.202 | -5086.4001
9 | -7142.081 | -6166.4629 | 3444.262 | 7334.3321 | 2529.9498
9 | 4667.9687 | -3185.7844 | 1122.456 | 3231.6063 | -5836.2465
9 | 4507.2356 | -4292.8772 | 1847.7362 | 2650.1103 | -4712.2049
9 | 4959.6997 | -4767.639 | -1265.31 | 3366.4789 | -2293.2296
9 | 5071.0125 | -6055.8137 | -2666.8394 | 2612.7828 | 1038.8579
9 | 5091.0682 | -6504.8254 | -3037.0731 | 2304.7809 | 2146.0494
9 | 4089.5031 | -6750.8486 | 3150.0826 | -310.578 | -178.1592
9 | -5671.7923 | -7118.2846 | 10084.6655 | 3045.6019 | -340.1904
9 | 4895.6623 | -5477.9393 | -4712.1871 | 4380.6252 | 913.8389
9 | 4795.8289 | -5922.1275 | -6770.02 | 5010.1746 | 2886.1441
9 | 1846.5218 | -6293.8765 | -3810.1789 | 5314.1831 | 2943.3505
9 | -5686.3617 | -6935.9071 | 5286.9145 | 5649.5177 | 1685.8366
9 | -7053.4645 | -7019.4944 | 7102.5547 | 5663.1263 | 1307.2778
9 | -6960.5202 | -7150.2702 | 10565.8514 | 3723.4754 | -178.5364
9 | -7068.2243 | -6933.0742 | 6469.6945 | 5929.7071 | 1601.8969
9 | -7070.2318 | -6855.622 | 6290.2672 | 6000.8625 | 1634.7241
9 | -1825.027 | -6112.548 | -1367.9626 | 6373.7497 | 2931.788
9 | -4651.448 | -6138.7992 | 1180.3966 | 6888.7398 | 2721.1108
9 | -4700.5525 | -5535.6169 | 818.2829 | 6492.1878 | 2925.6987
9 | -4212.8257 | -5725.2884 | -148.2431 | 7169.8166 | 2916.5406
9 | -4552.6206 | -5712.8055 | 122.4796 | 7245.5178 | 2897.4287
9 | -4549.1757 | -5666.4651 | 51.2937 | 7249.4799 | 2914.8671
9 | 4895.3659 | -6226.549 | -5701.1478 | 4077.8926 | 2954.4382
9 | 5054.3347 | -6453.7605 | -3653.4624 | 2694.5216 | 2358.3666
9 | 5078.1603 | -6496.1313 | -3269.1922 | 2439.6421 | 2247.5212
9 | 5012.5351 | -5952.666 | -3611.4125 | 3238.1665 | 1313.377
9 | 4105.902 | -5667.0683 | 3634.7314 | 589.4383 | -2663.0034
9 | -6355.7233 | -6673.1286 | 10786.3049 | 3674.4842 | -1431.9373
9 | -6981.1357 | -6276.9632 | 10697.0394 | 4603.3806 | -2042.3211
9 | -6961.8633 | -6621.8995 | 11076.6249 | 4031.9109 | -1524.7732
9 | 4839.17 | -1800.6822 | -592.2232 | 3553.7354 | -6000
9 | -3058.2126 | -1108.9372 | 5741.7874 | 4425.3623 | -6000
9 | 4826.0858 | -2431.0897 | -350.0538 | 3955.0576 | -6000
9 | 4833.24 | -3846.7515 | -3139.0065 | 4439.7648 | -2287.2468
9 | 4840.5819 | -4976.0953 | -5314.4 | 4807.8046 | 642.1087
9 | 4784.5116 | -5829.1915 | -6901.0194 | 5096.8583 | 2848.841
9 | 4793.2339 | -5904.2594 | -6802.513 | 5029.6823 | 2883.8561
9 | 4628.2317 | -5845.9515 | -6789.5106 | 5130.3401 | 2876.8903
9 | 3612.4837 | -4460.8102 | -6407.0332 | 4432.4968 | 2822.863
9 | -3810.9669 | -3132.0762 | -710.0125 | 4838.8573 | 2814.1983
9 | 667.1712 | -4369.152 | -311.6403 | 5357.0443 | -1343.4231
9 | 4932.4613 | 2093.0638 | -2215.426 | 1189.9009 | -6000
9 | -3598.955 | 2330.6568 | 4002.2001 | 3266.0982 | -6000
9 | -4121.924 | 2383.4139 | 4417.1895 | 3321.3206 | -6000
9 | 4848.696 | 1169.6229 | -2503.3697 | 2485.0508 | -6000
9 | 4921.4787 | 2104.8652 | -2369.4055 | 1343.0616 | -6000
9 | -3229.5718 | 2330.0445 | 3596.6709 | 3302.8565 | -6000
9 | -4163.8939 | 2420.2484 | 4350.5031 | 3393.1423 | -6000
9 | 4822.6045 | 1410.0439 | -3054.9536 | 2822.3052 | -6000
9 | 5008.0701 | 2692.6916 | -1828.8825 | 95.714 | -5967.5932
9 | 5161.0514 | 3958.6688 | -3755.0561 | -2165.4862 | -3199.1779
9 | 5191.2825 | 4418.5791 | -4273.739 | -3001.1615 | -2334.961
9 | 5207.475 | 4653.2598 | -4548.2846 | -3426.5692 | -1885.881
9 | 5178.4264 | 5356.6791 | -4815.649 | -4745.3491 | -974.1075
9 | 4997.9318 | 5072.4118 | -7610.5804 | -3750.0454 | 1290.2822
9 | 5136.5517 | 4218.9693 | -5482.1843 | -2431.0235 | -1442.3132
9 | -6929.1868 | 4534.1626 | 4912.1952 | 296.8065 | -2813.9775
9 | -7009.4519 | 3374.5413 | 3513.4387 | 2766.3425 | -2644.8706
9 | -7034.6674 | 4064.7511 | -195.2628 | 1930.5548 | 1234.6244
9 | -7011.5751 | 4424.0917 | 127.4286 | 1180.765 | 1279.2898
9 | 5037.7711 | 3470.4575 | -6346.1388 | -823.7802 | -1338.3096
9 | 4898.5541 | 2562.6661 | -7377.8528 | 1130.9367 | -1214.3041
9 | -1586.2855 | 3000.2107 | -1452.487 | 2031.2177 | -1992.6559
9 | 4881.7153 | 2744.895 | -8351.3769 | 913.5074 | -188.7408
9 | 648.6899 | 3345.8928 | -6205.818 | 1118.4304 | 1092.8049
9 | 371.8488 | 3371.3177 | -5989.6991 | 1148.6773 | 1097.8554
9 | 419.9821 | 3268.6085 | -5984.4384 | 1173.6554 | 1122.1924
9 | 4862.6933 | 2964.2773 | -9490.4359 | 646.8648 | 1016.6005
9 | 4868.1461 | 2545.9383 | -9310.8581 | 772.6012 | 1124.1726
9 | 4907.4151 | 1523.8422 | -7194.6892 | 1402.0072 | -638.5753
9 | 4908.0512 | 1507.7341 | -7161.13 | 1411.7538 | -666.4091
9 | 4908.0219 | 1482.97 | -7155.8084 | 1418.3855 | -653.5689
9 | 4963.2444 | 1650.0863 | -6723.5975 | 717.4697 | -607.2029
9 | 5122.4626 | 4208.4667 | -5940.4045 | -2344.0167 | -1046.508
9 | 4958.0366 | 4151.7826 | -8437.2538 | -1836.6417 | 1164.0762
9 | 5066.3864 | 3907.0415 | -6860.635 | -1614.0889 | -498.704
9 | 4924.8027 | 3400.8764 | -9122.0011 | -274.3159 | 1070.6379
9 | 4937.7868 | 2755.9447 | -8807.6238 | -133.8131 | 1247.7053
9 | 5015.4971 | 2517.5441 | -7486.5499 | -672.5147 | 626.0235
9 | 5171.6109 | 2526.3536 | -4047.687 | -2218.1952 | -1432.0823
9 | 5136.0077 | 1943.2684 | -3439.7327 | -1227.7946 | -2411.7487
9 | 5193.5452 | 2711.8885 | -4428.4355 | -2772.5273 | -704.4709
9 | 5130.9921 | 3528.8888 | -4928.2197 | -5218.4673 | 1486.806
9 | 5112.4024 | 2903.4542 | -4992.7249 | -5413.218 | 2390.0863
9 | 4897.9686 | 2098.9832 | -3824.5016 | -6016.6081 | 2844.1579
9 | 4448.1483 | 926.2464 | -1220.3201 | -7150.3848 | 2996.3101
9 | 3313.8646 | -568.3606 | 5782.826 | -9634.4461 | 1106.1161
9 | 3161.4789 | -680.0665 | 6750.2435 | -9945.3322 | 713.6763
9 | 3241.3834 | -732.276 | 6228.5992 | -9769.6212 | 1031.9146
9 | 51.5501 | -648.921 | 8779.2122 | -9052.6732 | 870.8318
9 | 5142.5016 | -3122.7952 | -4207.098 | -783.7222 | 2971.1138
9 | 5156.1921 | -4163.5195 | -4014.3032 | 279.8712 | 2741.7594
9 | 5113.0362 | -5879.0298 | -3313.4091 | 1804.6028 | 2274.7998
9 | 5117.3046 | 696.0275 | -4746.1312 | -3907.8342 | 2840.6332
9 | 5113.3225 | 2890.7344 | -4985.3051 | -5376.8081 | 2358.0564
9 | 5157.206 | 1265.9639 | -3927.5851 | -1684.6156 | -810.9692
9 | 5118.0765 | 625.1285 | -3259.4174 | -596.1232 | -1887.6643
9 | 5183.224 | 1486.0426 | -4379.2231 | -2342.1559 | 52.1123
9 | 5114.9669 | 2377.5435 | -4924.5815 | -5011.1359 | 2443.207
9 | 5030.4038 | 2570.5045 | -4526.5329 | -5590.9928 | 2516.6175
9 | 3346.7494 | 3514.5937 | 6811.9658 | -8467.4978 | -5205.8112
9 | 3199.7311 | 2501.9654 | 7475.3603 | -8999.3766 | -4177.6802
9 | -2239.5486 | 2231.6825 | 11292.2839 | -7697.1592 | -3587.2586
9 | -6403.4211 | 3583.6066 | 13345.5367 | -5820.991 | -4704.7312
9 | -6690.4681 | 3554.0997 | 13192.4363 | -5630.2931 | -4425.7748
9 | -6692.8159 | 1502.6448 | 12218.2125 | -6024.6671 | -1003.3744
9 | -6883.921 | 2710.0058 | 4061.5264 | -2554.3579 | 2666.7467
9 | -6873.632 | 2427.5832 | 4408.7117 | -2787.1802 | 2824.5173
9 | -6817.7471 | 1331.8362 | 6479.8282 | -3959.0754 | 2965.1581
9 | -6702.4886 | 135.4866 | 11201.2234 | -6151.0891 | 1516.8677
9 | -7132.5782 | -5036.463 | 2674.3848 | 6574.0314 | 2920.6249
9 | -7103.3111 | -2526.4122 | 1825.6885 | 4993.6339 | 2810.4009
9 | -6692.5955 | 3489.139 | 13401.6179 | -5441.6693 | -4756.4921
9 | -6696.8956 | 2781.279 | 13473.487 | -5235.8799 | -4321.9905
9 | -6108.8061 | 3252.7086 | 13331.3501 | -6086.4335 | -4388.8191
9 | 4876.3386 | 1992.5125 | -3687.1942 | -6024.5133 | 2842.8564
9 | 4410.2317 | 777.3146 | -988.7236 | -7199.3403 | 3000.5175
9 | 3276.1631 | -717.0088 | 6013.0942 | -9682.9305 | 1110.6821
9 | -3.6095 | -613.6705 | 8431.0218 | -8842.7472 | 1029.0054
9 | 5145.3214 | -3509.277 | -4150.7306 | -459.1569 | 2973.843
9 | 5152.9391 | -4088.3578 | -4043.4555 | 132.6488 | 2846.2254
9 | 5095.4467 | -6373.7728 | -3109.7194 | 2163.9069 | 2224.1386
9 | 3333.7323 | -1173.6674 | 5797.1393 | -9036.9901 | 1079.786
9 | -820.7408 | -1683.0666 | 8615.6576 | -7042.6651 | 930.8149
9 | -6836.5068 | -3798.4611 | 10735.2095 | -1090.3786 | 990.1369
9 | 5130.2352 | -3998.0466 | -4448.5559 | 345.9106 | 2970.4567
9 | 5078.6574 | -4561.1823 | -4770.0109 | 1286.0998 | 2966.436
9 | 5119.2729 | 438.6129 | -4707.9818 | -3688.8566 | 2838.9525
9 | 5094.6444 | -469.5717 | -5193.1956 | -2268.2709 | 2836.3937
9 | 5061.9586 | -2622.8946 | -5828.6383 | 531.0463 | 2858.528
9 | 5075.2609 | -2934.9315 | -5559.3607 | 537.5082 | 2881.5232
9 | 5150.9625 | 1248.0013 | -4067.1836 | -1621.1033 | -710.6769
9 | 1976.4244 | 1162.7605 | -2466.3123 | -405.7424 | -267.1302
9 | -6975.2681 | 1321.8696 | 5252.3704 | 1649.2739 | -1248.2459
9 | -7037.0895 | 433.5074 | 4172.8723 | 3551.4732 | -1120.7633
9 | -7058.1863 | 905.442 | 1204.8102 | 2900.7621 | 2047.1719
9 | -7042.6242 | 1144.7133 | 1424.0625 | 2395.6884 | 2078.1601
9 | -2317.2642 | 145.2646 | -157.1016 | 2901.7208 | -572.6195
9 | 5075.0399 | 388.4691 | -3892.0629 | -10.8429 | -1560.6033
9 | 4883.6853 | -1078.0819 | -3562.3615 | 2757.2205 | -3000.4624
9 | -139.5311 | -228.9157 | -1186.2585 | 2865.7875 | -1311.0822
9 | 4905.9708 | -742.6544 | -5089.0163 | 2368.9944 | -1443.2946
9 | 4919.8734 | -538.4798 | -5995.494 | 2128.8349 | -514.7345
9 | 606.2461 | -43.4737 | -2931.4173 | 2493.5671 | -124.9222
9 | 4939.5384 | -404.9198 | -5874.309 | 1851.23 | -511.5395
9 | 4939.7264 | -79.1536 | -5981.8325 | 1741.4507 | -620.1909
9 | 4920.3074 | -188.6024 | -6109.0176 | 2008.1745 | -630.862
9 | 4908.9442 | -458.7956 | -5342.4817 | 2238.5024 | -1346.1693
9 | 5083.8987 | 1080.0495 | -5744.5207 | -1006.5025 | 587.075
9 | 5065.1985 | 1052.0333 | -6346.1227 | -886.0275 | 1114.9184
9 | 5005.4199 | 1009.2225 | -7250.5926 | -692.4971 | 1928.4473
9 | 5021.7609 | 810.0721 | -7057.3622 | -318.4927 | 1544.0219
9 | 4992.0391 | 712.6147 | -7526.5756 | -68.0469 | 1889.9687
9 | 5026.9501 | -1198.2 | -6637.8933 | 312.8773 | 2496.266
9 | 4999.9516 | 519.7638 | -6759.543 | 241.0379 | 998.7897
9 | 4884.9452 | -100.5856 | -7861.2574 | 1627.8668 | 1449.0309
9 | 295.8278 | 50.1916 | -2963.833 | 2452.4015 | 165.4121
9 | -1640.2991 | 463.8067 | -3062.5109 | 2308.7326 | 1930.2707
9 | 4878.5426 | -48.033 | -8178.1773 | 1555.5091 | 1792.1587
9 | 4843.6476 | -2089.2117 | -7798.5565 | 2796.4871 | 2247.6336
9 | 5103.6313 | 1251.9941 | -5176.3175 | -1184.1269 | 4.819
9 | 4967.5211 | 394.5084 | -6404.7597 | 984.987 | 57.7433
9 | 4907.2506 | 79.52 | -6846.6513 | 1783.6118 | 76.2689
9 | 1302.7665 | 108.1467 | -3515.6592 | 2351.9064 | -247.1604
9 | 424.8059 | 116.2608 | -2702.514 | 2487.4734 | -326.0261
9 | 600.2272 | 83.4911 | -3040.0412 | 2435.9614 | -79.6385
9 | 5014.3323 | 3098.7028 | -5892.5079 | -153.2605 | -2067.2668
9 | 4943.5872 | 1310.2704 | -6423.096 | 1253.8576 | -1084.6192
9 | 4917.0677 | 2100.2617 | -2490.4425 | 1369.866 | -5896.7529
9 | -2073.1411 | 2294.0137 | 2642.8495 | 3047.057 | -5910.7791
9 | -4101.6445 | 2473.8948 | 4283.8796 | 3273.4811 | -5929.6109
9 | 4854.2811 | 1703.047 | -3076.5952 | 2243.8698 | -5724.6026
9 | 4909.4979 | 2418.3719 | -6678.7655 | 1313.6098 | -1962.7143
9 | 4917.5086 | 1235.9495 | -6618.6853 | 1588.9641 | -1123.7371
9 | 4918.4005 | 695.1667 | -6426.652 | 1750.1402 | -937.0553
9 | 4905.3043 | -1808.5926 | -534.9684 | 3187.1211 | -5748.8644
9 | 4874.246 | -2588.9514 | -143.9161 | 3664.1141 | -5805.4926
9 | 4693.25 | -3135.0488 | 927.3702 | 3220.1921 | -5705.7636
9 | 4646.0361 | -2424.8505 | 949.5017 | 2417.4926 | -5588.1799
9 | 5171.2634 | 3947.9845 | -3883.6349 | -2131.5968 | -3104.0163
9 | 5209.7968 | 4529.3452 | -4543.3998 | -3187.5291 | -2008.2132
9 | 5174.9469 | 5387.0534 | -4860.798 | -4796.9431 | -904.2591
9 | 4995.7321 | 5105.3979 | -7635.7662 | -3809.8739 | 1344.5101
9 | 5104.7756 | 3026.2098 | -5104.2874 | -5532.0735 | 2505.3755
9 | 4942.9576 | 2419.1323 | -4222.7118 | -5987.4095 | 2848.0313
9 | 4542.0896 | 1374.0199 | -1901.9333 | -6997.8015 | 2983.6254
9 | 3607.9279 | 143.1071 | 3865.6447 | -9043.5989 | 1426.9191
9 | 2815.3741 | -437.8722 | 8897.1566 | -10660.5089 | -614.1496
9 | 3507.9469 | -3962.4644 | 5914.9723 | -4522.5414 | -937.9135
9 | -705.997 | -5201.6976 | 7708.4779 | -870.8888 | -929.8945
9 | -1156.0247 | -324.6065 | 11510.9296 | -9534.5107 | -495.7877
9 | 2810.5632 | -462.9603 | 8929.8867 | -10669.929 | -607.5606
9 | 8.0879 | -427.4366 | 10826.3745 | -9894.3352 | -512.6906
9 | 5131.046 | -2060.4123 | -4435.3443 | -1597.543 | 2962.2537
9 | 5161.4422 | -4371.0699 | -4007.2935 | 763.8894 | 2453.0319
9 | 5159.7707 | -4437.5139 | -3980.147 | 822.9443 | 2434.9459
9 | 5138.5462 | -4587.7473 | -4175.9499 | 1161.4955 | 2463.6554
9 | 5077.7159 | -3788.2175 | -5488.1596 | 1248.3781 | 2950.2831
9 | 5142.309 | -4294.9624 | -4348.6817 | 943.6105 | 2557.7247
9 | 5108.1913 | -4002.7467 | -4884.7727 | 816.9319 | 2962.3962
9 | 5108.475 | 1360.4206 | -4918.2006 | -4396.0665 | 2845.3715
9 | 5014.554 | -2102.9466 | -6768.5662 | 1021.3453 | 2835.6135
9 | 5012.2743 | -2253.134 | -6812.8863 | 1216.5887 | 2837.1573
9 | 5097.4634 | 3927.3748 | -6386.3807 | -1728.9751 | -909.4824
9 | 4914.7195 | 3276.4146 | -9304.5804 | -4.3594 | 1117.8057
9 | 4925.4491 | 2464.8704 | -9017.3661 | 280.639 | 1346.4076
9 | 5009.8326 | -2153.7661 | -6869.3292 | 1201.3721 | 2811.8907
9 | 5053.0303 | 1954.5455 | -6848.4848 | -484.8485 | 325.7576
9 | 5054.5047 | 3261.947 | -5591.2144 | -526.1329 | -2199.1045
9 | 5000 | 1000 | -6000 | 1000 | -1000
10 | 5013.1852 | 2717.3522 | -1893.2858 | 162.7484 | -6000
10 | 4236.3095 | 5585.929 | 1768.8402 | -5591.0787 | -6000
10 | -7210.7514 | 5811.9718 | 10049.4006 | -2650.621 | -6000
10 | -7426.0842 | 2573.3189 | 6681.6268 | 4171.1385 | -6000
10 | -7468.5989 | -1191.1689 | 8100.0734 | 6559.6944 | -6000
10 | -7429.6412 | -2137.2855 | 9730.7332 | 5836.1934 | -6000
10 | -7475.179 | 3861.3831 | -298.9099 | 2620.1142 | 1292.5916
10 | -7137.7761 | 4493.4902 | 12801.4205 | -4157.1346 | -6000
10 | -7040.633 | 204.741 | 15334.8314 | -6727.58 | -1771.3593
10 | -7407.146 | 4918.3002 | 661.8433 | 413.1868 | 1413.8156
10 | -7345.5436 | 3297.9411 | 2758.6835 | -971.685 | 2260.604
10 | -7243.9604 | 1336.3059 | 6533.2331 | -3096.9457 | 2471.3672
10 | -7536.4628 | -824.3781 | 612.988 | 5496.7764 | 2251.0766
10 | 3398.3535 | 3583.5904 | 6674.4783 | -7656.4222 | -6000
10 | 3899.3019 | -31.791 | 4644.1099 | -2511.6208 | -6000
10 | 2762.9197 | -568.5408 | 9589.5121 | -9940.0653 | -1843.8257
10 | 4839.526 | 1574.2117 | -3013.4565 | 2599.7188 | -6000
10 | 3752.2905 | 1550.0509 | -2276.5524 | 2974.2111 | -6000
10 | -3899.2588 | 2246.2938 | 3850.7412 | 3802.2237 | -6000
10 | 4820.9228 | 1445.1521 | -3129.4939 | 2863.419 | -6000
10 | 4763.9606 | -1299.3461 | -2075.202 | 4610.5875 | -6000
10 | -3060.2273 | -1948.8636 | 4689.7727 | 6319.3182 | -6000
10 | -7450.8015 | -2316.384 | 8498.526 | 7268.6595 | -6000
10 | -7429.5376 | -2566.7595 | 9521.5913 | 6474.7057 | -6000
10 | -7421.5379 | -3044.5287 | 10069.9119 | 5685.7046 | -5289.5499
10 | -7523.1896 | -3340 | 5815.0656 | 7573.5204 | -2525.3965
10 | -7582.4679 | -4786.1414 | 1976.9287 | 7995.9483 | 2395.7324
10 | -7557.6933 | -4987.9701 | 2722.2236 | 7389.9977 | 2433.4421
10 | -7580.6635 | -5627.1015 | 2826.778 | 7943.8995 | 2437.0876
10 | -7575.1929 | -6315.7753 | 3861.9495 | 7868.5078 | 2160.5109
10 | -7375.2824 | -6351.2676 | 12278.4417 | 4009.4597 | -2561.3514
10 | -7354.1024 | -6451.5443 | 12558.5295 | 3417.9814 | -2170.8642
10 | -7334.1594 | -6495.7034 | 12796.2674 | 2867.3039 | -1833.7085
10 | -7421.2873 | -3348.4748 | 9576.248 | 7193.514 | -6000
10 | 4806.3528 | -2317.19 | -1023.6166 | 4534.4538 | -6000
10 | 4822.4787 | -3951.8719 | -5470.1129 | 5004.4913 | -404.9852
10 | 5009.3545 | -4710.9448 | -3710.0094 | 3177.7362 | 233.8634
10 | 4780.409 | -2966.722 | -6610.6293 | 5090.0259 | -293.0835
10 | 5067.5398 | -4133.0215 | -3906.2675 | 2283.2554 | 688.4939
10 | 4713.5711 | -3726.6261 | -8596.6538 | 5322.9769 | 2286.7318
10 | 2320.8825 | -3931.3778 | -6544.474 | 5847.291 | 2307.6783
10 | 5029.6009 | -4679.433 | -5184.9274 | 2368.58 | 2466.1795
10 | 2720.16 | -4764.5341 | -3627.0814 | 3205.984 | 2465.4715
10 | -7501.3935 | -5187.3222 | 4692.0982 | 6151.0943 | 1845.5232
10 | -7285.7561 | -5445.908 | 12774.9426 | 1674.8377 | -1718.1162
10 | -7319.7494 | -6473.1172 | 12939.8654 | 2476.1928 | -1623.1916
10 | -7367.6604 | -7014.4007 | 11950.8014 | 3524.4012 | -1093.1416
10 | -7370.0324 | -7039.5684 | 11899.635 | 3576.1517 | -1066.1859
10 | -7527.3522 | -6783.9429 | 5912.4956 | 6835.8323 | 1562.9672
10 | 5116.3334 | -4717.9606 | -3955.3533 | 1648.6461 | 1908.3344
10 | 5003.6626 | -5393.6901 | -4941.7033 | 2855.1922 | 2476.5386
10 | 4821.2027 | 1453.5952 | -3131.6494 | 2856.8516 | -6000
10 | 4832.8452 | 1615.7077 | -4044.8341 | 2659.2811 | -5062.9999
10 | 4870.5693 | 2138.1279 | -6970.7306 | 2020.2594 | -2058.2259
10 | 4817.9114 | 2693.0328 | -9957.8438 | 1361.7251 | 1085.1745
10 | 222.3404 | 3124.6674 | -6351.9059 | 1842.7749 | 1162.1232
10 | 4813.2635 | 2207.2734 | -9865.0113 | 1660.0915 | 1184.383
10 | 4846.9485 | 642.8798 | -7147.8862 | 2887.6351 | -1229.5772
10 | 4897.5732 | -1712.6894 | -437.6256 | 3252.7418 | -6000
10 | 4866.7088 | -1750.9241 | -263.5964 | 3147.8117 | -6000
10 | -4281.2367 | -2554.6671 | 7829.0529 | 5006.8509 | -6000
10 | 4266.8337 | -3089.8635 | 3276.5153 | 1546.5146 | -6000
10 | 3619.8496 | -5358.7855 | 6179.8153 | -1720.2828 | -2720.5965
10 | 4879.8201 | -2544.4682 | -123.1898 | 3787.8378 | -6000
10 | 5077.3995 | -4830.9686 | -2610.8939 | 2450.0329 | -85.57
10 | 5113.7624 | -4214.553 | -3159.6442 | 1788.9304 | 471.5045
10 | 5136.7707 | -4729.6705 | -3584.3856 | 1435.5828 | 1741.7025
10 | 3981.8352 | -4978.7071 | 3569.0236 | -1552.7519 | -1019.3997
10 | -6302.6185 | -5412.9482 | 12212.6504 | 1264.4263 | -1761.51
10 | 3581.7612 | -5637.4309 | 6189.8357 | -2183.4133 | -1950.7528
10 | 1143.6202 | -5680.8942 | 8027.2604 | -1446.9397 | -2043.0466
10 | -7031.9824 | -6495.0657 | 12779.7608 | 2380.3037 | -1633.0163
10 | 5016.5414 | 2739.4455 | -1871.6363 | 115.6493 | -6000
10 | 4466.1295 | 4772.1763 | 723.3506 | -3961.6565 | -6000
10 | 4255.03 | 5545.8228 | 1712.1229 | -5512.9756 | -6000
10 | -7220.0604 | 5775.5544 | 10016.366 | -2571.86 | -6000
10 | -7148.6407 | 4112.1402 | 13289.5381 | -4253.0377 | -6000
10 | -7415.8306 | 4885.1641 | 689.1553 | 477.286 | 1364.2252
10 | -7360.4629 | 2934.8222 | 3183.6123 | -1015.0782 | 2257.1066
10 | -7285.2532 | 4822.7982 | 9026.92 | -564.465 | -6000
10 | -7412.4947 | 2907.5344 | 7035.2259 | 3469.7344 | -6000
10 | 4872.4979 | 1791.255 | -2800.7743 | 2137.0214 | -6000
10 | -3771.9364 | 2572.291 | 4115.5792 | 3084.0662 | -6000
10 | 4921.9356 | 2438.3321 | -6200.9058 | 1314.6012 | -2473.9631
10 | 4992.8753 | 1787.5986 | -1546.6566 | 766.1827 | -6000
10 | 4947.2705 | 206.7734 | -972.4511 | 1818.4072 | -6000
10 | 4211.306 | 2959.2055 | 2490.276 | -3660.7876 | -6000
10 | 3676.493 | 4033.0818 | 5180.257 | -6889.8318 | -6000
10 | 3334.6795 | 3216.301 | 7181.3326 | -7732.3131 | -6000
10 | 3059.0034 | 1414.9438 | 8445.9885 | -8723.0471 | -4196.8887
10 | 4864.4056 | -2968.4568 | 70.8927 | 4033.1585 | -6000
10 | 4290.2027 | -3679.7799 | 3308.5504 | 2081.0268 | -6000
10 | 3843.5902 | -5198.2927 | 5302.9719 | -203.6252 | -3744.6442
10 | 5066.9624 | -5312.5588 | -2479.4817 | 2661.6517 | 63.4263
10 | 5096.6068 | -5976.2432 | -3026.7243 | 2206.3938 | 1699.967
10 | 3849.5681 | -6245.1399 | 4697.1504 | -1020.2528 | -1281.3259
10 | 4899.2728 | -1389.9856 | -413.5713 | 2904.2842 | -6000
10 | 4043.301 | 1811.2615 | 3613.7923 | -3468.3548 | -6000
10 | 3351.3837 | 3200.5949 | 7093.9702 | -7645.9488 | -6000
10 | 3306.956 | 3094.4325 | 7354.0633 | -7755.4517 | -6000
10 | 3151.0334 | 2075.5839 | 8069.3533 | -8315.8113 | -4980.1593
10 | -4027.1173 | 1513.9576 | 12958.4772 | -6632.4129 | -3812.9045
10 | 1847.5754 | 3220.4646 | 8202.7184 | -7270.7583 | -6000
10 | -7135.1333 | 3257.3314 | 13873.3905 | -4725.5404 | -5270.0482
10 | -7339.5081 | 2410.8719 | 4141.6351 | -1518.6121 | 2305.6132
10 | -7252.4854 | 730.4081 | 7375.1589 | -3339.2482 | 2486.1666
10 | -7134.9594 | -452.8035 | 12226.5942 | -5555.8069 | 916.9757
10 | -7562.4462 | -5517.8296 | 3609.9701 | 7021.6081 | 2448.6975
10 | -7110.9282 | 2188.7078 | 14504.638 | -5366.0158 | -4216.4019
10 | -7315.5039 | -4694.3287 | 12872.4232 | 1898.6158 | -2761.2064
10 | -7355.7947 | -5761.7674 | 12483.9135 | 3295.8481 | -2662.1996
10 | -7278.0838 | 1816.9137 | 11651.2407 | -190.0706 | -6000
10 | -7432.3676 | -528.5046 | 9254.9011 | 4705.9711 | -6000
10 | -7440.9746 | -1290.6164 | 9542.0623 | 5189.5287 | -6000
10 | -7413.7632 | -1951.4647 | 10681.0539 | 4684.174 | -6000
10 | -7376.2775 | -6148.3793 | 12250.0972 | 3988.0115 | -2713.4518
10 | -7413.5036 | -3027.4289 | 10157.0892 | 6283.8434 | -6000
10 | -7568.9469 | -6327.9432 | 4185.5079 | 7566.1569 | 2145.2253
10 | -7226.7452 | 2297.3292 | 12648.6544 | -1719.2384 | -6000
10 | 4847.1618 | -3386.7862 | 242.5541 | 4297.0703 | -6000
10 | 4299.0742 | -4065.7575 | 3332.9596 | 2433.7237 | -6000
10 | 4000.1964 | -5081.9621 | 4667.6473 | 904.8107 | -4490.6923
10 | 2389.265 | -5267.8185 | 5741.4944 | 1360.5981 | -4223.539
10 | 5054.944 | -5791.3595 | -2373.613 | 2890.1823 | 219.8463
10 | 5081.7237 | -6390.9108 | -2867.9745 | 2478.9169 | 1698.2447
10 | 4008.992 | -6622.222 | 3776.2827 | -296.7198 | -866.333
10 | -7193.2321 | -7048.252 | 11741.4514 | 3546.7861 | -1046.7535
10 | 4866.8278 | -1606.0311 | -621.3726 | 3360.5759 | -6000
10 | -2700.3636 | -948.1818 | 5449.6364 | 4198.9091 | -6000
10 | 4830.9115 | -3336.5144 | 43.3881 | 4462.2147 | -6000
10 | 3640.5059 | -3435.3348 | 1072.6405 | 4722.1884 | -6000
10 | -1725.4724 | -4088.8972 | 6571.7786 | 5242.5911 | -6000
10 | -7396.2873 | -5123.3623 | 10791.6956 | 6222.1743 | -4494.2203
10 | -7531.1288 | -6315.0926 | 5488.3918 | 7704.0398 | 653.7897
10 | -7559.2217 | -6712.3448 | 4446.9753 | 7822.3524 | 2002.2388
10 | -7376.4865 | -6305.9446 | 12148.9079 | 4269.2254 | -2735.7023
10 | -7380.6895 | -6535.1237 | 12065.4253 | 4069.9478 | -2219.5599
10 | -2157.7137 | -3661.4315 | 5992.2863 | 5826.8589 | -6000
10 | -5234.0135 | -3785.8998 | 8612.0561 | 6407.8571 | -6000
10 | -7408.5248 | -4030.1648 | 10137.9945 | 6873.8598 | -5573.1647
10 | -2362.3045 | -3387.3304 | 5680.7165 | 6068.9184 | -6000
10 | -7380.6861 | -3358.3457 | 9555.1786 | 7183.8532 | -6000
10 | -7421.125 | -3361.155 | 9582.0961 | 7193.3383 | -5993.1544
10 | -489.1591 | -4508.7308 | 2663.8585 | 5835.5403 | -3501.5088
10 | 4848.5002 | -5119.4799 | -4806.4545 | 4974.8898 | 102.5444
10 | 4982.4135 | -5663.4238 | -3545.1824 | 3665.8559 | 560.3368
10 | 4789.291 | -5792.6502 | -6565.7984 | 5181.2524 | 2387.9053
10 | 3333.8281 | -5917.1998 | -5317.4657 | 5500.1905 | 2400.6469
10 | 4954.2922 | -6290.1167 | -4784.5145 | 3638.7431 | 2481.596
10 | -2987.0451 | -6462.7579 | 121.371 | 6871.584 | 2456.848
10 | 4997.7626 | -6348.3915 | -4219.4972 | 3262.0287 | 2308.0973
10 | -7525.3373 | -6866.3771 | 5972.8788 | 6870.2778 | 1548.5578
10 | -7504.6279 | -6895.3761 | 6877.7183 | 6371.6608 | 1150.6249
10 | -7371.6245 | -7054.8698 | 11863.1514 | 3610.742 | -1047.3991
10 | 5041.1592 | -6367.6688 | -3604.2799 | 2901.8099 | 2028.9796
10 | 4875.2983 | 1004.6762 | -2299.7029 | 2419.7284 | -6000
10 | 4927.2564 | 1889.3445 | -6045.5773 | 1473.5397 | -2244.5633
10 | 4909.8856 | 789.733 | -6175.8582 | 2111.4113 | -1635.1716
10 | 4931.1959 | 1232.0238 | -6016.0307 | 1632.8177 | -1780.0068
10 | 4924.8329 | 913.419 | -6063.7532 | 1838.2519 | -1612.7506
10 | 5146.1732 | 3805.8604 | -3499.3354 | -1788.7188 | -3663.9794
10 | 5169.21 | 4156.5994 | -3894.6614 | -2426.0496 | -3005.0984
10 | 5207.9956 | 4719.1505 | -4552.3935 | -3445.8296 | -1928.923
10 | 5196.8149 | 4989.9543 | -4655.2868 | -3953.5423 | -1577.9402
10 | 4971.4857 | 4649.8604 | -8140.8735 | -2740.1945 | 1259.7218
10 | 5096.0231 | 2435.367 | -5354.0542 | -4449.8126 | 2272.4767
10 | 5157.2063 | 4114.9159 | -4166.9737 | -2304.1043 | -2801.0442
10 | -7345.8585 | 4439.2502 | 6487.4834 | 542.5861 | -4123.4611
10 | -7426.5162 | 3319.9667 | 4939.7433 | 2953.8177 | -3787.0114
10 | -7461.5905 | 4190.3408 | 66.6209 | 1927.3284 | 1277.3004
10 | -7455.0423 | 4291.9764 | 158.9562 | 1715.1099 | 1288.9998
10 | 5003.2211 | 2990.7971 | -5661.9401 | 138.1995 | -2470.2775
10 | 4919.4937 | 2467.4699 | -6348.1033 | 1278.608 | -2317.4683
10 | -2123.4656 | 2949.1674 | 84.5495 | 2244.1173 | -3154.3686
10 | 4860.8703 | 3049.0329 | -9581.3735 | 603.4701 | 1068.0002
10 | 344.6849 | 3462.2363 | -6050.2293 | 1099.1869 | 1144.1212
10 | 4866.7338 | 2584.485 | -9376.7457 | 748.1771 | 1177.3499
10 | 4929.6264 | 1151.4348 | -6144.4788 | 1626.1531 | -1562.7354
10 | 4928.4537 | 292.6952 | -6004.4137 | 1854.1417 | -1070.8769
10 | 4928.4178 | 1089.56 | -6232.7245 | 1626.2624 | -1411.5157
10 | 5081.5421 | 4057.9605 | -6623.0274 | -1836.4069 | -680.0683
10 | 4943.2711 | 4009.7091 | -8722.8497 | -1408.5863 | 1178.4558
10 | 5068.399 | 3987.359 | -6838.6991 | -1665.4185 | -551.6405
10 | 4918.1496 | 3450.5856 | -9238.3833 | -244.3779 | 1114.026
10 | 4932.9531 | 2778.9845 | -8889.7981 | -108.515 | 1286.3756
10 | 5014.8405 | 2527.3923 | -7497.7113 | -675.7974 | 631.2759
10 | 5150.9647 | 2324.7884 | -3690.2596 | -1687.7614 | -2097.7321
10 | 5116.7914 | 1760.8846 | -3106.8732 | -735.7755 | -3035.0272
10 | 5193.4271 | 2690.1647 | -4427.127 | -2762.8829 | -693.582
10 | 5150.9541 | 3252.2656 | -4767.189 | -4428.1694 | 792.1387
10 | 5119.7016 | 2218.5492 | -4877.3502 | -4766.4537 | 2305.5531
10 | 4372.5781 | 301.2859 | -543.8083 | -6643.8702 | 2513.8146
10 | 3624.2388 | -650.2346 | 4092.9105 | -8260.41 | 1193.4953
10 | 3148.1344 | -987.3092 | 7124.8623 | -9215.7887 | -69.8987
10 | 5149.0485 | -4202.9449 | -3889.5517 | 453.6554 | 2489.7928
10 | 5125.5518 | -5119.7005 | -3507.3238 | 1278.2622 | 2223.2103
10 | 5159.1316 | -3622.4541 | -4046.8936 | 39.6604 | 2470.5557
10 | 5141.4965 | 1463.0795 | -3615.2673 | -1332.427 | -1656.8817
10 | 5103.0691 | 750.9725 | -2968.8391 | -251.8086 | -2633.3939
10 | 4932.1674 | 87.4846 | -5583.4768 | 1985.4103 | -1421.5855
10 | 5145.5947 | 1144.8757 | -3726.8469 | -1383.8195 | -1179.804
10 | 5183.125 | 1467.8125 | -4378.125 | -2334.0625 | 61.25
10 | 5123.0872 | 2262.3709 | -4858.8201 | -4688.0304 | 2161.3923
10 | 5120.2601 | 2168.8611 | -4868.7852 | -4718.6315 | 2298.2955
10 | 4334.1782 | 151.6231 | -309.273 | -6693.9449 | 2517.4166
10 | 3516.3798 | -888.2154 | 4757.8157 | -8460.5284 | 1074.5483
10 | 3267.5362 | -1064.3928 | 6342.5137 | -8959.8723 | 414.2152
10 | -1954.9545 | -969.5465 | 10163.0056 | -7636.5086 | 398.0039
10 | -3211.6729 | -887.9097 | 10625.8148 | -7135.0094 | 608.7772
10 | -7200.0607 | -2369.6765 | 12018.4689 | -3088.3676 | 639.6358
10 | -7524.2097 | -6805.146 | 6058.0804 | 6735.3227 | 1535.9526
10 | -7370.3134 | -7028.857 | 11876.9003 | 3565.8299 | -1043.5597
10 | -7370.6359 | -7036.0328 | 11874.5147 | 3577.3764 | -1045.2224
10 | 5136.3883 | -4501.9206 | -3765.9261 | 638.8599 | 2492.5985
10 | 5107.5951 | -5625.3239 | -3297.5394 | 1649.3431 | 2165.9251
10 | 5049.9063 | -6039.1844 | -3829.7521 | 2571.372 | 2247.6581
10 | 5059.4991 | -5338.0982 | -4247.4448 | 2038.5656 | 2487.4783
10 | 5157.2024 | -3303.6291 | -4090.7227 | -215.7385 | 2452.8879
10 | 5112.7808 | 2248.115 | -5018.7149 | -4631.9702 | 2289.7893
10 | 5098.4638 | 386.4806 | -2921.5674 | -77.08 | -2486.297
10 | 4933.7387 | -1074.0136 | -847.5286 | 2384.9839 | -5397.1805
10 | 4602.0326 | 1434.0299 | -61.223 | -2295.1714 | -3679.668
10 | -3579.8733 | 1161.6491 | 3342.9809 | 1053.127 | -1977.8837
10 | -7395.9263 | 1226.0351 | 6595.5252 | 1936.8501 | -2362.484
10 | -7455.8209 | 397.4547 | 5445.1148 | 3727.4822 | -2114.2308
10 | -7485.0733 | 1009.239 | 1523.9724 | 2922.3834 | 2029.4786
10 | -7484.9673 | 1010.8663 | 1525.4796 | 2918.9481 | 2029.6733
10 | -7419.3017 | 1656.8711 | 2630.8991 | 877.8654 | 2253.666
10 | -7499.1527 | -67.2694 | 1733.4722 | 3583.2687 | 2249.6812
10 | -6085.4499 | 313.2099 | 4188.5815 | 3541.0409 | -1957.3824
10 | 4871.2282 | -1531.1066 | -938.6188 | 3280.4411 | -5681.9439
10 | -1336.9948 | -492.7461 | 1964.8187 | 3440.829 | -3575.9067
10 | 4930.8569 | -594.8924 | -5373.4832 | 2226.1888 | -1188.6701
10 | 4927.2794 | -516.8461 | -5732.5329 | 2140.114 | -818.0143
10 | 4922.4629 | -1107.1836 | -5403.6488 | 2526.7959 | -938.4265
10 | 5054.0073 | 929.829 | -6061.9205 | -564.0376 | 642.1218
10 | 5023.7603 | 888.2844 | -7034.9426 | -370.4146 | 1493.3124
10 | 4994.8205 | 869.2848 | -7473.1145 | -277.235 | 1886.2442
10 | 5085.6518 | 1979.2164 | -5558.4279 | -3777.7031 | 2271.2629
10 | 5017.3176 | -544.0126 | -6904.2544 | 165.4527 | 2265.4967
10 | 5052.6074 | -1349.1876 | -6193.6583 | 175.0524 | 2315.1861
10 | 4836.1049 | -2322.5688 | -7763.87 | 2989.0811 | 2261.2527
10 | 2443.4548 | -1890.2843 | -5924.5384 | 3112.3713 | 2258.9966
10 | 5020.8716 | 872.3248 | -7082.2633 | -332.7219 | 1521.7888
10 | 4990.4704 | 774.2243 | -7562.4659 | -77.0797 | 1874.8509
10 | 4997.6555 | 560.3289 | -6763.7527 | 264.3819 | 941.3864
10 | 4883.5894 | -42.7232 | -7886.3476 | 1621.8717 | 1423.6097
10 | 791.6891 | 86.846 | -3388.5052 | 2344.8729 | 165.0972
10 | 4876.271 | 10.5064 | -8224.0469 | 1553.15 | 1784.1194
10 | 1765.6762 | 257.721 | -5775.0585 | 1906.2939 | 1845.3674
10 | 5121.9401 | 1464.0135 | -4082.9891 | -1155.2791 | -1347.6855
10 | 4928.748 | 236.2594 | -5991.1211 | 1863.9035 | -1037.7898
10 | 4928.2934 | 233.8796 | -5994.7465 | 1869.7692 | -1037.1957
10 | -263.5347 | 267.4971 | -1200.7873 | 2666.7901 | -1469.9652
10 | 4928.4501 | 230.919 | -5986.5032 | 1872.0954 | -1044.9613
10 | 5000.5839 | 2948.8777 | -5610.6916 | 213.7927 | -2552.5627
10 | 5133.0786 | 3072.9367 | -3311.9448 | -1346.2712 | -3547.7994
10 | 4967.5071 | 2151.5438 | -5743.6969 | 909.8018 | -2285.1557
10 | 4936.1702 | 851.0638 | -5978.7234 | 1787.234 | -1595.7447
10 | 5171.7889 | 4022.5792 | -3890.2512 | -2167.4252 | -3136.6918
10 | 5210.1914 | 4601.9642 | -4547.7739 | -3219.7689 | -2044.6127
10 | 5193.0991 | 5022.6297 | -4703.4428 | -4009.1108 | -1503.1752
10 | 4969.4795 | 4686.031 | -8162.3606 | -2806.775 | 1313.625
10 | 5073.1914 | 2842.6971 | -5801.7914 | -4390.433 | 2276.336
10 | 4982.2438 | -515.5316 | -7592.9857 | 857.6119 | 2268.6616
10 | 4722.4988 | -3064.8611 | -8825.1331 | 4904.9169 | 2262.5785
10 | 2021.3882 | -2576.8465 | -6748.6747 | 5044.1016 | 2260.0315
10 | 5114.0904 | 2409.317 | -4981.9388 | -4864.3186 | 2322.85
10 | 4467.9762 | 751.2632 | -1234.2816 | -6487.9129 | 2502.955
10 | 3927.2373 | 63.7086 | 2116.143 | -7656.0007 | 1548.9118
10 | 2769.8637 | -755.6941 | 9486.5866 | -9978.4535 | -1522.3027
10 | 2907.7072 | -1788.9464 | 9009.5003 | -8367.8926 | -1760.3686
10 | 3031.11 | -2486.6516 | 8501.8464 | -7194.1851 | -1852.1197
10 | 3122.5553 | -3121.0544 | 8153.3805 | -6248.5602 | -1906.3213
10 | 822.8488 | -720.3341 | 10910.9175 | -9485.0857 | -1528.3465
10 | -3466.7141 | -577.2469 | 13542.9403 | -8195.2449 | -1303.7343
10 | -2062.5164 | -696.5424 | 12756.2769 | -8644.6546 | -1352.5636
10 | -7117.6058 | 64.2103 | 11749.113 | -5480.0145 | 784.2971
10 | -7045.6321 | -344.7595 | 14860.9412 | -6767.0614 | -703.4882
10 | -7106.3574 | -2006.5841 | 14810.4469 | -4393.6592 | -1303.8461
10 | -7101.6803 | -522.3235 | 13142.0851 | -6028.7299 | 510.6486
10 | 5152.0718 | -3217.1101 | -4181.99 | -234.7629 | 2481.7911
10 | 5157.2194 | -3597.9951 | -4110.5084 | 158.7566 | 2392.5274
10 | 5163.847 | -3928.4299 | -4033.9554 | 567.3755 | 2231.1629
10 | 5133.7246 | -3925.1677 | -4550.5254 | 883.2976 | 2458.671
10 | 5117.9117 | -4018.9366 | -4668.7179 | 1092.7432 | 2476.9995
10 | 5137.1723 | -3935.3912 | -4492.5102 | 861.4228 | 2429.3064
10 | 5136.2952 | -3943.7678 | -4503.113 | 861.3441 | 2449.2414
10 | 5161.9382 | -3998.8043 | -4028.4021 | 504.8295 | 2360.4387
10 | 5130.7155 | -3903.0749 | -4603.356 | 897.9999 | 2477.7154
10 | 5133.9212 | -3925.7564 | -4539.9518 | 852.9937 | 2478.7933
10 | 5159.6796 | -3922.1994 | -4030.713 | 306.4677 | 2486.7651
10 | 5099.2693 | 4007.557 | -6367.5993 | -1779.5405 | -959.6866
10 | 4908.4064 | 3327.6757 | -9415.4501 | 21.6972 | 1157.6708
10 | 4921.1985 | 2481.8727 | -9089.6255 | 306.1423 | 1380.412
10 | 5053.0303 | 1954.5455 | -6848.4848 | -484.8485 | 325.7576
10 | 5056.512 | 3345.2482 | -5576.16 | -582.3361 | -2243.2641
10 | 5000 | 1000 | -6000 | 1000 | -1000
11 | 5042.6925 | 2805.5462 | -2039.3253 | 191.0866 | -6000
11 | 4312.6972 | 5587.7359 | 1496.0314 | -5396.4645 | -6000
11 | -7599.1401 | 5800.5024 | 10088.4038 | -2289.7661 | -6000
11 | -7807.274 | 2670.122 | 6833.2191 | 4303.933 | -6000
11 | -7852.0867 | 4054.7842 | -179.0477 | 2567.9011 | 1408.4492
11 | -7539.6387 | 4721.1575 | 12335.169 | -3516.6878 | -6000
11 | -7702.2797 | 1006.805 | 10636.9513 | 2058.5233 | -6000
11 | -7864.2574 | -2343.4527 | 8713.0294 | 7494.6806 | -6000
11 | -7484.7414 | 2289.3467 | 13796.4615 | -4954.4841 | -3646.5827
11 | -7440.4062 | 97.2509 | 14879.427 | -6164.2419 | -1372.0299
11 | -7478.6179 | 1397.4341 | 14514.1127 | -5386.9322 | -3045.9968
11 | -7800.5109 | 4862.5472 | 529.3287 | 884.8439 | 1523.7911
11 | -7757.6811 | 3665.7011 | 1967.7219 | -87.7366 | 2211.9946
11 | -7723.5748 | 2768.77 | 3137.0574 | -850.2666 | 2668.014
11 | -7659.91 | 1512.6328 | 5497.9005 | -2184.6049 | 2833.9816
11 | -7962.7659 | -4696.8747 | 1900.2991 | 7979.4009 | 2779.9406
11 | -7930.2514 | -1923.4258 | 966.778 | 6228.3209 | 2658.5783
11 | -7897.2406 | 629.4082 | 438.0909 | 4660.0509 | 2169.6906
11 | 3758.0325 | 4202.0471 | 4859.616 | -6819.6956 | -6000
11 | 3726.9551 | 3200.5078 | 5226.8942 | -6154.3571 | -6000
11 | 3837.4048 | -1621.8211 | 4781.2537 | -3360.9407 | -3635.8967
11 | 3884.5385 | -2341.7194 | 4453.8487 | -2992.2526 | -3004.4152
11 | 4204.1733 | -3490.677 | 1850.6968 | -2789.2413 | 225.0482
11 | 3867.8424 | -4463.9251 | 4060.8004 | -2506.8975 | -957.8203
11 | 3260.7954 | -3279.6136 | 6545.7983 | -5159.8067 | -1367.1734
11 | 3848.1847 | -4527.0002 | 4188.4747 | -2500.0978 | -1009.5614
11 | 3672.167 | -5205.0968 | 5304.2164 | -2616.7983 | -1154.4884
11 | 3670.624 | -5095.9232 | 5341.9044 | -2438.8673 | -1477.738
11 | 3625.1225 | -5306.1176 | 5621.8681 | -2523.2927 | -1417.5804
11 | 3634.5203 | -4937.0819 | 5447.9807 | -2678.0061 | -1467.413
11 | 3599.2818 | -5200.5453 | 5700.6834 | -2690.1619 | -1409.2581
11 | -5043.2587 | -5262.7606 | 11356.7207 | 31.6885 | -1082.39
11 | 3845.8149 | -2216.214 | 4765.9003 | -3036.7602 | -3358.7411
11 | 3574.4456 | 3864.0707 | 5716.6843 | -7155.2006 | -6000
11 | -922.867 | 4144.8738 | 8535.0374 | -5757.0442 | -6000
11 | 4611.4766 | 757.2783 | -2052.2908 | -6045.6536 | 2729.1895
11 | 4466.6735 | -1293.9288 | -609.2281 | -4555.029 | 1991.5124
11 | 3867.038 | 0.89079 | 1781.5201 | -7309.9316 | 1660.4827
11 | 2581.3549 | -764.1763 | 8718.6166 | -9408.629 | -1127.1662
11 | -4987.0773 | -538.5907 | 13586.8639 | -7190.6156 | -870.5803
11 | 2553.4203 | -900.0352 | 8892.9966 | -9456.8469 | -1089.5349
11 | -1284.9079 | -858.4489 | 11445.2518 | -8362.0302 | -939.8647
11 | -7507.3374 | -13.7572 | 11787.7059 | -5066.3201 | 799.7088
11 | -7443.9369 | -379.6977 | 14515.6836 | -6206.6502 | -485.3988
11 | -7485.963 | -1520.6713 | 14459.2236 | -4574.8515 | -877.7378
11 | -7492.5981 | -537.6164 | 13048.1221 | -5563.7535 | 545.8459
11 | 4851.6237 | 1547.8032 | -3271.7958 | 2872.3689 | -6000
11 | -4625.4728 | 2384.0176 | 4288.976 | 3952.4792 | -6000
11 | 4789.9008 | -1401.7621 | -2143.9745 | 4755.8358 | -6000
11 | 4851.4941 | -1592.3068 | -1389.0774 | 4129.8902 | -6000
11 | -3675.0229 | -2361.0517 | 6234.7906 | 5801.284 | -6000
11 | -7573.7814 | -2416.4889 | 8497.9053 | 7492.365 | -6000
11 | -7866.017 | -2457.4483 | 8706.0152 | 7560.6796 | -5943.2294
11 | -7965.4485 | -5017.9986 | 2124.4231 | 8197.4257 | 2661.5983
11 | -3755.8571 | -2101.3686 | 5204.3609 | 6652.8648 | -6000
11 | 4805.7878 | -2561.794 | -5204.6334 | 5038.7364 | -2078.0968
11 | 4691.1177 | -3882.8742 | -8547.5295 | 5387.7031 | 2351.5828
11 | 2618.184 | -4097.5096 | -6882.9434 | 5858.9451 | 2503.3239
11 | 4808.6393 | -4292.3187 | -7600.4552 | 4391.1547 | 2692.98
11 | 244.1009 | -4345.5564 | -4971.0235 | 6393.5184 | 2678.9606
11 | 4975.284 | -4735.2185 | -6063.9466 | 3027.9437 | 2795.9374
11 | 4598.0009 | -4748.3116 | -5814.7094 | 3168.2395 | 2796.7805
11 | -7898.4673 | -5254.5586 | 4468.6852 | 6723.799 | 1960.5416
11 | -7701.9151 | -5515.08 | 11809.7052 | 2630.4995 | -1223.2096
11 | -7744.971 | -6835.2273 | 12051.4049 | 3649.0367 | -1120.2433
11 | -6809.4777 | -4957.4937 | 1036.0391 | 7951.6554 | 2779.2769
11 | 5029.8113 | -4758.7145 | -5390.4931 | 2625.8858 | 2493.5105
11 | 4969.001 | -4863.7291 | -6021.0886 | 3117.6044 | 2798.2123
11 | 4728.1109 | -5150.7838 | -7598.5427 | 5332.5164 | 2688.6993
11 | 3087.3646 | -4857.8318 | -6637.1935 | 5722.5329 | 2685.1278
11 | 5027.1052 | 2192.6923 | -1833.7211 | 613.9237 | -6000
11 | 4204.1625 | 209.0899 | 3142.753 | -1556.0054 | -6000
11 | 4219.8716 | 39.2708 | 3031.143 | -1290.2854 | -6000
11 | 4099.0668 | -514.564 | 3614.041 | -1989.8988 | -5208.645
11 | 4876.5065 | -1492.5462 | -1188.8044 | 3804.8441 | -6000
11 | 4878.0503 | -1739.824 | -1255.1415 | 3886.1558 | -5769.2406
11 | 5043.0819 | -3603.7695 | -3198.5514 | 2750.3736 | -991.1347
11 | 5100.2632 | -4803.4352 | -4118.9957 | 1890.4267 | 1931.7409
11 | 4038.7364 | -5066.8971 | 2915.228 | -1122.7227 | -764.3447
11 | -3592.2195 | -5381.4308 | 9345.519 | 967.3569 | -1339.2256
11 | 3713.8536 | -5609.4964 | 5041.0053 | -1635.8169 | -1509.5456
11 | 3696.8759 | -6071.3346 | 5126.6993 | -1278.7658 | -1473.4748
11 | -6490.1572 | -6946.855 | 11323.9687 | 3256.9485 | -1143.905
11 | 5112.2767 | 655.7334 | -2957.1742 | 257.7518 | -3068.5877
11 | 5169.4046 | -1503.3143 | -4104.6746 | -357.1964 | 795.7807
11 | 5132.6298 | -2690.0368 | -4265.7482 | -820.191 | 2643.3462
11 | 4990.4487 | -2877.0687 | -3351.5911 | -1143.2003 | 2381.4114
11 | 4875.0068 | -2967.3955 | -2587.8678 | -1384.9526 | 2065.2091
11 | 3871.469 | -4476.8134 | 4036.4686 | -2477.4974 | -953.6268
11 | -1277.626 | -4673.1245 | 8401.5482 | -1104.5488 | -1346.249
11 | 4969.9293 | -2817.2046 | -3243.5629 | -1274.7527 | 2365.5908
11 | -7746.6171 | -3252.2257 | 7341.279 | 2162.0153 | 1495.5485
11 | -7650.5107 | -4568.8211 | 12441.2018 | 915.7723 | -1137.6423
11 | -7657.5878 | -5047.9059 | 12863.7735 | 875.6802 | -1033.96
11 | 4935.6314 | -2951.5228 | -2996.4578 | -1305.299 | 2317.6481
11 | 5133.1725 | -3430.8687 | -4309.3315 | 82.8672 | 2524.1605
11 | 5135.9907 | -4064.5263 | -4340.9029 | 974.696 | 2294.7425
11 | 5107.7153 | -3908.7345 | -5004.4179 | 1169.4783 | 2635.9587
11 | 5106.5723 | -3918.0062 | -5017.3307 | 1190.6864 | 2638.0782
11 | 5026.7377 | -4468.725 | -5773.7608 | 2452.6936 | 2763.0545
11 | 4992.9696 | -4627.9241 | -5982.979 | 2819.5698 | 2798.3637
11 | 5108.4305 | -3915.4282 | -4988.0706 | 1168.6105 | 2626.4578
11 | 5108.6988 | -3922.4337 | -4978.143 | 1161.3953 | 2630.4826
11 | 5132.5907 | -4172.285 | -4338.3566 | 877.6152 | 2500.4356
11 | 5130.4265 | -2704.888 | -4237.8992 | -1016.6779 | 2829.0386
11 | 5038.1122 | 2858.1922 | -1978.9084 | 82.6041 | -6000
11 | 4497.5012 | 4918.8222 | 639.5127 | -4055.8362 | -6000
11 | 4331.5578 | 5546.4885 | 1437.9758 | -5316.022 | -6000
11 | -7609.032 | 5761.7356 | 10053.2255 | -2205.9291 | -6000
11 | -7549.772 | 4372.5196 | 12778.1393 | -3600.8868 | -6000
11 | -7809.2476 | 4829.3439 | 559.8577 | 948.665 | 1471.3811
11 | -7770.953 | 3376.9544 | 2292.4457 | -106.4187 | 2207.9715
11 | -7742.2211 | 2360.7627 | 3596.1301 | -877.6684 | 2662.9967
11 | -7861.6702 | 1403.2884 | 1456.8052 | 2821.1037 | 2180.4729
11 | -7666.4676 | 4922.0532 | 9181.1937 | -436.7792 | -6000
11 | -7793.395 | 3012.2594 | 7195.2226 | 3585.913 | -6000
11 | 4890.2922 | 1884.8977 | -2932.672 | 2157.482 | -6000
11 | -4504.0334 | 2715.7851 | 4564.213 | 3224.0353 | -6000
11 | 4935.4102 | 2462.5532 | -5815.5977 | 1402.5866 | -2984.9523
11 | 5122.3185 | 3558.8502 | -3089.6298 | -1162.725 | -4428.814
11 | 5169.7219 | 4292.4599 | -3948.2562 | -2491.2333 | -3022.6923
11 | 5202.9982 | 4783.2433 | -4543.8526 | -3377.7913 | -2064.5976
11 | 5194.8934 | 5001.4077 | -4637.2756 | -3785.763 | -1773.2624
11 | 5021.7912 | 4638.3861 | -8282.4755 | -2527.0712 | 1149.3694
11 | 5066.5797 | 3226.2488 | -6603.248 | -3554.8795 | 1865.299
11 | 5040.2929 | 1453.4636 | -7391.7902 | -941.102 | 1839.1356
11 | 5032.7923 | 1333.8699 | -7441.0478 | -763.1368 | 1837.5225
11 | 5087.7406 | 4347.009 | -7034.8533 | -2153.4939 | -246.4025
11 | 5009.6252 | 4194.8815 | -8675.9719 | -1608.7019 | 1080.167
11 | 5000 | 4112.1957 | -8744.3635 | -1435.2648 | 1067.4326
11 | 5031.8212 | 2075.4731 | -7736.2901 | -1020.9706 | 1649.9663
11 | 5038.4615 | 1997.6644 | -7576.9231 | -1036.1259 | 1576.9231
11 | 5027.8478 | 1832.038 | -7693.6743 | -859.8858 | 1693.6743
11 | 5112.3522 | 4089.7775 | -5240.2446 | -1902.9567 | -2058.9285
11 | -7743.5912 | 4425.2276 | 5969.7227 | 986.2934 | -3637.6524
11 | -7807.7854 | 3500.3069 | 4841.5448 | 2957.7474 | -3491.8136
11 | -7835.8976 | 4303.3004 | 596.6496 | 1975.5984 | 960.3492
11 | -7838.9312 | 4376.6296 | 169.8553 | 1891.3116 | 1401.1347
11 | 4926.2227 | 2682.785 | -6882.234 | 1120.7864 | -1847.5601
11 | -2306.9616 | 3142.5014 | -228.8279 | 2174.0468 | -2780.7587
11 | 4915.3114 | 2893.4324 | -8000 | 865.0884 | -673.8322
11 | 4870.4039 | 3184.7723 | -9508.3413 | 518.1044 | 935.0607
11 | 324.3536 | 3608.1361 | -6048.8071 | 1015.3383 | 1100.9792
11 | 5041.7903 | 4037.7768 | -7540.3066 | -1467.677 | -71.5835
11 | 5000 | 4015.2129 | -8541.3849 | -1274.0204 | 800.1924
11 | 4985.3347 | 4008.7663 | -8828.1387 | -1217.5255 | 1051.5632
11 | -6589.853 | 4264.2667 | -775.8675 | 1746.3569 | 1355.0969
11 | 5000 | 3747.9965 | -8000 | -827.3599 | 79.3634
11 | 5000 | 2081.8974 | -8000 | -527.0087 | 1445.1113
11 | 4996.3595 | 1826.0946 | -8000 | -414.7633 | 1592.3093
11 | 4993.8994 | 861.9508 | -7629.0282 | -58.2255 | 1831.4034
11 | -5055.535 | 1059.8275 | -628.9757 | 2523.8194 | 2100.8638
11 | 5000 | 1913.2067 | -8000 | -495.0826 | 1581.8759
11 | 5150.8598 | 2406.0429 | -3724.3075 | -1724.4475 | -2108.1478
11 | 5097.5935 | 1527.3586 | -2763.4948 | -223.509 | -3637.9482
11 | 5072.6673 | 1302.3223 | -2434.7065 | 150.6641 | -4090.9472
11 | 5093.4533 | 927.2293 | -2708.8839 | 63.7408 | -3375.5395
11 | 5162.0554 | -1665.4706 | -4086.8638 | -674.7219 | 1265.0009
11 | 5131.0783 | -2665.1045 | -4222.5439 | -1064.7247 | 2821.2949
11 | 5098.3623 | -2751.0512 | -4027.1807 | -1153.3528 | 2833.2224
11 | 4620.8661 | -3379.1727 | -957.1064 | -2238.1363 | 1953.5492
11 | 5089.0093 | 885.7308 | -2673.4454 | 82.3246 | -3383.6194
11 | 5094.4586 | 466.5417 | -2837.7022 | -6.1162 | -2717.1818
11 | 5073.998 | 197.7564 | -2673.9849 | 479.1211 | -3076.8907
11 | 4938.2377 | -370.4143 | -4737.0277 | 2269.889 | -2100.6848
11 | 5187.4322 | 2717.4595 | -4395.0102 | -2661.3602 | -848.5213
11 | 5150.4644 | 3243.2615 | -4759.1355 | -4238.9193 | 604.3288
11 | 5112.8749 | 1927.3716 | -4911.6742 | -4645.6032 | 2517.0309
11 | 5017.6331 | 1571.6097 | -4370.7976 | -4919.9 | 2701.4549
11 | 4588.0226 | 397.2326 | -1797.0447 | -6047.9186 | 2859.7081
11 | 5114.452 | 862.1307 | -4773.4569 | -3903.5444 | 2700.4187
11 | 5137.496 | 1197.5374 | -3611.2791 | -1221.5158 | -1502.2386
11 | 5137.9391 | 1157.9009 | -3624.6404 | -1226.4983 | -1444.7013
11 | 5043.716 | 1221.0575 | -2969.6115 | -1412.0367 | -1883.1253
11 | -3258.6885 | 1149.6705 | 2230.2944 | 1318.3985 | -1439.6749
11 | -7791.2149 | 1249.7994 | 6183.4944 | 2344.7357 | -1986.8147
11 | -7835.8765 | 606.6622 | 5398.4429 | 3716.3414 | -1885.5701
11 | -7856.0738 | 1063.2796 | 2504.8633 | 3067.3452 | 1220.5856
11 | -7863.7054 | 1127.0068 | 1584.9281 | 2908.8259 | 2242.9446
11 | -7744.5354 | 2308.3205 | 3576.1348 | -802.7835 | 2662.8636
11 | -7891.6059 | -1030.6312 | 2031.7708 | 4234.3171 | 2656.1492
11 | -7812.5854 | 605.233 | 5376.9587 | 3713.0008 | -1882.6071
11 | 5176.8033 | 1488.8326 | -4337.3731 | -2222.1232 | -106.1396
11 | 5123.7749 | 2243.0682 | -4859.6918 | -4485.0493 | 1977.898
11 | 5113.9555 | 1899.3223 | -4899.539 | -4591.2861 | 2477.5473
11 | 4998.9963 | 1469.909 | -4246.6878 | -4922.369 | 2700.1516
11 | 4552.6886 | 249.8886 | -1572.9035 | -6094.2292 | 2864.5555
11 | 5115.8591 | 613.5506 | -4732.7074 | -3695.6032 | 2698.9009
11 | 5076.5204 | -1815.4267 | -5895.5369 | -59.7795 | 2694.2227
11 | 5057.9574 | -2115.7355 | -6031.3347 | 395.5103 | 2693.6025
11 | 4947.3185 | -3494.2438 | -6639.8947 | 2496.1418 | 2690.6782
11 | 4790.3938 | -4784.4074 | -7178.4022 | 4484.6372 | 2687.7785
11 | 3325.9114 | -4354.4777 | -6116.5678 | 4461.0147 | 2684.1194
11 | 5121.7831 | -3890.1654 | -4494.0257 | 435.6618 | 2826.7463
11 | 5103.2009 | 2201.1428 | -5293.5364 | -4334.879 | 2324.0716
11 | -7397.8606 | 2334.0659 | 3387.0245 | -987.1989 | 2663.9691
11 | 5053.2662 | 1111.571 | -7029.1524 | -934.677 | 1798.9923
11 | 5094.719 | 449.1066 | -2844.8839 | -9.9797 | -2688.9619
11 | 5051.1246 | 470.8615 | -2536.97 | -82.6511 | -2902.3649
11 | 4936.785 | -968.3285 | -1627.1129 | 2507.9819 | -4849.3256
11 | 4885.8877 | -1393.2819 | -1237.2305 | 3258.1935 | -5513.5688
11 | 4887.8822 | -1362.5814 | -1366.943 | 3223.1756 | -5381.5334
11 | -1837.6075 | -329.8507 | 2209.6987 | 3499.1029 | -3541.3435
11 | 4937.7918 | -625.5541 | -4657.7792 | 2359.3954 | -2013.8539
11 | 4900.8898 | -2939.4464 | -4778.0524 | 3705.6352 | -889.0262
11 | 5157.1272 | -1909.5049 | -4098.4495 | -681.7684 | 1532.5955
11 | 5131.6303 | -2732.2905 | -4210.126 | -1002.7746 | 2813.5608
11 | 5064.6332 | -2908.2959 | -3810.0528 | -1184.2711 | 2837.9865
11 | 4517.855 | -3627.5542 | -294.5282 | -2426.4505 | 1830.6778
11 | 5129.3563 | -3594.8821 | -4267.9171 | -98.7034 | 2832.1463
11 | 5129.6637 | -4014.612 | -4292.6098 | 412.9384 | 2764.6197
11 | 5060.729 | -5752.0875 | -3938.4311 | 2259.0691 | 2370.7206
11 | 4618.4207 | -4035.8331 | -970.3451 | -1540.5764 | 1928.3339
11 | 3832.3116 | -5218.2171 | 4218.7476 | -2396.408 | -436.4342
11 | -4961.7126 | -5272.8146 | 10572.2415 | 207.9148 | -545.6292
11 | -7737.7602 | -4458.5264 | 9314.5402 | 1798.7994 | 1082.9471
11 | -7694.5358 | -5050.6733 | 11608.2617 | 1238.294 | -101.3466
11 | 4998.3483 | -6182.4042 | -4529.4852 | 3245.1674 | 2468.3737
11 | 5122.6676 | -3927.8548 | -4466.6742 | 442.5997 | 2829.2616
11 | 4986.9264 | -5431.7378 | -5299.8119 | 2928.5358 | 2816.0875
11 | 5073.3808 | 168.3472 | -2674.2531 | 496.1202 | -3063.5951
11 | 5055.0621 | 934.441 | -5648.1993 | -445.249 | 103.9451
11 | 4993.8599 | 834.0265 | -7617.2372 | -48.0868 | 1837.4376
11 | -5019.9938 | 968.0878 | -615.3817 | 2547.7081 | 2119.5797
11 | 5037.0183 | 1046.9548 | -7272.9769 | -723.6161 | 1912.6198
11 | 5045.8493 | 1102.6466 | -7181.2747 | -899.5625 | 1932.3413
11 | 4987.0021 | 778.9693 | -7664.9572 | 68.6568 | 1830.329
11 | -2897.1643 | 786.5349 | -2245.52 | 2316.6559 | 2039.4935
11 | 4938.0233 | 384.2908 | -8000 | 904.8474 | 1772.8385
11 | 4928.0598 | 77.5107 | -8000 | 1173.1657 | 1821.2637
11 | 4897.6988 | -247.2632 | -8153.0148 | 1685.4313 | 1817.1479
11 | 1903.2532 | 144.8862 | -5886.2853 | 1935.6581 | 1902.4878
11 | 4891.1117 | -1000.5065 | -8000 | 2148.3076 | 1961.0872
11 | 4890.9642 | -1012.0438 | -7997.6198 | 2155.405 | 1963.2944
11 | 4890.936 | -1007.5571 | -8000 | 2154.3837 | 1962.2374
11 | 4865.0274 | -506.5015 | -8482.4481 | 2309.8358 | 1814.0864
11 | 4915.3716 | -32.7927 | -7229.087 | 1678.3749 | 668.1332
11 | 388.2396 | 190.2737 | -2752.145 | 2410.4043 | -236.7727
11 | 4907.781 | 88.1844 | -8000 | 1507.5889 | 1496.4457
11 | 4901.2569 | 123.3578 | -8218.4957 | 1458.9354 | 1734.9456
11 | 1823.6362 | 381.8044 | -5864.3391 | 1804.2517 | 1854.6468
11 | 5076.1299 | 1135.4324 | -5048.4181 | -640.9999 | -522.1443
11 | 4924.1574 | 136.6334 | -6417.6961 | 1790.1608 | -433.2556
11 | -207.4535 | 321.393 | -1671.722 | 2574.5524 | -1016.7698
11 | 5021.2264 | 2258.3105 | -1756.1774 | 476.6404 | -6000
11 | 4674.9173 | 1478.2204 | 366.7739 | -519.9116 | -6000
11 | 4080.773 | 46.1086 | 3959.6649 | -2086.5466 | -6000
11 | 4254.5795 | 3092.7078 | 2400.0484 | -3747.3357 | -6000
11 | 3791.4825 | 4067.5471 | 4795.7498 | -6654.7793 | -6000
11 | 3686.481 | 3805.2274 | 5432.4977 | -6924.206 | -6000
11 | 3653.0368 | 2727.4121 | 5827.7473 | -6208.1962 | -6000
11 | 3764.3511 | -2132.6674 | 5378.6183 | -3392.9122 | -3617.3898
11 | 4202.016 | -3705.8953 | 1814.2121 | -3114.9358 | 804.6031
11 | 3726.6092 | -2329.0696 | 5605.4919 | -3453.109 | -3549.9226
11 | 3666.5827 | 3732.9158 | 5557.5386 | -6957.0371 | -6000
11 | 3462.9385 | 3313.1926 | 6548.6275 | -7324.7586 | -6000
11 | 1989.0937 | 3419.9802 | 7452.0804 | -6861.1543 | -6000
11 | 4544.9162 | 340.3125 | -1519.8319 | -6145.6372 | 2780.2403
11 | 4341.9423 | -2534.9142 | 502.944 | -4056.1925 | 1746.2205
11 | 4880.3804 | -975.2148 | -1099.7596 | 3194.594 | -6000
11 | 4811.8882 | -1500.4157 | -706.2155 | 3394.743 | -6000
11 | 4405.7341 | 756.2742 | 2008.721 | -1170.7294 | -6000
11 | 4048.5629 | -104.6431 | 4168.5958 | -2112.5157 | -6000
11 | 3736.951 | -2250.2991 | 5565.9795 | -3399.023 | -3653.6083
11 | 4095.6137 | 1947.4246 | 3508.8476 | -3551.8859 | -6000
11 | 3616.4114 | 2956.1664 | 5987.8656 | -6560.4434 | -6000
11 | 3607.272 | 2661.6291 | 6095.8765 | -6364.7776 | -6000
11 | 3715.1675 | -2049.1815 | 5660.5417 | -3635.9601 | -3690.5675
11 | 3739.9296 | -2416.5037 | 5487.4202 | -3448.9636 | -3361.8824
11 | 4155.4765 | -3910.2263 | 2103.1464 | -3185.0352 | 836.6387
11 | 3813.3264 | -4900.3137 | 4351.4895 | -2897.8062 | -366.6959
11 | 3499.2415 | 3131.6657 | 6442.8207 | -7073.7279 | -6000
11 | 1236.2695 | 2966.7157 | 7676.3822 | -5879.3674 | -6000
11 | 3777.5578 | 3059.6112 | 4605.445 | -6878.2174 | -4564.3967
11 | 4493.1473 | 171.267 | -1189.9995 | -6229.2043 | 2754.7895
11 | 4276.5372 | -2897.1231 | 968.6705 | -3999.3867 | 1651.3022
11 | 3379.5455 | -960.2092 | 4544.9783 | -8120.4312 | 1156.1166
11 | 3053.4895 | -1154.2342 | 6304.2624 | -8652.6719 | 449.1542
11 | -1241.4753 | -1076.1271 | 9446.4954 | -7547.7697 | 418.8768
11 | -2908.626 | -968.3071 | 10076.7643 | -6880.0805 | 680.2493
11 | -7608.0753 | -2703.3393 | 11724.4173 | -2118.8182 | 705.8155
11 | 3445.2971 | 3230.2656 | 6613.2148 | -7362.8898 | -5925.8876
11 | 3127.6557 | 1749.9148 | 7573.3867 | -8083.6517 | -4367.3055
11 | -3126.8993 | 1327.8484 | 11905.2239 | -6583.0877 | -3523.0853
11 | 1639.1786 | 3242.7536 | 7795.9419 | -6856.1725 | -5821.7016
11 | -7532.6241 | 3280.7227 | 13531.4548 | -4195.6188 | -5083.9346
11 | -7741.3599 | 2338.667 | 3635.6335 | -898.4692 | 2665.5285
11 | -7669.258 | 916.0626 | 6309.3429 | -2409.6382 | 2853.4906
11 | -7531.6104 | -461.0125 | 11983.8656 | -5009.4576 | 1018.2149
11 | -7931.9193 | -4469.3291 | 3189.2094 | 6405.4171 | 2806.6219
11 | -7511.0018 | 2322.9067 | 14107.0133 | -4761.9228 | -4156.9953
11 | -4173.4603 | 1599.0909 | 12456.616 | -6145.2488 | -3736.9977
11 | -7659.8929 | 1957.0111 | 11758.0737 | -55.1919 | -6000
11 | -7813.2618 | -362.3162 | 9367.8258 | 4807.7521 | -6000
11 | -7648.8254 | 2061.5412 | 11972.4528 | -385.1686 | -6000
11 | -7792.1818 | -1212.3927 | 10475.5964 | 4528.9781 | -6000
11 | -7832.3715 | -2043.6561 | 9998.2344 | 5877.7933 | -6000
11 | -7577.8993 | 50.9538 | 13587.8198 | -2379.0693 | -3681.8051
11 | 4651.2826 | -3452.9462 | 139.7608 | 4661.9028 | -6000
11 | 4390.9966 | -3806.4449 | 1735.6653 | 3679.7829 | -6000
11 | 3916.5676 | -5769.5131 | 4056.2344 | 779.0688 | -2982.3577
11 | -6885.276 | -6922.4599 | 11371.1303 | 3877.4533 | -1440.8477
11 | 3729.3219 | -3528.4234 | 932.5373 | 4866.5641 | -6000
11 | 968.9682 | -3855.1034 | 3722.0523 | 5164.0829 | -6000
11 | -1131.36 | -3723.9632 | 5038.2754 | 5817.0478 | -6000
11 | -3000.9106 | -3258.4611 | 6420.0941 | 5839.2776 | -6000
11 | -2685.018 | -3891.121 | 6145.9373 | 6155.7533 | -5725.5516
11 | -7869.715 | -4462.8812 | 9849.3773 | 7278.4294 | -4795.2106
11 | -2334.6401 | -3502.8224 | 5592.8764 | 6244.5861 | -6000
11 | -3187.1162 | -3327.4177 | 6065.7212 | 6448.8127 | -6000
11 | -3017.5258 | -3549.1376 | 6056.2419 | 6406.2559 | -5895.8344
11 | -7872.2104 | -3898.7528 | 9363.4387 | 7545.0385 | -5137.5141
11 | -7851.2584 | -5375.4394 | 10300.2104 | 6774.8134 | -3848.3259
11 | -7924.9032 | -6150.17 | 6620.42 | 7843.8852 | -389.232
11 | -7951.7324 | -6841.0729 | 4844.5357 | 8015.6958 | 1932.5737
11 | -7772.181 | -6848.851 | 11795.8165 | 4399.0582 | -1573.8428
11 | -1082.0625 | -4618.4288 | 3243.348 | 6106.3067 | -3649.1634
11 | 4845.2428 | -3957.3183 | -1392.0083 | 4747.1596 | -4243.0757
11 | 4981.3818 | -5494.9374 | -2995.1797 | 3810.2221 | -301.4869
11 | 5026.9437 | -6450.8277 | -3728.5872 | 3125.0187 | 2027.4525
11 | 3922.518 | -6724.9368 | 3589.9069 | -9.8995 | -777.5886
11 | -6601.2178 | -7109.1794 | 11073.821 | 3617.2551 | -980.6789
11 | 4858.2628 | -4908.0099 | -3900.338 | 4979.0077 | -1028.9227
11 | 4957.5856 | -5452.9636 | -3379.5541 | 4064.7091 | -189.7771
11 | 4760.6323 | -6032.7822 | -6746.4917 | 5276.1191 | 2742.5225
11 | 3720.0697 | -6122.2994 | -5863.0936 | 5508.1764 | 2757.147
11 | 4867.0805 | -6315.6948 | -5765.011 | 4405.3364 | 2808.2889
11 | 585.9899 | -6394.1983 | -3194.0069 | 6200.4953 | 2801.72
11 | 4949.6025 | -6412.216 | -4831.502 | 3774.7712 | 2519.3442
11 | -7925.4767 | -6933.801 | 5763.4532 | 7438.0551 | 1657.7694
11 | -7771.6161 | -7137.7366 | 11509.9882 | 4233.8288 | -834.4644
11 | 5001.019 | -6434.3715 | -4196.47 | 3395.6513 | 2234.1712
11 | -3485.8427 | -757.2325 | 5909.6393 | 4333.4359 | -6000
11 | 4867.4211 | -1700.2406 | -1146.2394 | 3979.0589 | -6000
11 | 4818.8114 | -2622.2653 | -871.2047 | 4674.6587 | -6000
11 | 4455.717 | -2650.2007 | 1367.5583 | 2826.9255 | -6000
11 | 4414.2238 | -2905.9081 | 1616.6092 | 2875.0752 | -6000
11 | 3855.618 | -2709.7501 | 1916.9271 | 2937.2051 | -6000
11 | 4401.2201 | -2492.9847 | 1719.8689 | 2371.8957 | -6000
11 | 4414.4913 | -2752.6165 | 1614.2705 | 2697.6065 | -5973.7519
11 | 5132.2229 | 3546.9775 | -3220.2736 | -1126.1321 | -4332.7947
11 | 5205.1315 | 4667.2437 | -4538.5021 | -3154.1077 | -2179.7654
11 | 5191.7389 | 5033.2591 | -4691.0671 | -3839.2002 | -1694.7307
11 | 5020.0197 | 4673.4731 | -8307.0329 | -2591.2304 | 1204.7704
11 | 5055.9922 | 3516.9231 | -6913.2378 | -3529.6614 | 1869.9839
11 | 5018.6403 | 1381.4753 | -8030.8015 | -207.9331 | 1838.619
11 | 5107.295 | 2077.1408 | -5033.7421 | -4752.8068 | 2602.113
11 | 5054.0023 | 1878.0739 | -4731.094 | -4906.2898 | 2705.3077
11 | 4674.377 | 840.3355 | -2456.7971 | -5903.0636 | 2845.1482
11 | 5124.2803 | -1935.1162 | -4422.8317 | -1588.1313 | 2821.799
11 | 5090.4819 | -3617.6639 | -5427.1734 | 1147.1332 | 2807.2223
11 | 5074.4865 | -3845.2942 | -5556.0623 | 1521.6354 | 2805.2345
11 | 5025.5083 | -4387.9263 | -5856.6756 | 2418.6127 | 2800.481
11 | 5121.917 | -3922.3555 | -4489.071 | 460.7546 | 2828.755
11 | 5108.1774 | 1481.0842 | -4956.4025 | -4337.5871 | 2704.7279
11 | 5053.2443 | -1910.7777 | -6580.1957 | 739.534 | 2698.1952
11 | 5022.6852 | -2405.1567 | -6803.751 | 1489.0483 | 2697.1742
11 | 5091.7839 | 4231.6846 | -6990.3767 | -1937.0861 | -396.0058
11 | 5002.721 | 4058.1249 | -8861.528 | -1315.7212 | 1116.4033
11 | 5000 | 4034.3524 | -8881.5627 | -1265.8259 | 1113.0361
11 | 5017.7079 | 1493.2361 | -8075.0114 | -241.1461 | 1805.2136
11 | 5014.7442 | 1321.4773 | -8060.2456 | -113.7892 | 1837.8133
11 | 5000 | 1129.4118 | -8152.9412 | 188.2353 | 1835.2941
11 | 5014.9101 | 1201.3792 | -7835.9892 | -216.2893 | 1835.9892
11 | 5000 | 1045.6432 | -8000 | 120.332 | 1834.0249
11 | 5038.4615 | 1192.3077 | -7576.9231 | -230.7692 | 1576.9231
11 | 5000 | 2770.077 | -5154.0154 | 691.9692 | -3308.0308
11 | 4891.0837 | 2063.0198 | -5971.0672 | 2216.4377 | -3199.474
11 | 4858.6627 | 2657.7562 | -8989.3609 | 1476.7953 | -3.8532
11 | 4832.8668 | 2835.5741 | -9871.6349 | 1259.272 | 943.9219
11 | 209.6022 | 3274.7279 | -6343.7867 | 1746.9807 | 1112.476
11 | 4820.5253 | 730.5447 | -9256.323 | 2576.8482 | 1128.4047
11 | 4855.3952 | 102.8858 | -9012.2334 | 2367.6286 | 1686.3237
11 | 4921.9752 | 294.7756 | -8546.1738 | 1504.706 | 1824.717
11 | 4870.716 | -229.5492 | -8791.6646 | 2332.366 | 1818.1318
11 | 4766.5212 | -1054.5144 | -9161.7445 | 3641.3426 | 1808.3951
11 | 1521.6528 | -629.5698 | -6705.4504 | 3912.4956 | 1900.8718
11 | 4878.1311 | -190.5736 | -8737.2968 | 2231.2136 | 1818.5257
11 | 4811.2989 | 589.0069 | -9474.7142 | 2632.2066 | 1442.2018
11 | 4835.1648 | -1205.1282 | -5809.5238 | 4161.1722 | -1981.685
11 | 4933.0065 | -3259.8039 | -4537.5817 | 3867.6471 | -1003.268
11 | 5000 | -3527.7778 | -3894.4444 | 3211.1111 | -788.8889
11 | 5000 | -4085.1064 | -4829.7872 | 3085.1064 | 829.7872
11 | 4971.6949 | -3675.9867 | -4232.7695 | 3553.4461 | -616.3848
11 | 5000 | 3595.8549 | -8000 | -531.9516 | -63.9033
11 | 5000 | 568.6275 | -8000 | 477.1242 | 1954.2484
11 | 5000 | -2687.8037 | -6928.5291 | 1919.7582 | 2696.5746
11 | 4987.3524 | -2823.0204 | -6987.1779 | 2126.5636 | 2696.2823
11 | 5000 | -3140.1425 | -6719.715 | 2140.1425 | 2719.715
11 | 4991.241 | -2801.537 | -6958.9754 | 2073.0664 | 2696.205
11 | 5003.0837 | 555.5066 | -7966.0793 | 441.4097 | 1966.0793
11 | 4936.7932 | -919.8304 | -8000 | 1879.2407 | 2103.7964
11 | 4925.0954 | 2380.7216 | -6049.9036 | 1596.757 | -2852.6704
11 | 4910.8008 | 2822.6412 | -8000 | 1004.308 | -737.75
11 | 4880.8396 | 479.0097 | -8000 | 2214.9623 | 425.1884
11 | 4886.8571 | -706.6667 | -5929.5238 | 3214.0952 | -1464.7619
12 | 5048.0464 | 1916.4851 | -1893.6977 | 929.1663 | -6000
12 | 4170.3804 | 5371.6115 | 2476.4839 | -6018.4758 | -6000
12 | -7192.2458 | 5580.244 | 10678.8608 | -3066.8589 | -6000
12 | -7426.3124 | 2059.8318 | 7018.0942 | 4348.3863 | -6000
12 | -7426.4379 | 1902.141 | 6846.8452 | 4677.4517 | -6000
12 | -7352.8699 | -1568.2277 | 11321.8248 | 3599.2728 | -6000
12 | -7349.3712 | -2545.2428 | 10722.6705 | 5171.9435 | -6000
12 | -7347.7093 | -1635.5199 | 11811.8798 | 3171.3494 | -6000
12 | -7344.6639 | -3859.7351 | 11802.6926 | 3515.5723 | -4113.8658
12 | -7441.5501 | 2044.1755 | 6125.1624 | 4503.8113 | -5231.5991
12 | -7484.073 | 3289.6834 | -319.0927 | 2961.339 | 1552.1433
12 | -7538.0352 | -844.7016 | 471.136 | 5487.9593 | 2423.6416
12 | -7532.2808 | -1282.4451 | 808.3424 | 5429.2646 | 2577.1189
12 | -7486.9334 | -3729.4559 | 3465.7007 | 4966.721 | 2783.9676
12 | -7530.5255 | -1653.4138 | 626.276 | 5981.2157 | 2576.4477
12 | -7529.6918 | -1216.3975 | 1152.1599 | 5018.6529 | 2575.2766
12 | -7104.2806 | 3976.8948 | 14005.5344 | -4878.1485 | -6000
12 | -7305.5168 | -594.9166 | 11888.3457 | 2012.0878 | -6000
12 | -7052.8271 | 1665.5918 | 15367.7689 | -6229.4469 | -3751.0867
12 | -7006.2014 | -776.3305 | 16454.5196 | -7527.7833 | -1144.2044
12 | -7049.5559 | 801.5726 | 16092.3838 | -6628.2402 | -3216.1604
12 | -7399.0255 | 4621.4086 | 849.8025 | 186.4097 | 1741.4047
12 | -7370.2576 | 3815.9579 | 1818.2986 | -465.674 | 2201.6751
12 | -7341.3087 | 3053.8382 | 2813.4554 | -1111.5772 | 2585.5924
12 | -7246.4041 | 1176.3364 | 6339.816 | -3097.1319 | 2827.3835
12 | -7520.0133 | 554.5291 | 178.2624 | 4629.6548 | 2157.5669
12 | 3319.0625 | 3148.0295 | 7830.4668 | -8297.5588 | -6000
12 | 3691.5036 | 774.3557 | 6157.4583 | -4623.3176 | -6000
12 | 1042.5858 | 3284.4957 | 9273.4253 | -7600.5069 | -6000
12 | 3243.1556 | 2738.0778 | 8446.3085 | -8427.5419 | -6000
12 | 4903.8943 | 785.1095 | -3021.7972 | 3332.7935 | -6000
12 | -953.7123 | 1301.9571 | 1651.3669 | 4000.3883 | -6000
12 | -4591.9572 | 3001.9635 | -2538.5127 | 2683.1725 | 1445.3339
12 | 4882.8194 | -1178.7519 | -2287.4957 | 4583.4282 | -6000
12 | 48.6903 | -1574.5025 | 1869.2805 | 5656.5317 | -6000
12 | -7374.9529 | -2195.9109 | 8309.1728 | 7261.6911 | -6000
12 | -7351.1777 | -2698.8182 | 10373.9939 | 5676.0019 | -6000
12 | -7348.1829 | -2795.9587 | 10600.2844 | 5543.8572 | -6000
12 | -7344.8001 | -4054.3799 | 11794.7115 | 3516.9615 | -3912.4929
12 | -7298.8544 | -4912.9469 | 12661.0499 | 2135.2718 | -2584.5206
12 | -7343.8023 | -4070.9495 | 11857.1996 | 3498.7531 | -3941.201
12 | -7322.5689 | -7119.9478 | 13494.8979 | 2495.3267 | -1547.7078
12 | -7318.2675 | -7137.9956 | 13542.1557 | 2373.3185 | -1459.2112
12 | -7493.5528 | -4780.0945 | 1625.7547 | 7938.3435 | 2709.549
12 | -7482.1291 | -5058.4157 | 2643.9224 | 7124.3436 | 2772.2788
12 | -7473.1069 | -5926.1008 | 2756.7142 | 7864.133 | 2778.3606
12 | 4846.5972 | -1952.1892 | -4277.8423 | 4781.4957 | -3398.0614
12 | 4955.8414 | -4420.6424 | -6332.5623 | 3098.6707 | 2698.6927
12 | 5050.698 | -4768.4257 | -5103.2346 | 2043.4305 | 2777.5319
12 | 2462.771 | -4863.148 | -3375.2878 | 2991.3728 | 2784.2919
12 | -3428.2106 | -5116.1891 | 1582.84 | 4596.969 | 2364.5907
12 | -7344.9072 | -5481.3049 | 10270.5754 | 2759.1233 | -203.4865
12 | -7263.7863 | -5590.8757 | 13298.1759 | 1068.6474 | -1512.1613
12 | -7314.1527 | -7137.8709 | 13579.1122 | 2258.9608 | -1386.0495
12 | -7377.5297 | -6182.5839 | 10050.2194 | 3503.8885 | 6.0057
12 | -7452.3756 | -5286.3925 | 4942.8978 | 5710.0193 | 2085.851
12 | -7416.2015 | -5384.1935 | 7610.5924 | 4245.2552 | 944.5474
12 | 5016.1983 | -5660.0949 | -4805.3437 | 2655.9384 | 2793.3019
12 | 4699.6906 | -3644.6569 | -8560.5073 | 5228.5653 | 2276.9084
12 | 4321.0908 | -3690.4846 | -8273.8747 | 5316.2671 | 2327.0014
12 | 3413.6606 | -4040.9613 | -6907.8581 | 4930.6342 | 2604.5247
12 | 611.5958 | -4073.8681 | -5293.2655 | 6159.3764 | 2596.1613
12 | -2520.7129 | -4343.0215 | -2633.2366 | 6857.8397 | 2639.1313
12 | -2958.2739 | -3026.7919 | -2704.7842 | 6102.3578 | 2587.4922
12 | 2908.8522 | -4483.6629 | -6639.5244 | 5613.3133 | 2601.0218
12 | 4888.8022 | -4242.8326 | -6951.1925 | 3646.9425 | 2658.2805
12 | 4857.9073 | 1764.2122 | -8000 | 2113.4743 | -735.5938
12 | 4807.8303 | 2109.406 | -9712.7381 | 1691.2015 | 1104.3003
12 | 4835.1222 | 276.0904 | -8000 | 2989.267 | -100.4796
12 | 4897.9173 | -1733.3529 | -8000 | 2612.4963 | 2222.9393
12 | 4782.573 | -530.0422 | -9243.853 | 3304.562 | 1686.7602
12 | 4848.9251 | -1756.2159 | -8000 | 2906.4491 | 2000.8416
12 | 4988.8948 | -1537.3119 | -861.8307 | 3410.2478 | -6000
12 | 4949.5676 | -1589.7916 | -624.5485 | 3264.7724 | -6000
12 | 4333.3399 | -3071.8564 | 3279.5161 | 1459.0004 | -6000
12 | 4154.7755 | -2667.9492 | 4227.0561 | 286.1175 | -6000
12 | 4228.5213 | -3339.8368 | 3922.6347 | 1119.5917 | -5930.9109
12 | 5127.0752 | -4817.777 | -3726.2582 | 1245.9198 | 2171.0402
12 | 3991.7541 | -5108.012 | 3841.5921 | -2008.0184 | -717.3158
12 | -7055.5595 | -5583.7284 | 13172.1289 | 985.3775 | -1518.2184
12 | 3567.5161 | -5885.4914 | 6849.6108 | -2758.1548 | -1773.4807
12 | 3573.3723 | -6213.2459 | 6899.2189 | -2512.1484 | -1747.197
12 | -7226.8804 | -7145.5934 | 13528.0204 | 2232.1771 | -1387.7236
12 | 5041.8406 | 1976.7504 | -1823.8613 | 805.2702 | -6000
12 | 4328.0726 | 4787.1871 | 1730.7965 | -4846.0562 | -6000
12 | 4189.1403 | 5329.8073 | 2417.8941 | -5936.8417 | -6000
12 | -7202.0583 | 5541.9066 | 10644.0932 | -2983.9415 | -6000
12 | -7116.829 | 3537.159 | 14566.0877 | -4986.4177 | -6000
12 | -7407.9586 | 4587.5467 | 880.8134 | 251.5221 | 1688.0763
12 | -7381.2963 | 3575.5535 | 2088.5878 | -481.2688 | 2198.4239
12 | -7356.8903 | 2712.5915 | 3197.312 | -1134.5302 | 2581.5169
12 | -7250.2875 | 4837.0636 | 9912.1075 | -1498.8836 | -6000
12 | -7423.366 | 2231.8538 | 7202.9345 | 3988.5777 | -6000
12 | -7426.2315 | 2161.3784 | 7128.3718 | 4136.4813 | -6000
12 | -7424.1439 | 2097.3559 | 7289.8199 | 4036.9681 | -6000
12 | 4932.6304 | 1119.0369 | -2679.1428 | 2627.4755 | -6000
12 | -626.5875 | 1605.9676 | 1752.0695 | 3268.5504 | -6000
12 | 4989.0109 | -613.8661 | -947.1894 | 2572.0446 | -6000
12 | 4951.4428 | -2807.422 | -291.8359 | 4147.815 | -6000
12 | 4256.8751 | -3734.2806 | 3898.8762 | 1578.5292 | -6000
12 | 4251.1288 | -3722.0914 | 3929.5756 | 1541.387 | -6000
12 | 4253.9887 | -3756.5729 | 3919.9799 | 1582.6042 | -6000
12 | 2721.346 | -3231.8188 | 4755.238 | 1755.2349 | -6000
12 | 4253.274 | -3740.2412 | 3919.9269 | 1564.3163 | -5997.276
12 | 3667.3921 | -6091.9143 | 6534.8089 | -1815.1247 | -2295.1621
12 | 5088.6962 | -6065.8777 | -3137.0453 | 1998.008 | 2116.2188
12 | 3661.8316 | -6430.6433 | 6374.1831 | -2091.5219 | -1513.8495
12 | 4094.0369 | 2954.5711 | 3500.1395 | -4548.7476 | -6000
12 | 3674.6296 | 3856.515 | 5738.3328 | -7269.4774 | -6000
12 | 3240.9454 | 2723.7626 | 8465.7955 | -8430.5035 | -6000
12 | 3247.1409 | 2676.6125 | 8439.4985 | -8363.2519 | -6000
12 | 3237.1376 | 2697.0655 | 8484.3129 | -8444.8573 | -5973.6588
12 | 2975.0048 | 526.2963 | 9651.1455 | -9515.65 | -3636.7966
12 | 4954.1349 | -2233.5688 | -422.1307 | 3701.5646 | -6000
12 | 4937.16 | -3224.7116 | -126.0139 | 4413.5654 | -6000
12 | 4259.8292 | -4128.5687 | 3960.6989 | 1908.0406 | -6000
12 | 3822.4964 | -5883.98 | 5912.5831 | -614.5502 | -3236.5493
12 | 5074.3173 | -6480.8865 | -2969.2318 | 2265.2631 | 2110.5379
12 | 3807.3808 | -6804.7679 | 5475.9442 | -1365.8976 | -1112.6594
12 | -7282.9156 | -7229.5357 | 13396.9349 | 2418.3125 | -1302.7961
12 | 4943.7462 | -2316.0983 | -502.9335 | 3875.2855 | -6000
12 | 4934.1063 | -3214.3893 | -167.0561 | 4447.3391 | -6000
12 | 4881.5769 | -3218.6897 | -121.8871 | 4458.9999 | -6000
12 | -3876.8529 | -4258.1007 | 8740.9478 | 5394.0058 | -6000
12 | -7330.5936 | -4860.3183 | 11300.4911 | 6025.5063 | -5135.0855
12 | -7417.2153 | -6001.3847 | 5889.1153 | 7579.7352 | -50.2505
12 | -7451.2308 | -6742.5533 | 3972.2469 | 7773.8056 | 2447.7316
12 | -7322.5193 | -7115.0545 | 13481.6229 | 2527.1882 | -1571.2372
12 | -7323.1474 | -7153.1501 | 13463.5599 | 2496.1039 | -1483.3663
12 | -7322.404 | -7203.8647 | 13438.356 | 2454.1343 | -1366.2217
12 | 1934.9971 | -3335.2091 | 2366.3037 | 5033.9083 | -6000
12 | -7342.4498 | -3738.2877 | 10277.1351 | 6803.6024 | -6000
12 | -7333.4922 | -4050.8881 | 10931.9596 | 6452.4207 | -6000
12 | 1714.5386 | -3200.0931 | 2306.5326 | 5179.0218 | -6000
12 | -7355.8999 | -3198.8546 | 9363.9515 | 7190.8031 | -6000
12 | -7336.8341 | -3897.5636 | 10724.3495 | 6510.0482 | -6000
12 | 1470.8095 | -4002.1418 | 1488.0242 | 5340.4994 | -4297.1913
12 | 4864.9028 | -4692.0601 | -3969.662 | 4825.7519 | -1028.9327
12 | 4932.8321 | -6226.9731 | -5247.311 | 3779.3516 | 2762.1003
12 | 4976.4247 | -6386.8014 | -4682.3579 | 3294.4027 | 2798.3319
12 | 5007.0771 | -6437.4392 | -4181.4803 | 2967.3674 | 2644.4749
12 | -4888.6258 | -6862.499 | 4147.2097 | 5664.4565 | 1939.4585
12 | -7375.4742 | -7094.3239 | 9663.3584 | 4497.5437 | 308.896
12 | -7326.9692 | -7224.3286 | 13239.6042 | 2535.0859 | -1223.3924
12 | -7322.3579 | -7230.5572 | 13411.7084 | 2438.9907 | -1297.7841
12 | -7421.5946 | -6969.6318 | 6262.1631 | 6365.0545 | 1764.0087
12 | -4140.7816 | -6565.8173 | 835.8857 | 7083.3946 | 2787.3186
12 | 4771.8552 | -5764.0342 | -6682.2136 | 5108.9166 | 2565.476
12 | 4842.2913 | -5986.8295 | -6082.8115 | 4519.8286 | 2707.5211
12 | 3945.3287 | -5864.0813 | -6056.462 | 5300.3797 | 2674.8348
12 | -621.4047 | -6256.4921 | -2178.2865 | 6318.7008 | 2737.4826
12 | 1478.2437 | -2024.5253 | 2267.0095 | 4279.2722 | -6000
12 | 3940.8444 | 1806.6196 | 4613.1399 | -4360.604 | -6000
12 | 3376.1746 | 3020.9536 | 7626.5359 | -8023.6641 | -6000
12 | 3215.5039 | 2601.2931 | 8637.0025 | -8453.7994 | -6000
12 | 3275.3787 | 2145.6172 | 8382.8593 | -7803.8552 | -6000
12 | 3178.7037 | 2343.2827 | 8815.9621 | -8592.5192 | -5745.4292
12 | 3062.4717 | 1380.7448 | 9333.3458 | -9067.318 | -4709.2443
12 | -3929.8034 | 876.4872 | 14188.0586 | -7412.4261 | -3722.3162
12 | -4026.404 | 902.4201 | 14240.0711 | -7372.2436 | -3743.8436
12 | -2572.9897 | 3093.2549 | 11999.2501 | -6519.5154 | -6000
12 | -7110.1481 | 3105.6482 | 14859.8787 | -5219.2109 | -5636.1679
12 | -7334.4153 | 2135.2709 | 4229.1235 | -1676.0341 | 2646.0549
12 | -7255.5698 | 575.469 | 7158.7741 | -3325.6048 | 2846.9316
12 | -7095.5827 | -1023.5796 | 13768.8466 | -6340.0607 | 690.3763
12 | -7075.9555 | 1569.7104 | 15765.1289 | -6117.1936 | -4141.6902
12 | -7243.0728 | 1812.2032 | 12552.9953 | -1122.1257 | -6000
12 | -7373.168 | -165.5 | 10532.3542 | 3006.3138 | -6000
12 | -7373.8435 | -1239.4417 | 9385.4599 | 5227.8253 | -6000
12 | -7343.4772 | -1632.2283 | 12272.2384 | 2703.467 | -6000
12 | -7338.02 | -2786.4916 | 11707.3504 | 4417.1612 | -6000
12 | -7339.7103 | -2314.4683 | 12492.976 | 2665.0451 | -5503.8426
12 | -7322.6298 | -7084.2072 | 13493.8953 | 2490.8237 | -1577.882
12 | -7136.9167 | -500.3203 | 15285.3516 | -3949.1145 | -3699.0002
12 | -7314.2655 | -6843.0035 | 13583.1865 | 2205.0803 | -1630.9977
12 | -7470.0313 | -102.7009 | 4856.1677 | 3994.3189 | -1277.7544
12 | -7519.0213 | -1569.521 | 1985.35 | 4494.0176 | 2609.1748
12 | -7475.605 | -3912.3275 | 4529.5465 | 4051.1711 | 2807.2149
12 | -7468.686 | -5826.2372 | 3346.0573 | 7158.4846 | 2790.3813
12 | -7155.9988 | 2627.023 | 14244.6816 | -3715.7058 | -6000
12 | 5156.4033 | 3788.3293 | -4022.9388 | -2463.8722 | -2457.9216
12 | 5174.2318 | 4066.0594 | -4363.8593 | -2964.6581 | -1911.7737
12 | 5189.2376 | 4291.8916 | -4648.3383 | -3371.0957 | -1461.6951
12 | 5174.524 | 4680.524 | -4820.3803 | -4096.9886 | -937.6791
12 | 5037.6169 | 4394.861 | -7702.9046 | -3104.3677 | 1374.7945
12 | 5069.1799 | 3401.7314 | -6521.4675 | -3824.8948 | 1875.451
12 | 5072.6143 | 3305.9318 | -6398.8997 | -3897.6022 | 1917.9558
12 | 5055.8732 | 2502.003 | -6920.4609 | -2499.9774 | 1862.5621
12 | 5124.7111 | 4048.1338 | -6042.7622 | -2686.6033 | -443.4793
12 | 5034.2811 | 3697.2758 | -8000 | -1708.9707 | 977.4137
12 | 5025.8952 | 2918.0942 | -8000 | -1416.173 | 1472.1836
12 | 5041.8685 | 1740.617 | -7352.9805 | -1253.3044 | 1823.7995
12 | 4921.9348 | 351.6383 | -8000 | 934.9602 | 1791.4667
12 | 5027.5182 | 4027.1624 | -8029.392 | -2342.9327 | 1317.6442
12 | 5018.224 | 3696.7666 | -8327.2371 | -1658.0613 | 1270.3077
12 | 5045.2966 | 1930.2614 | -7248.3669 | -1557.9555 | 1830.7644
12 | 4893.7329 | 1840.5955 | -7109.3709 | -1481.9658 | 1857.0083
12 | 4571.8929 | -313.9297 | -7942.3127 | 1850.7428 | 1833.6067
12 | -2896.489 | 631.3869 | -2365.2679 | 2590.6606 | 2039.7095
12 | 5059.5805 | 954.1255 | -6761.7329 | -1213.2579 | 1961.2849
12 | 5072.7015 | 4075.253 | -3575.3962 | -3047.8716 | -2524.6868
12 | -7342.0233 | 4257.0538 | 6062.3622 | 176.5313 | -3153.924
12 | -7441.9926 | 2838.3221 | 4238.259 | 3213.6039 | -2848.1923
12 | -7470.7029 | 3616.0818 | 34.4445 | 2275.2072 | 1544.9694
12 | -7433.5321 | 4197.6995 | 544.7045 | 1063.3064 | 1627.8218
12 | -7455.4821 | 1959.9112 | 1406.5751 | 1912.4222 | 2176.5736
12 | -7488.4248 | 1242.4741 | 1078.3772 | 3000.7025 | 2166.8708
12 | 4901.1314 | 1887.4461 | -6375.1476 | 1640.6188 | -2054.0486
12 | 4885.2701 | 2193.6559 | -8000 | 1268.9206 | -347.8467
12 | 4844.9814 | 2455.0316 | -9353.2092 | 957.6238 | 1095.5724
12 | 4871.6045 | -178.0362 | -8240.9603 | 1767.35 | 1780.0419
12 | -2300.6742 | 2428.9101 | -200.439 | 2586.6888 | -2514.4857
12 | -4254.77 | 3302.1839 | -2426.7729 | 1953.281 | 1426.078
12 | 5142.1107 | 1998.7411 | -3870.9992 | -1825.0911 | -1444.7614
12 | 5154.7793 | 2184.382 | -4114.1597 | -2179.1693 | -1045.8323
12 | 5174.8806 | 2360.2637 | -4504.7275 | -2703.0069 | -327.4098
12 | 5137.9492 | -4130.4314 | -4033.8521 | 233.0401 | 2793.2942
12 | 5131.6277 | -4520.9327 | -3924.4329 | 505.0385 | 2808.6995
12 | 5112.3679 | -5315.8612 | -3575.2717 | 1207.398 | 2571.3669
12 | 5131.2385 | 2972.5881 | -4942.1815 | -4534.2108 | 1372.5657
12 | 5113.981 | 2371.2928 | -5013.9533 | -4718.5329 | 2247.2124
12 | 4815.1573 | 1308.2685 | -3226.2168 | -5588.6762 | 2691.4672
12 | 4394.9516 | 110.736 | -615.9321 | -6738.4473 | 2848.6917
12 | 3664.9961 | -895.0916 | 4266.789 | -8468.9484 | 1432.2549
12 | 3015.64 | -1419.57 | 8730.4088 | -9916.4221 | -410.0567
12 | 5124.9741 | -1469.1357 | -4461.4195 | -1898.1064 | 2703.6875
12 | 5114.9632 | 2365.388 | -5005.0539 | -4682.3636 | 2207.0663
12 | 5141.1749 | 972.0002 | -3989.7746 | -1667.1979 | -456.2026
12 | 5141.6042 | 932.7387 | -4003.6209 | -1672.1894 | -398.5325
12 | 5164.3335 | 1131.6155 | -4445.2523 | -2264.5145 | 413.8179
12 | 5136.4327 | -3771.9515 | -4089.517 | -46.4003 | 2771.4361
12 | 5119.6395 | -4809.3273 | -3798.8426 | 676.1698 | 2812.3606
12 | 5095.0755 | -5823.184 | -3353.5201 | 1571.9635 | 2509.6652
12 | 5062.3113 | 830.2073 | -6670.2688 | -1205.3467 | 1983.0969
12 | 5116.5603 | -2929.0469 | -4703.2405 | -200.7357 | 2716.4629
12 | 4915.9879 | -5402.3886 | -5818.4508 | 3594.847 | 2710.0045
12 | 5117.228 | 1792.5342 | -4917.4228 | -4241.0435 | 2248.7042
12 | 5020.4642 | 2023.1347 | -4430.1385 | -4935.9645 | 2322.5041
12 | 4765.003 | 1114.3664 | -2901.8213 | -5679.8409 | 2702.2928
12 | 4360.7178 | -37.7945 | -390.4338 | -6786.05 | 2853.5605
12 | 3561.4869 | -1139.0788 | 4955.675 | -8680.7819 | 1302.6988
12 | 3122.4972 | -1493.6464 | 7973.2537 | -9659.3298 | 57.2253
12 | -2116.4131 | -1409.5189 | 11822.1732 | -8326.6958 | 30.4546
12 | -5227.8892 | -1189.0342 | 12837.2574 | -7021.1329 | 600.7988
12 | -5324.8521 | -1205.4079 | 13042.1287 | -7050.5264 | 538.6577
12 | -7203.0545 | -3994.0573 | 13571.9613 | -2193.3675 | -181.482
12 | -7371.8451 | -6407.8904 | 10609.8758 | 2992.8202 | 177.0395
12 | -5557.033 | -1190.4641 | 13130.5454 | -6958.1602 | 575.1118
12 | -7120.9662 | -1766.3344 | 13682.9954 | -5380.3388 | 584.644
12 | -7413.0481 | -5656.4746 | 8195.3815 | 3413.0906 | 1461.0505
12 | 5128.4968 | -2144.2349 | -4351.0282 | -1349.8641 | 2716.6304
12 | 2275.9634 | 2026.5912 | -2744.5811 | -4134.943 | 2576.9695
12 | 1276.6517 | 2035.4227 | -2046.8319 | -3870.4123 | 2605.1698
12 | 2174.3333 | 1972.2858 | -2600.0476 | -4154.2862 | 2607.7148
12 | 1818.548 | -3524.9263 | -5075.8195 | 4185.5619 | 2596.6359
12 | -1891.1968 | -2436.8235 | -2385.916 | 4126.3092 | 2587.627
12 | 5039.1391 | -782.994 | -2045.4919 | 1260.1817 | -3470.835
12 | 4930.3775 | -1918.566 | -2091.2533 | 3436.1462 | -4356.7045
12 | -577.655 | -875.3915 | -27.3034 | 3433.7116 | -1953.3617
12 | 4844.171 | 1120.9796 | -1832.7231 | -2253.8501 | -1878.5774
12 | 1241.0682 | 972.8665 | -544.7285 | -692.3513 | -976.855
12 | -7392.2563 | 1044.9406 | 6158.4312 | 1573.3401 | -1384.4556
12 | -7470.7875 | -70.5864 | 4725.9214 | 3959.0687 | -1143.6162
12 | -7465.4398 | 876.6331 | 1864.4932 | 2317.117 | 2407.1964
12 | -7416.7805 | 1355.2671 | 2680.3436 | 803.0016 | 2578.1682
12 | -7509.4645 | -749.251 | 1707.2069 | 3977.4529 | 2574.0558
12 | -7494.2547 | 431.6448 | 1460.033 | 3253.0776 | 2349.4993
12 | -3039.0179 | -398.4232 | 895.8183 | 3412.2836 | -870.6608
12 | 5135.5534 | 917.5855 | -4154.9561 | -1616.7379 | -281.4448
12 | 5059.6694 | 817.4152 | -6692.3995 | -1164.4279 | 1979.7428
12 | 4878.1 | -629.0921 | -8000 | 1908.0308 | 1842.9613
12 | 3682.0825 | 820.3211 | -5844.1696 | -766.0337 | 2107.7997
12 | 4887.9505 | -796.8472 | -6957.0973 | 2147.4091 | 718.5849
12 | 4877.6817 | -633.1875 | -8000 | 1916.3672 | 1839.1385
12 | 4877.492 | -645.5783 | -8000 | 1923.6595 | 1844.4268
12 | 4853.9678 | -2568.6428 | -7516.6558 | 3117.8651 | 2113.4657
12 | 4877.5862 | -632.6727 | -8003.1974 | 1915.6552 | 1842.6287
12 | 4207.7937 | -570.2213 | -7530.9031 | 1981.9577 | 1911.3731
12 | -2565.7291 | -3.0823 | -2338.8375 | 2744.352 | 2163.2968
12 | -1298.4528 | -492.0231 | -839.2795 | 3147.7399 | -517.9845
12 | 5081.9569 | 2204.7233 | -3549.3561 | -2244.7036 | -1492.6205
12 | 5081.6022 | 1102.3882 | -3529.499 | -1769.8376 | -884.6538
12 | 5132.0872 | 953.7327 | -3799.8375 | -1428.1465 | -857.8359
12 | 4898.4787 | -593.8193 | -5984.7859 | 2281.3652 | -601.2387
12 | -1218.3064 | -448.8647 | -691.102 | 3166.1763 | -807.9032
12 | 5191.5575 | 4166.2382 | -4642.3587 | -3128.8247 | -1586.6124
12 | 5171.1571 | 4713.4114 | -4878.1592 | -4151.8225 | -854.5868
12 | 5035.7747 | 4431.5005 | -7728.3921 | -3171.3897 | 1432.5066
12 | 5060.1494 | 3649.7876 | -6785.9267 | -3803.3416 | 1879.3313
12 | 5085.4091 | 2943.764 | -5862.9122 | -4401.3019 | 2235.0411
12 | 3822.0274 | 2268.6839 | -4066.1919 | -4641.7603 | 2617.2409
12 | 5106.501 | 2460.6237 | -5147.0564 | -4842.3959 | 2422.3276
12 | 4947.751 | 1895.8922 | -4197.3216 | -5304.6595 | 2658.3379
12 | 4478.0699 | 557.3614 | -1279.7001 | -6589.8054 | 2834.0742
12 | 3955.1061 | -163.2461 | 2218.4396 | -7829.5925 | 1819.2929
12 | 2807.2532 | -1090.3553 | 10108.6848 | -10388.2608 | -1437.3219
12 | 3063.5722 | -2504.6148 | 8957.9068 | -7946.1135 | -1570.7507
12 | -6826.9548 | -824.4502 | 16358.008 | -7602.3437 | -1104.2593
12 | 2777.9673 | -1264.2063 | 10326.3429 | -10451.3302 | -1388.7738
12 | -2172.1002 | -1219.0279 | 13641.2633 | -9057.3769 | -1192.7583
12 | -3721.7789 | -206.8785 | 9102.4324 | -6380.009 | 1206.2339
12 | -7014.9722 | -762.9862 | 16060.5627 | -7378.316 | -904.2883
12 | -7006.4792 | -813.0294 | 16426.2692 | -7530.9372 | -1075.8234
12 | -7009.5786 | -897.1116 | 16422.1059 | -7410.5915 | -1104.8242
12 | -7016.4384 | -844.109 | 16125.0641 | -7399.2684 | -865.2483
12 | -7106.5402 | -221.5826 | 12118.4686 | -5732.4272 | 942.0814
12 | -7449.1065 | -4784.1069 | 5682.3582 | 4580.8865 | 1969.9688
12 | -7082.5155 | -1049.2448 | 14127.2392 | -6525.4762 | 529.9973
12 | 5131.7095 | -3552.2361 | -4215.2743 | -162.7889 | 2798.5898
12 | 5134.1268 | -3764.3793 | -4169.6574 | 52.703 | 2747.2069
12 | 5123.1335 | -3974.4685 | -4470.1299 | 526.5994 | 2794.8656
12 | 5112.3411 | 420.3965 | -4853.5229 | -3344.0447 | 2664.83
12 | 5073.9342 | 3714.2488 | -7186.7239 | -1865.894 | 264.435
12 | 5000 | 3202.0725 | -8000 | -734.0242 | 531.9516
12 | 5000 | 1212.9032 | -8000 | -70.9677 | 1858.0645
12 | 5027.9975 | 1095.8557 | -7692.0278 | -395.919 | 1964.0936
12 | 5037.0082 | 213.2484 | -7313.6666 | -125.7746 | 2189.1846
12 | 5072.1512 | -2222.0323 | -6039.4069 | 525.022 | 2664.2661
12 | 5117.8726 | -4161.3411 | -4627.3854 | 880.1085 | 2790.7454
12 | 5121.2961 | -4214.5747 | -4524.4198 | 823.0055 | 2794.693
12 | 4943.3694 | -3810.0947 | -6755.4517 | 2962.0578 | 2660.1193
12 | 4910.3343 | -1396.6565 | -8000 | 2293.3131 | 2193.0091
12 | 5012.1981 | 3593.9417 | -8483.757 | -1435.1802 | 1312.7973
12 | 5000 | 3487.3998 | -8573.6268 | -1211.5511 | 1297.778
12 | 5024.0864 | 1584.9269 | -7864.5051 | -594.402 | 1849.8938
12 | 5000 | 1270.79 | -8015.8524 | -100.8316 | 1845.894
12 | 4806.8801 | -797.42 | -8988.6288 | 3158.7195 | 1820.4491
12 | 4766.6047 | -1116.6035 | -9131.5823 | 3664.7894 | 1816.7917
12 | 4710.9007 | -3208.419 | -8674.4262 | 4956.745 | 2215.1995
12 | -3805.8745 | 31.3874 | -2645.6265 | 4365.8244 | 2054.2892
12 | 4888.7514 | -1646.9748 | -8103.4655 | 2667.4918 | 2194.1972
12 | 5035.2239 | 3638.8129 | -8000 | -1595.8244 | 921.7876
12 | 5012.8564 | 3595.2246 | -8469.9259 | -1439.7732 | 1301.618
12 | 5022.1623 | 2104.0701 | -8000 | -818.6568 | 1692.4244
12 | 5024.8195 | 1553.4438 | -7843.1182 | -584.557 | 1849.4119
12 | 5002.0135 | 1289.2226 | -8000 | -137.3494 | 1846.1132
12 | 4926.0963 | 266.4827 | -8000 | 974.3944 | 1833.0267
12 | 4856.7004 | -484.4605 | -8335.4249 | 2139.4157 | 1823.7693
12 | 4801.7744 | -920.7695 | -8889.1253 | 3189.3538 | 1818.7666
12 | 4824.6277 | -1361.5325 | -8463.3949 | 3052.2336 | 1948.066
12 | 5040.703 | 1638.8294 | -7374.1322 | -1155.659 | 1850.2588
12 | 5143.3785 | -4301.2206 | -4028.0765 | 701.4056 | 2484.5129
12 | 5140.2528 | -4412.7479 | -4017.4114 | 599.6457 | 2690.2607
12 | 5138.202 | -4341.8479 | -4020.0189 | 417.6203 | 2806.0444
13 | 5030.48 | 2815.2352 | -1972.1487 | 126.4334 | -6000
13 | 4324.9245 | 5592.8111 | 1541.0401 | -5458.7757 | -6000
13 | -7331.4283 | 5806.8368 | 9955.4503 | -2430.8588 | -6000
13 | -7538.5114 | 2692.2604 | 6716.6996 | 4129.5514 | -6000
13 | -7587.1433 | 4094.7161 | -391.5396 | 2496.3889 | 1387.5778
13 | -7277.6262 | 4826.1828 | 11990.1385 | -3538.6951 | -6000
13 | -7585.9942 | -1512.119 | 8300.896 | 6797.2172 | -6000
13 | -7173.3881 | -297.9891 | 14487.4071 | -6407.4659 | -608.5639
13 | -7099.2975 | -381.7703 | 14480.182 | -6474.1301 | -524.9841
13 | -7173.5906 | -368.9822 | 14446.2817 | -6420.0296 | -483.6794
13 | -7174.1704 | -424.7611 | 14497.0912 | -6371.7218 | -526.4379
13 | -7177.9312 | -604.1053 | 14610.0762 | -6331.9852 | -496.0544
13 | -7177.3683 | -510.0679 | 14513.4041 | -6438.693 | -387.2749
13 | -7020.3029 | -508.0133 | 14570.9435 | -6548.6735 | -493.9538
13 | -7177.1097 | -343.2215 | 14619.6397 | -6408.7603 | -690.5483
13 | -7531.6104 | 4965.0104 | 372.6729 | 684.9454 | 1508.9816
13 | -7466.3695 | 3166.7577 | 2567.006 | -794.8999 | 2527.5058
13 | -7346.9542 | 811.0241 | 7002.7884 | -3293.9163 | 2827.0579
13 | -7655.6711 | -1100.07 | 559.5598 | 5678.7871 | 2517.3942
13 | 3777.6842 | 4163.4582 | 4982.6631 | -6923.8054 | -6000
13 | 3538.5825 | 2299.8908 | 6074.7762 | -7891.5092 | -4021.7403
13 | 4315.7907 | 243.9805 | -170.461 | -6891.1255 | 2501.8153
13 | 4000.4162 | -1661.6681 | 2637.712 | -5653.124 | 676.6639
13 | 3415.7841 | -2522.1515 | 6344.1609 | -6193.4904 | -1044.3031
13 | 3347.5246 | -3077.4414 | 6881.9156 | -6233.1842 | -918.8145
13 | -3398.6045 | -3116.4114 | 11345.2365 | -4166.0617 | -664.1589
13 | 2933.4537 | -660.8968 | 7959.4364 | -9367.4853 | -864.508
13 | 2867.2022 | -1016.7003 | 8412.2091 | -9497.619 | -765.0919
13 | -1566.7998 | -973.6919 | 11386.1205 | -8252.4224 | -593.2064
13 | 4265.8065 | -285.8246 | 223.9491 | -6998.8837 | 2794.9528
13 | 3636.6934 | -1611.416 | 5651.5868 | -5574.1584 | -2102.7057
13 | 3858.3301 | -2515.3463 | 3902.3947 | -5098.2912 | -147.0873
13 | 3561.5936 | -3080.2277 | 5855.9826 | -5236.1549 | -1101.1936
13 | 3592.36 | -3321.2267 | 5665.4622 | -4811.842 | -1124.7535
13 | 3442.8819 | -3483.9041 | 6578.365 | -5586.3456 | -950.9973
13 | 4841.4171 | 1570.6964 | -3191.6803 | 2779.5669 | -6000
13 | -1030.962 | 2088.8475 | 1493.2691 | 3448.8454 | -6000
13 | -4836.7565 | 3820.8123 | -2502.7019 | 2230.81 | 1287.8362
13 | 4784.5604 | -1146.3249 | -2152.7766 | 4514.541 | -6000
13 | 4837.0739 | -1308.7804 | -1509.1631 | 3980.8696 | -6000
13 | -2307.551 | -1952.9348 | 4879.1051 | 5381.3808 | -6000
13 | -5572.8157 | -2004.9162 | 6797.4273 | 6780.3047 | -6000
13 | -7598.1739 | -2288.8178 | 8245.7351 | 7250.7377 | -5609.4812
13 | -7697.9086 | -4721.9202 | 1788.1509 | 7961.4637 | 2670.2141
13 | 226.4841 | -1519.4761 | 1766.627 | 5526.365 | -6000
13 | 4827.0319 | -3866.171 | -5768.9324 | 4922.94 | -114.8685
13 | 4801.5252 | -2693.6829 | -6325.4891 | 4940.0854 | -722.4386
13 | 4844.1337 | -2919.5137 | -6078.7842 | 4544.6809 | -390.5167
13 | 4711.4453 | -3603.9802 | -8672.227 | 5210.3707 | 2354.3913
13 | 4777.3447 | -3833.6774 | -8133.3942 | 4647.5686 | 2542.1584
13 | 2178.4787 | -3864.1997 | -6636.0858 | 5787.3025 | 2534.5044
13 | -2592.0628 | -4273.666 | -2584.7883 | 6851.5355 | 2598.9816
13 | -2213.3814 | -2575.7324 | -3451.7143 | 5716.8469 | 2523.9811
13 | -3245.7493 | -2301.7118 | -2693.736 | 5718.4789 | 2522.7181
13 | 4917.7031 | -4206.758 | -6832.9807 | 3496.2067 | 2625.8289
13 | 5012.6567 | -4554.5078 | -5601.7445 | 2439.9764 | 2703.6193
13 | -7663.0347 | -5010.3306 | 2832.6711 | 7106.2075 | 2734.4868
13 | -7439.0487 | -5280.4192 | 11226.8595 | 2455.8554 | -963.2469
13 | -7695.0696 | -6130.702 | 3196.2079 | 7875.7797 | 2753.784
13 | 4734.8632 | -4320.3113 | -8134.0681 | 5179.6753 | 2539.841
13 | 4885.8744 | 2205.4964 | -6444.2831 | 2018.8328 | -2665.9205
13 | 4874.8452 | 2429.7886 | -7560.3032 | 1755.883 | -1500.2135
13 | 4857.6875 | 2606.4104 | -8428.6027 | 1550.6699 | -586.165
13 | 4814.5787 | 2903.3521 | -9870.696 | 1208.7739 | 943.9913
13 | 4788.7958 | 238.2511 | -9393.7542 | 2844.8168 | 1521.8906
13 | 4827.8302 | 688.6792 | -8426.8868 | 2688.6792 | 221.6981
13 | 4885.4874 | 2671.1949 | -8000 | 1351.478 | -908.1603
13 | 4852.9412 | 588.2353 | -8000 | 2588.2353 | -29.4118
13 | 4840.0691 | 202.0725 | -7562.3489 | 3077.3748 | -557.1675
13 | 4878.374 | 2643.2727 | -8000 | 1408.1195 | -929.7663
13 | 4846.6835 | 613.2662 | -8000 | 2613.2662 | -73.2158
13 | 4829.6036 | -1234.0208 | -6645.4585 | 4036.127 | -986.2513
13 | 5016.9051 | 2266.58 | -1784.1352 | 500.6502 | -6000
13 | 4218.1595 | 1356.1818 | 3004.0436 | -2578.385 | -6000
13 | 4355.5799 | 50.4318 | 2124.0148 | -530.0265 | -6000
13 | 4885.5491 | -1115.4399 | -1121.0251 | 3350.9159 | -6000
13 | 4889.3244 | -1600.8766 | -1251.0617 | 3502.053 | -5539.4391
13 | 5034.228 | -3254.8188 | -3008.2343 | 2511.7287 | -1282.9035
13 | 5096.8935 | -4603.0679 | -4073.219 | 1561.7245 | 2017.6689
13 | 4050.028 | -4840.1265 | 2748.3754 | -1327.8213 | -630.4555
13 | -2305.8935 | -5105.741 | 8115.704 | 403.4321 | -1107.5017
13 | 3781.6635 | -5278.2968 | 4488.6763 | -1743.4113 | -1248.6317
13 | 3747.9331 | -6345.5872 | 4684.8341 | -923.5771 | -1163.6028
13 | 5094.0209 | 688.5975 | -2852.1894 | 252.7228 | -3183.1518
13 | 5151.2132 | -1674.2802 | -4077.9683 | -321.4494 | 922.4846
13 | 5114.6667 | -2788.8122 | -4249.0226 | -813.4537 | 2736.6219
13 | 5094.5935 | -2815.4453 | -4130.0566 | -892.0611 | 2742.9696
13 | 5114.4354 | -2940.8539 | -4254.1326 | -659.497 | 2740.0481
13 | 5121.8434 | -4068.2741 | -4257.0522 | 906.35 | 2297.1328
13 | 5087.1538 | -3890.2321 | -5069.7093 | 1154.2782 | 2718.5094
13 | 5114.0989 | -4311.0566 | -4259.4492 | 707.1429 | 2749.2639
13 | 5026.3337 | 2865.4103 | -1914.7211 | 22.9771 | -6000
13 | 4379.2991 | 5412.5779 | 1307.0429 | -5098.9199 | -6000
13 | 4344.0835 | 5550.1174 | 1481.2035 | -5375.4044 | -6000
13 | -7341.4461 | 5767.6969 | 9919.9549 | -2346.2058 | -6000
13 | -7284.5214 | 4428.7234 | 12539.4603 | -3683.6623 | -6000
13 | -7540.6301 | 4930.1897 | 403.109 | 751.1502 | 1456.1812
13 | -7483.4085 | 2793.9878 | 2986.0546 | -819.7251 | 2523.0912
13 | -7365.1852 | 5420.7633 | 9559.6613 | -1615.2395 | -6000
13 | -7525.7862 | 3005.2207 | 7047.8109 | 3472.7547 | -6000
13 | -7359.2699 | 2820.8024 | 11821.8665 | -1283.399 | -6000
13 | 4877.6916 | 1886.9209 | -2873.5521 | 2108.9396 | -6000
13 | -720.0105 | 2377.8274 | 1588.9929 | 2753.1902 | -6000
13 | 4919.7773 | 2469.0639 | -5675.7834 | 1384.1393 | -3097.1971
13 | 5012.4354 | 2358.0414 | -1722.2297 | 351.7529 | -6000
13 | 4532.0455 | 1891.3636 | 1186.9318 | -1610.3409 | -6000
13 | 4070.7879 | 1365.6292 | 3951.9973 | -3388.4144 | -6000
13 | 4132.0701 | 3464.8144 | 3178.766 | -4775.6506 | -6000
13 | 3837.2545 | 4098.8213 | 4752.068 | -6688.1438 | -6000
13 | 3698.714 | 3736.9633 | 5623.3567 | -7059.0339 | -6000
13 | 3455.7133 | 1843.0067 | 6733.2789 | -8042.518 | -3989.4808
13 | 4264.0251 | -295.1802 | 238.1101 | -7002.0994 | 2795.1445
13 | 4262.8349 | -308.6208 | 249.3325 | -6993.678 | 2790.1314
13 | 3930.5525 | -2316.4352 | 3208.0577 | -5689.3046 | 867.1296
13 | 3536.1339 | -1363.0559 | 6386.3943 | -6143.0067 | -2416.4657
13 | 3865.5921 | -2706.7286 | 3786.2583 | -5435.6405 | 490.5186
13 | 3497.8886 | -1507.5656 | 6616.1144 | -6249.1608 | -2357.2766
13 | 3681.5894 | 3663.0178 | 5736.8975 | -7081.5047 | -6000
13 | 4867.0212 | -1134.4555 | -940.2498 | 3207.6841 | -6000
13 | 4804.5907 | -1624.6261 | -574.8218 | 3394.8571 | -6000
13 | 4203.1534 | 1435.8523 | 3174.6449 | -2813.6506 | -6000
13 | 4034.7997 | 1243.9652 | 4183.8623 | -3462.6271 | -6000
13 | 3517.352 | -1396.9045 | 6539.9148 | -6128.5702 | -2531.7921
13 | 3979.5847 | 2315.3423 | 4287.9929 | -4582.9199 | -6000
13 | 3809.2044 | 2681.7486 | 5197.2382 | -5688.1912 | -6000
13 | -1384.2252 | 2305.4561 | 8068.9132 | -2990.144 | -6000
13 | -7450.4131 | 905.0962 | 10835.9999 | 1709.317 | -6000
13 | -7546.2289 | -536.5387 | 9337.818 | 4744.9496 | -6000
13 | -7553.9916 | -1223.8926 | 9596.8106 | 5181.0735 | -6000
13 | -7367.4544 | 2245.9045 | 11891.1828 | -1039.9596 | -5729.6733
13 | 4682.9858 | -3194.4764 | 99.1056 | 4412.3849 | -6000
13 | 4524.0473 | -3404.8006 | 1050.7603 | 3829.993 | -6000
13 | 1548.9531 | -3452.1626 | 2798.6092 | 5104.6003 | -6000
13 | -3617.2419 | -4176.3263 | 6492.8895 | 6304.5604 | -5003.8816
13 | -7601.4666 | -4878.7192 | 9489.7359 | 7002.7978 | -4012.3478
13 | -7627.3341 | -5181.5734 | 8164.4814 | 7361.939 | -2717.5129
13 | -7607.022 | -4605.6215 | 9356.6415 | 7155.6917 | -4299.6896
13 | -7607.755 | -4441.6222 | 9214.9199 | 7234.0307 | -4399.5734
13 | 3811.9814 | -6261.9583 | 4391.4049 | -357.5139 | -1583.9142
13 | 2155.0434 | -3401.4288 | 2272.8355 | 4973.5499 | -6000
13 | 4837.1756 | -3582.6452 | -1109.5374 | 4489.256 | -4634.249
13 | 4974.4366 | -5149.3534 | -2774.0314 | 3551.1644 | -602.2162
13 | 5025.7495 | -6253.3513 | -3646.0815 | 2773.2647 | 2100.4186
13 | 3813.9247 | -6527.7643 | 4250.4219 | -571.5999 | -964.9825
13 | -111.3682 | -6675.2449 | 7056.606 | 769.5126 | -1039.5056
13 | -5188.4576 | -5195.376 | 11307.2943 | -181.5931 | -741.8676
13 | 4851.9845 | -4933.3616 | -4751.9725 | 4860.7213 | -27.3717
13 | 4834.0278 | -5293.5887 | -5699.7344 | 4964.1543 | 1195.141
13 | 4792.2613 | -5715.6579 | -6787.8249 | 5089.475 | 2621.7466
13 | -695.2759 | -6186.6656 | -2127.6315 | 6313.6585 | 2695.9144
13 | 4869.9527 | -5922.1661 | -6068.0179 | 4452.1713 | 2668.06
13 | 4948.1721 | -6208.6302 | -5053.7689 | 3582.086 | 2732.141
13 | -5034.3981 | -6567.6073 | 1588.6416 | 7256.9135 | 2756.4503
13 | -7689.1397 | -6689.3663 | 4162.718 | 7802.3758 | 2413.4122
13 | -7492.548 | -6926.4221 | 11530.2673 | 3720.7783 | -832.0755
13 | 1436.2827 | -1338.8982 | 2116.5832 | 3786.0323 | -6000
13 | 5103.9718 | 3532.9364 | -2990.0096 | -1135.3647 | -4511.5339
13 | 5170.5831 | 4607.9045 | -4268.018 | -3044.1951 | -2466.2745
13 | 5185.3143 | 4834.0403 | -4547.0942 | -3444.526 | -2027.7344
13 | 5177.1392 | 5053.7059 | -4643.1439 | -3850.1977 | -1737.5035
13 | 5005.8413 | 4731.6254 | -8254.9044 | -2628.1141 | 1145.5518
13 | 5117.5675 | 4417.6068 | -5418.7657 | -2486.5625 | -1629.8462
13 | -7489.1136 | 4605.7328 | 4559.0752 | 742.2624 | -2417.9567
13 | -7548.2803 | 3735.1108 | 3577.3974 | 2587.8815 | -2352.1094
13 | -7573.7613 | 4421.3496 | -37.7627 | 1809.6465 | 1380.5278
13 | -7565.5116 | 4550.5468 | 75.635 | 1540.7389 | 1398.5909
13 | -7595.4835 | 1531.6443 | 1238.7598 | 2700.4209 | 2124.6585
13 | 4906.1731 | 2789.9892 | -7176.0086 | 992.7723 | -1512.926
13 | -2755.2881 | 3357.9159 | -576.8608 | 2002.3145 | -2028.0816
13 | -4499.1831 | 4120.8541 | -2391.4502 | 1500.8636 | 1268.9155
13 | 4897.6435 | 2949.4524 | -8000 | 810.6078 | -657.7037
13 | 4851.7498 | 3249.1016 | -9511.0589 | 474.7906 | 935.417
13 | 5063.9019 | 4396.1095 | -7175.1104 | -2164.4668 | -120.4342
13 | 4996.1404 | 4379.1902 | -8567.9624 | -1899.1578 | 1091.7895
13 | 4992.8111 | 4261.0716 | -8674.4823 | -1654.581 | 1075.1806
13 | 5025.8481 | 4255.1518 | -8000 | -1755.9608 | 474.961
13 | 5008.7954 | 2673.2 | -8000 | -1163.065 | 1481.0696
13 | 5013.8809 | 2306.2788 | -7795.8756 | -1113.5621 | 1589.278
13 | 5150.58 | 2672.1443 | -4011.587 | -2237.5774 | -1573.5598
13 | 5078.6976 | 1416.9233 | -2639.9621 | -163.9223 | -3691.7365
13 | 5064.8659 | 1285.1824 | -2448.3921 | 46.4563 | -3948.1125
13 | 5076.2392 | 1052.4561 | -2605.9124 | 9.8911 | -3532.6739
13 | 5144.3222 | -1760.3688 | -4065.1084 | -673.617 | 1354.7719
13 | 5117.1087 | -2590.2802 | -4192.4801 | -1039.977 | 2705.6287
13 | 4849.3565 | -2945.5343 | -2605.6154 | -2088.5064 | 2790.2995
13 | 5073.578 | 1028.9898 | -2583.8977 | 19.9308 | -3538.601
13 | 5170.5738 | 2853.353 | -4399.8165 | -2760.6205 | -863.4898
13 | 5134.0547 | 3379.9714 | -4767.5801 | -4302.0566 | 555.6106
13 | 5094.5485 | 2026.1005 | -4934.5975 | -4738.4943 | 2552.4428
13 | 4292.8596 | -252.9051 | 45.7924 | -6933.6409 | 2847.8939
13 | 4345.0101 | -581.3388 | -188.3313 | -6420.4625 | 2845.1225
13 | 4504.2671 | -1335.9551 | -950.1125 | -5046.2893 | 2828.0898
13 | 5094.6749 | 2012.7465 | -4931.9407 | -4725.7788 | 2550.2981
13 | 5136.1931 | 1415.195 | -3877.2907 | -1700.7128 | -973.3846
13 | 5080.233 | 438.0129 | -2809.4888 | -86.3844 | -2622.3727
13 | 5139.3724 | -2005.3057 | -4076.9977 | -680.1035 | 1623.0346
13 | 5117.7068 | -2666.0253 | -4178.4026 | -971.7747 | 2698.4958
13 | 4786.1321 | -3105.9592 | -2213.2862 | -2270.2358 | 2803.3491
13 | 5084.5825 | -4992.2856 | -4079.5678 | 1227.8648 | 2759.4061
13 | 5115.7873 | -3927.7735 | -4220.8089 | 305.8659 | 2726.9292
13 | 5053.5364 | 67.3765 | -2567.6001 | 562.7344 | -3116.0472
13 | 4871.6818 | -1518.4042 | -1059.7672 | 3270.1892 | -5563.6996
13 | 4922.2186 | -640.351 | -4500.8767 | 2342.8489 | -2123.8398
13 | 5160.0658 | 1631.5591 | -4340.8386 | -2325.2287 | -125.5576
13 | 5107.2034 | 2393.853 | -4873.186 | -4556.4977 | 1928.6272
13 | 3617.6834 | 3219.5325 | 6061.1942 | -7297.1856 | -5601.2245
13 | 3410.4685 | 1604.4919 | 7007.6623 | -8135.8357 | -3886.787
13 | 4200.7663 | -486.0436 | 657.2441 | -7118.6037 | 2746.637
13 | 4189.6669 | -611.3893 | 761.9038 | -7040.0665 | 2699.8851
13 | 3859.8125 | -2604.5327 | 3699.0098 | -5745.2241 | 790.9346
13 | 3538.8533 | -3076.9325 | 5733.8259 | -6041.8817 | -153.865
13 | -3302.0189 | -3116.1897 | 10705.3111 | -4054.723 | -232.3794
13 | 4158.6807 | -535.7282 | 890.3104 | -7197.3798 | 2684.117
13 | 3169.5141 | -1183.2364 | 6707.8668 | -8969.4026 | 275.258
13 | -1491.0802 | -1105.3364 | 10133.8223 | -7783.0936 | 245.688
13 | -7287.0208 | -522.7052 | 10670.648 | -4827.355 | 1966.433
13 | -7249.6581 | -738.4334 | 12292.132 | -5492.439 | 1188.3985
13 | 3475.9593 | -1006.3793 | 6725.1754 | -6588.9602 | -2605.7952
13 | 3523.6171 | -1679.654 | 6396.9437 | -6199.2928 | -2041.614
13 | 3815.5685 | -2870.358 | 4092.8169 | -5572.4558 | 534.4283
13 | 3584.5384 | -3310.1576 | 5613.8216 | -5679.7923 | -208.4102
13 | 3225.2915 | 698.4537 | 7584.392 | -8587.5029 | -2920.6343
13 | -2719.6762 | 319.0765 | 11721.1532 | -7174.9954 | -2145.5581
13 | -7267.9347 | 3285.561 | 13254.8728 | -4289.1435 | -4983.3557
13 | -7471.1211 | 2479.2382 | 3549.849 | -1115.7919 | 2557.8259
13 | -7356.1723 | 211.618 | 7819.7163 | -3521.3356 | 2846.1736
13 | -7231.0761 | 1473.6547 | 14137.9066 | -5303.5403 | -3076.9448
13 | 5095.4546 | 1991.2239 | -4922.8554 | -4686.2904 | 2522.4673
13 | 5081.6235 | 1938.2384 | -4841.4716 | -4727.7755 | 2549.3853
13 | 4258.7193 | -401.0772 | 270.7158 | -6981.013 | 2852.6551
13 | 4406.2413 | -1330.1432 | -391.568 | -5529.3455 | 2844.8154
13 | 4459.06 | -1580.4168 | -644.2179 | -5073.5916 | 2839.1664
13 | 3631.3397 | -1579.0544 | -66.0881 | -4828.0883 | 2841.8911
13 | -7385.0716 | -1894.4619 | 8905.4189 | -1836.9616 | 2211.0762
13 | -7324.3136 | -2770.7063 | 12217.3631 | -2580.9307 | 458.5875
13 | -7446.061 | -6076.3792 | 12104.5712 | 2171.6955 | -753.8265
13 | -7609.4644 | -4960.3992 | 4796.3839 | 4972.036 | 2801.4437
13 | -7687.6549 | -6281.1097 | 3689.8554 | 7507.2976 | 2771.6116
13 | 5095.7247 | 1832.0556 | -4901.5023 | -4575.5135 | 2549.2355
13 | 5048.5277 | -1082.3649 | -6296.5076 | -213.5084 | 2543.8533
13 | 4866.8109 | -3346.812 | -7296.0013 | 3236.755 | 2539.2474
13 | 4823.4861 | -3737.1622 | -7461.3137 | 3836.5715 | 2538.4184
13 | -1728.3904 | -1814.9974 | -2710.7958 | 3731.4642 | 2522.7195
13 | -2184.5873 | -1693.9094 | -2375.85 | 3732.1854 | 2522.1614
13 | 107.9089 | 2287.984 | -1776.7061 | -3154.6585 | 2535.4716
13 | 5082.963 | 2350.6413 | -5385.4525 | -4382.4322 | 2334.2804
13 | -1951.9719 | 2414.9337 | -473.0386 | -2521.9139 | 2531.9907
13 | 5087.1962 | 2217.8065 | -5222.9438 | -4491.596 | 2409.5371
13 | 5041.4244 | -403.3312 | -6591.428 | -419.7717 | 2373.1065
13 | 4862.1211 | -2540.5156 | -7610.0428 | 2941.4728 | 2346.9645
13 | 4843.5657 | -2701.1517 | -7683.1278 | 3195.5869 | 2345.127
13 | 5028.0723 | 1260.0798 | -7223.1962 | -962.2972 | 1897.3413
13 | 5079.0353 | 1255.7617 | -5134.8918 | -1114.1401 | -85.7651
13 | -7537.2616 | 1367.3513 | 4856.7033 | 2150.1857 | -836.9787
13 | -7576.6928 | 788.7698 | 4201.7606 | 3380.247 | -794.0845
13 | -7597.1674 | 1238.1177 | 1424.9168 | 2800.5688 | 2133.5641
13 | -7597.6846 | 1242.756 | 1365.0289 | 2791.0578 | 2198.842
13 | -7516.5017 | 2049.2239 | 2696.3298 | 249.9822 | 2520.9658
13 | -7616.8975 | -213.6812 | 1631.684 | 3683.2914 | 2515.6032
13 | 4985.4478 | 537.3065 | -5913.2964 | 425.6695 | -35.1274
13 | 2736.6546 | 56.5018 | -4725.7866 | 2062.5295 | -129.8994
13 | -1610.2257 | 353.6641 | -976.5951 | 2642.1008 | -408.9441
13 | -2839.3891 | 825.9029 | -2297.2272 | 2296.7854 | 2013.9281
13 | 4910.1975 | -287.5628 | -5847.0626 | 1976.8758 | -752.4479
13 | 4900.4444 | -42.932 | -6889.4198 | 1710.4313 | 321.4762
13 | 4888.8498 | 140.5821 | -8000 | 1472.3087 | 1498.2594
13 | 4882.5549 | 175.5933 | -8206.6458 | 1427.7896 | 1720.7079
13 | 4871.3839 | -979.1216 | -8000 | 2136.6419 | 1971.0958
13 | 4858.2197 | -1973.9263 | -7819.2111 | 2747.9101 | 2187.0077
13 | 4859.0995 | -1490.2148 | -8000 | 2563.6021 | 2067.5132
13 | 4903.6099 | 4.8194 | -6614.1688 | 1747.4849 | -41.7454
13 | 5010.0784 | 1171.2067 | -7363.7305 | -679.6187 | 1862.0642
13 | -7447.3744 | 1234.6364 | 1248.4695 | 2772.3619 | 2191.9066
13 | 4917.2624 | 422.2043 | -8000 | 904.8921 | 1755.6412
13 | 4868.5481 | -1522.0739 | -1029.2783 | 3682.8041 | -6000
13 | 4817.3081 | -2528.8181 | -711.0798 | 4422.5898 | -6000
13 | 4768.1144 | -1749.2463 | -426.7812 | 3407.9131 | -6000
13 | 4527.1691 | -3246.9535 | 1030.2028 | 3689.5816 | -6000
13 | 1189.8996 | -2104.3221 | 2848.9444 | 4065.4781 | -6000
13 | 4428.8304 | -830.2206 | 1655.4819 | 745.9082 | -6000
13 | 4521.8546 | -2348.7297 | 1017.728 | 2653.6794 | -5844.5323
13 | 5113.1298 | 3521.4863 | -3116.8471 | -1098.2738 | -4419.4952
13 | 5187.5468 | 4711.3576 | -4541.2222 | -3209.974 | -2147.7082
13 | 5173.7474 | 5087.8805 | -4701.4925 | -3906.0547 | -1654.0807
13 | 5004.0304 | 4769.324 | -8279.7407 | -2696.3384 | 1202.7248
13 | 4986.1267 | 4134.5376 | -8852.4269 | -1381.9087 | 1113.6713
13 | 5072.2663 | 2628.1467 | -5660.2473 | -4455.9604 | 2415.7947
13 | 5082.386 | 2350.4954 | -5292.5231 | -4694.5363 | 2554.1779
13 | 146.6967 | 2697.5672 | -2251.1884 | -3133.4461 | 2540.3706
13 | 5024.349 | -1233.2896 | -7007.9238 | 669.3048 | 2547.5597
13 | 4915.727 | -2586.8736 | -7605.3759 | 2731.7161 | 2544.8064
13 | 5017.0388 | -534.4724 | -7311.4366 | 457.0321 | 2371.8381
13 | 4911.1316 | -1796.8203 | -7913.0909 | 2442.3825 | 2356.3971
13 | 4713.2723 | -3509.7137 | -8692.4098 | 5152.0475 | 2336.8037
13 | 5090.1705 | 2223.7174 | -5054.8238 | -4829.3547 | 2570.2905
13 | 4423.5968 | 328.8112 | -913.8196 | -6654.5353 | 2815.9469
13 | 4620.1521 | -602.5375 | -1854.0113 | -4958.5284 | 2794.925
13 | -2859.8044 | -590.226 | 3370.4415 | -2739.9593 | 2819.5481
13 | -7391.3926 | -719.9685 | 7060.8607 | -1509.5627 | 2560.0631
13 | -7278.6041 | -2346.5894 | 13209.0062 | -2890.6338 | -693.1789
13 | -7284.9196 | -2793.9544 | 13610.2882 | -2937.5591 | -593.8552
13 | -7483.6963 | -1981.1383 | 5370.6138 | 1291.3106 | 2802.9101
13 | 254.2349 | 410.0551 | 2062.4599 | -5558.0495 | 2831.2996
13 | -7310.0052 | 418.6618 | 8526.0936 | -3991.7465 | 2356.9963
13 | 4308.0172 | -171.379 | -75.3472 | -6906.5694 | 2845.2784
13 | 5056.6852 | 4231.0536 | -7376.4633 | -1813.9248 | -97.3506
13 | 5000 | 4131.5111 | -8569.3657 | -1423.4141 | 861.2687
13 | 5000 | 1712.5506 | -8129.5547 | -323.8866 | 1740.8907
13 | 5000 | 3840.4803 | -8000 | -946.8268 | 106.3465
13 | 5000 | 1202.5316 | -8000 | -67.5105 | 1864.9789
13 | 4909.5106 | -1561.4035 | -8000 | 2361.9575 | 2289.9354
13 | 5003.2395 | 1184.6528 | -7964.3653 | -103.6647 | 1880.1377
13 | 5027.0555 | 4179.0222 | -8000 | -1609.8027 | 403.725
13 | 5002.6184 | 1307.6671 | -8000 | -155.7974 | 1845.5118
14 | 5064.0453 | 2628.118 | -2049.2218 | 357.0586 | -6000
14 | 4890.4412 | 1463.4499 | -3215.2323 | 2861.3411 | -6000
14 | 4831.4325 | 2847.5817 | -9904.5199 | 1249.3147 | 976.1909
14 | 4819.0888 | 541.2625 | -9497.9999 | 2661.4866 | 1476.1621
14 | 4297.9899 | 5519.3711 | 1693.7383 | -5511.0993 | -6000
14 | -7158.5406 | 5720.4449 | 10035.9629 | -2597.8672 | -6000
14 | -7291.0351 | 2487.3398 | 6551.4786 | 4252.2167 | -6000
14 | -7303.7975 | -1244.3277 | 7925.9613 | 6622.1638 | -6000
14 | -7266.0955 | 3941.6616 | -582.4266 | 2539.9396 | 1366.9208
14 | -7115.456 | 4678.3871 | 12215.7493 | -3778.6804 | -6000
14 | -7171.7224 | 2482.5193 | 11147.4293 | -458.2262 | -6000
14 | -7083.8579 | 3547.594 | 12902.1835 | -4461.4089 | -4904.5107
14 | -7227.9448 | 4888.3152 | 276.2176 | 559.6621 | 1503.7499
14 | -7192.9616 | 3844.123 | 1553.1823 | -300.0773 | 2095.7337
14 | -7162.0858 | 2948.5727 | 2745.0315 | -1071.8965 | 2540.3781
14 | -7084.2112 | 981.5323 | 6477.052 | -3164.4237 | 2790.0506
14 | -7281.3499 | -1428.9419 | 366.9115 | 5827.7915 | 2515.5888
14 | -7279.5694 | -814.6832 | 246.5235 | 5450.3346 | 2397.3946
14 | 3695.656 | 3925.6058 | 5539.0757 | -7160.3375 | -6000
14 | 4362.0292 | -153.738 | 2648.1704 | -856.4616 | -6000
14 | -4153.7792 | 4408.4435 | 10522.0003 | -4776.6646 | -6000
14 | 5048.8372 | 1244.186 | -1638.6047 | 1345.5814 | -6000
14 | 4886.9714 | 434.8572 | -2836.4113 | 3514.5827 | -6000
14 | 4853.4677 | -1169.841 | -2222.0312 | 4538.4045 | -6000
14 | 4950.8025 | -1470.9556 | -1029.0805 | 3549.2336 | -6000
14 | -2232.5314 | -2116.9213 | 5386.8654 | 4962.5873 | -6000
14 | -6604.2009 | -2115.5235 | 7661.9626 | 7057.7617 | -6000
14 | -7306.9444 | -2173.8611 | 8269.571 | 7211.2345 | -6000
14 | -7304.7295 | -2197.6683 | 8366.7495 | 7135.6482 | -6000
14 | -7306.7492 | -2274.9233 | 8377.099 | 7204.5735 | -6000
14 | -7303.7975 | -2720.9436 | 6800.9206 | 7360.4718 | -4136.6513
14 | -7292.2178 | -4715.6277 | 1454.3661 | 7900.4181 | 2653.0614
14 | -7290.0818 | -5840.3442 | 2574.5802 | 7836.6353 | 2719.2106
14 | 4895.5076 | -2186.5951 | -1174.7635 | 4465.8509 | -6000
14 | 4902.3839 | -2787.6457 | -2789.49 | 4627.8821 | -3953.1303
14 | 4957.2683 | -3016.7829 | -2290.7307 | 4093.8549 | -3743.6096
14 | 4927.2447 | -3892.8685 | -2062.853 | 4591.9449 | -3563.4681
14 | 4860.4693 | -1781.8535 | -3866.2069 | 4703.3908 | -3915.7997
14 | 4890.7026 | -1972.0842 | -3779.0395 | 4434.8238 | -3574.4026
14 | 5016.0083 | -2495.2233 | -2640.3305 | 3215.5951 | -3096.0496
14 | 4855.7984 | -1917.8712 | -4224.8732 | 4741.288 | -3454.3419
14 | 4719.1299 | -3646.2643 | -8698.7286 | 5238.1172 | 2387.7458
14 | 4760.3148 | -3808.8747 | -8311.3431 | 4840.768 | 2519.135
14 | 2767.103 | -3845.1132 | -7115.7123 | 5677.5942 | 2516.1284
14 | 5024.5465 | -4612.3519 | -5488.882 | 2378.358 | 2698.3295
14 | -7261.9108 | -5062.568 | 2717.7428 | 6876.7621 | 2729.974
14 | -7137.8525 | -5332.3632 | 11490.386 | 2111.3546 | -1131.5248
14 | -7279.1929 | -5934.0141 | 2999.458 | 7468.6148 | 2745.1342
14 | -7288.6821 | -6611.7628 | 3483.7775 | 7777.802 | 2638.8653
14 | -7289.1156 | -6324.0448 | 3057.8177 | 7807.593 | 2747.7497
14 | 4731.7349 | -4139.5806 | -8326.1894 | 5217.3248 | 2516.7104
14 | 4877.0585 | -2209.9471 | -3563.3711 | 4685.5121 | -3789.2524
14 | 4990.8594 | -1312.1094 | -707.7969 | 3029.0469 | -6000
14 | 4997.529 | -1732.7045 | -799.8289 | 3121.2513 | -5586.2469
14 | 5064.7823 | -2563.2187 | -1799.6392 | 2686.7693 | -3388.6938
14 | 5122.1785 | -3937.3688 | -3079.7572 | 1820.6365 | 74.311
14 | 5147.5742 | -4665.0972 | -3722.9643 | 1348.2804 | 1892.2069
14 | 4143.3353 | -4892.6315 | 3104.6013 | -1565.6125 | -789.6925
14 | -2337.6392 | -5165.5553 | 8577.4709 | 197.515 | -1271.7914
14 | 5027.907 | 139.5349 | -1193.4884 | 2026.0465 | -6000
14 | 4934.3021 | -328.4893 | -1886.1641 | 3280.3512 | -6000
14 | 4908.3858 | -2496.2029 | -2893.1976 | 4442.8825 | -3961.8678
14 | 4990.8467 | -1494.4872 | -598.5022 | 3102.1427 | -6000
14 | 4985.1064 | -1581.7296 | -605.8554 | 3202.4786 | -6000
14 | 4599.9388 | -1843.7217 | 1696.7076 | 1547.0753 | -6000
14 | 4981.655 | -1666.7911 | -590.7133 | 3275.8493 | -6000
14 | 4954.7187 | -2369.7701 | -449.0636 | 3864.1151 | -6000
14 | 4916.7496 | -3080.223 | -242.1442 | 4405.6176 | -6000
14 | 5017.7769 | -3101.1373 | -1247.7757 | 3437.7978 | -4106.6617
14 | 4643.6426 | -2415.175 | 1395.5349 | 2375.9975 | -6000
14 | 4990.9411 | -1706.7936 | -695.0293 | 3185.9894 | -5775.1075
14 | 5048.7842 | -2791.8182 | -1509.0676 | 2960.5876 | -3708.486
14 | 5105.0857 | -5246.4827 | -2884.6271 | 2169.602 | 856.4221
14 | 5114.8253 | -5769.2763 | -3163.5199 | 1992.6511 | 1825.3198
14 | 4050.1936 | -5066.0108 | 3784.6089 | -1733.213 | -1035.5786
14 | 3849.4139 | -4992.5139 | 5073.2774 | -2528.4694 | -1401.708
14 | 3736.6682 | -5064.4333 | 5755.4086 | -3152.2781 | -1275.3653
14 | 3880.2339 | -5338.2471 | 4868.8208 | -1988.7884 | -1422.0193
14 | 3847.115 | -6181.4571 | 5028.7202 | -1341.4774 | -1352.9007
14 | 5038.4236 | -2453.1124 | -1297.9848 | 2943.2154 | -4230.5419
14 | 5058.5774 | -1355.6485 | -1625.9414 | 2274.477 | -4351.4644
14 | 4963.8554 | -2397.5904 | -2554.2169 | 3771.0843 | -3783.1325
14 | 5094.1423 | -964.4351 | -2277.4059 | 1712.5523 | -3564.8536
14 | 5024.0964 | -1734.9398 | -2963.8554 | 2819.2771 | -3144.5783
14 | 5058.8042 | 2680.8342 | -1987.1612 | 247.5228 | -6000
14 | 4924.2377 | 1777.2538 | -2891.8681 | 2190.3766 | -6000
14 | 4391.896 | 5198.7191 | 1272.2871 | -4862.9021 | -6000
14 | 4317.7682 | 5476.4153 | 1632.1774 | -5426.3609 | -6000
14 | -7167.9263 | 5680.063 | 9997.9204 | -2510.057 | -6000
14 | -7126.7757 | 4329.4993 | 12660.2561 | -3862.9797 | -6000
14 | -7236.9625 | 4853.2968 | 306.8244 | 626.2577 | 1450.5835
14 | -7206.05 | 3573.1225 | 1858.0175 | -315.6273 | 2090.5373
14 | -7180.6376 | 2554.2347 | 3189.831 | -1099.3184 | 2535.8903
14 | 3599.6486 | 3389.1545 | 6343.7653 | -7332.5685 | -6000
14 | -1898.5002 | 3782.2653 | 9758.7685 | -5642.5336 | -6000
14 | -7188.1606 | 5208.3843 | 9490.209 | -1510.4327 | -6000
14 | -7286.4045 | 2806.0433 | 6900.9365 | 3579.4248 | -6000
14 | -7288.3754 | 1357.0525 | 7828.1913 | 4103.1316 | -6000
14 | -7178.3325 | 2350.3452 | 11915.0775 | -1087.0902 | -6000
14 | 5023.5653 | 117.8264 | -1132.2705 | 1990.8788 | -6000
14 | 4955.7948 | -221.0262 | -1642.4387 | 2907.6701 | -6000
14 | 4984.7601 | -1411.1357 | -518.37 | 2944.7456 | -6000
14 | 4960.2728 | -1426.5717 | -371.3733 | 2837.6721 | -6000
14 | 4439.4194 | -1818.2879 | 2723.6153 | 655.2532 | -6000
14 | 3884.6715 | -4145.0577 | 5219.6786 | -2357.1906 | -2602.1017
14 | 4035.8979 | 2141.2863 | 4126.6884 | -4303.8726 | -6000
14 | 3663.6805 | 2930.5611 | 6088.9781 | -6683.2197 | -6000
14 | -3464.5297 | 2414.083 | 10030.4782 | -2980.0315 | -6000
14 | -5887.9501 | 2146.2802 | 11172.0612 | -1430.3913 | -6000
14 | -7194.3327 | 1731.7011 | 11652.3414 | -189.7098 | -6000
14 | -7291.0003 | -671.8918 | 9132.433 | 4830.4592 | -6000
14 | -7278.481 | 215.9828 | 5624.4739 | 3892.0086 | -2453.9843
14 | -7238.5604 | 5.6555 | 10812.5964 | 2420.3085 | -6000
14 | -7295.4881 | -1997.4891 | 9622.4509 | 5670.5263 | -6000
14 | -7178.886 | 2131.1043 | 11953.068 | -999.5565 | -5905.7299
14 | 4979.5832 | -1528.7349 | -495.094 | 3044.2458 | -6000
14 | 4929.241 | -2748.3892 | -286.8604 | 4106.0086 | -6000
14 | 4889.9543 | -3207.2774 | -86.4392 | 4403.7623 | -6000
14 | 4612.4752 | -3568.5737 | 1550.6434 | 3405.4551 | -6000
14 | -467.1763 | -3649.4393 | 4534.9063 | 5581.7093 | -6000
14 | -2265.8295 | -3216.1368 | 5873.8979 | 5608.0684 | -6000
14 | -4506.1858 | -2838.5992 | 6803.9589 | 6540.826 | -6000
14 | -1932.2464 | -3852.2063 | 5579.8925 | 5926.1031 | -5721.5429
14 | -2147.1318 | -3882.1215 | 5733.3428 | 5976.3401 | -5680.4295
14 | -7289.9738 | -4802.8543 | 9616.1374 | 6855.3932 | -4378.7025
14 | -7297.409 | -5188.1961 | 7833.4617 | 7341.7539 | -2689.6105
14 | -7300.4152 | -4413.4332 | 9428.5302 | 7073.1157 | -4787.7976
14 | -7301.874 | -4178.2527 | 9225.729 | 7185.4272 | -4931.0295
14 | 3982.2856 | -6010.56 | 4418.1946 | -163.7745 | -2226.1457
14 | 4920.6375 | -3285.7758 | -329.5941 | 4419.0429 | -5724.3105
14 | 4981.7193 | -3994.2195 | -1103.2719 | 4006.0879 | -3890.3157
14 | 5068.3138 | -5844.5954 | -2643.8542 | 2741.3218 | 678.8141
14 | 5087.9971 | -6325.6731 | -3025.7577 | 2405.2727 | 1858.161
14 | 3982.7594 | -6564.8111 | 4124.363 | -607.6068 | -934.7045
14 | -4142.0092 | -6874.7523 | 9945.7746 | 2156.7964 | -1085.8095
14 | -5878.4497 | -6371.8222 | 11396.6603 | 1838.5278 | -984.9161
14 | 4927.8837 | -3919.1679 | -2031.2062 | 4589.7928 | -3567.3023
14 | 4927.3879 | -3930.3525 | -2060.5777 | 4592.9311 | -3529.3888
14 | 4783.745 | -5746.9479 | -6762.7404 | 5115.1142 | 2610.8292
14 | -5111.2177 | -6603.2391 | 1667.3125 | 7301.6196 | 2745.5248
14 | 4955.3647 | -6268.81 | -4929.5391 | 3515.7675 | 2727.2169
14 | -5158.6685 | -6639.4214 | 1826.0353 | 7218.7885 | 2753.2661
14 | -6433.4807 | -6691.9991 | 2866.8325 | 7584.6357 | 2674.0116
14 | -7288.5334 | -6731.1796 | 3691.3021 | 7762.6607 | 2565.7503
14 | -7174.0662 | -6980.1165 | 11785.7188 | 3365.6741 | -997.2101
14 | -5625.3799 | -6647.9947 | 2106.3174 | 7414.4756 | 2752.5816
14 | 4950.7122 | -1720.0015 | -680.5923 | 3449.8817 | -6000
14 | -4086.5542 | -948.8193 | 6560.9639 | 4474.4096 | -6000
14 | 5182.5337 | 4456.6083 | -4455.7281 | -2852.8269 | -2330.587
14 | 5217.6541 | 4939.7487 | -5149.4795 | -3693.4888 | -1314.4345
14 | 5081.5251 | 4664.4438 | -8317.7115 | -2612.8439 | 1184.5865
14 | 5219.3084 | 3413.2283 | -6878.9479 | -3560.5044 | 1806.9155
14 | 5205.1898 | 2598.3298 | -6740.1061 | -3011.5156 | 1948.1021
14 | 5196.1433 | 2025.4174 | -6626.9967 | -2633.1308 | 2038.5667
14 | 5172.3164 | 792.3729 | -6793.7853 | -1447.7401 | 2276.8362
14 | 5236.9128 | 3203.0862 | -6633.3265 | -3718.2705 | 1911.5979
14 | 5264.1718 | 3438.7635 | -5910.1531 | -3910.42 | 1117.6378
14 | 5255.0522 | 3340.5069 | -6214.6346 | -3830.4025 | 1449.478
14 | 5270.8265 | 2917.822 | -6104.2148 | -4005.1615 | 1920.7279
14 | 5271.5758 | 2811.4309 | -6139.3538 | -4025.7602 | 2082.1073
14 | 5270.3047 | 2687.4349 | -6107.8668 | -3953.3868 | 2103.514
14 | 5155.4302 | 4376.6054 | -4994.1658 | -2603.3262 | -1934.5435
14 | 4890.7713 | 2693.0576 | -7100.3082 | 1087.676 | -1571.1967
14 | 4867.4493 | 3180.0052 | -9553.5821 | 537.1461 | 968.9816
14 | 5034.8204 | 4344.9973 | -8579.7083 | -1935.3368 | 1135.2275
14 | -7236.8723 | 4461.2441 | 4317.9175 | 759.9402 | -2302.2295
14 | -7272.7755 | 3605.8104 | 3174.6063 | 2607.1904 | -2114.8316
14 | -7261.3502 | 4268.475 | -216.9111 | 1848.9129 | 1360.8734
14 | -7255.1403 | 4422.4726 | -77.2607 | 1526.7728 | 1383.1556
14 | 5180.5036 | 1265.1359 | -4181.8416 | -1479.4496 | -784.3484
14 | 5040.0415 | -952.0239 | -1364.5854 | 2124.3363 | -4847.7685
14 | 5050.2092 | -1447.6987 | -1507.9498 | 2206.6946 | -4301.2552
14 | 4969.142 | -1406.4451 | -1929.211 | 3114.3588 | -4747.8447
14 | 4956.2985 | -2480.7167 | -2428.2749 | 3690.484 | -3737.7909
14 | 4952.6998 | -2520.302 | -2749.9644 | 3675.7373 | -3358.1707
14 | 4944.8006 | -2607.1934 | -2582.7991 | 3913.9955 | -3668.8036
14 | 4987.2492 | -1462.6204 | -555.2825 | 2930.4075 | -5899.7538
14 | 5033.0049 | -2384.5499 | -1227.9893 | 2777.5638 | -4198.0296
14 | 5111.5223 | -5643.7342 | -3085.2817 | 1911.0177 | 1706.476
14 | 5115.7205 | -5864.2284 | -3203.9646 | 1848.0283 | 2104.4442
14 | 3899.7559 | -5244.0056 | 4664.7015 | -2694.0174 | -626.4344
14 | 5207.2918 | 1464.3522 | -4698.4902 | -2049.7687 | 76.6149
14 | 5167.3913 | -158.6957 | -3806.5217 | -506.5217 | -695.6522
14 | 5135.1351 | -513.5135 | -5000 | -216.2162 | 594.5946
14 | 5181.8182 | -1727.2727 | -5000 | -636.3636 | 2181.8182
14 | 5200 | -1800 | -4600 | -800 | 2000
14 | 5157.2816 | -4328.1553 | -3920.3883 | 664.0777 | 2427.1845
14 | 5260.123 | 1991.8308 | -5914.774 | -3564.3738 | 2227.1941
14 | 5141.4072 | 2271.738 | -5330.232 | -4404.8541 | 2321.9409
14 | 3571.394 | 3181.6645 | 6494.2455 | -7433.6512 | -5813.6529
14 | 3306.653 | 1120.329 | 7700.2943 | -8499.813 | -3627.4633
14 | -2806.7672 | 732.7717 | 11962.6757 | -7064.729 | -2823.9512
14 | -3003.7548 | 3227.4148 | 10847.4459 | -5634.9006 | -5436.2053
14 | -7105.215 | 3243.7356 | 13416.3273 | -4465.8742 | -5088.9736
14 | -7176.4323 | 2409.6032 | 3450.7343 | -1235.7258 | 2551.8206
14 | -7096.3102 | 385.7946 | 7290.4597 | -3388.6427 | 2808.6986
14 | -7286.4692 | -6270.2566 | 3352.5478 | 7450.6633 | 2753.5147
14 | -7071.3652 | 2032.3613 | 14151.6773 | -5197.2545 | -3915.4189
14 | -7065.1902 | 1802.0555 | 14262.6292 | -5326.0168 | -3673.4778
14 | 5024.8932 | 1822.2089 | -4636.6393 | -4759.2986 | 2548.8358
14 | 4301.0938 | -260.7171 | -75.5354 | -6783.1924 | 2818.3512
14 | 4008.9828 | -691.8448 | 1910.901 | -7497.2982 | 2269.2591
14 | 3353.3049 | -1203.6474 | 6531.8736 | -8985.8566 | 304.3254
14 | -1192.2059 | -1123.4412 | 9880.9001 | -7843.619 | 278.3659
14 | -7033.9074 | -685.5195 | 11537.5855 | -5317.8961 | 1499.7375
14 | -7027.0463 | -759.2215 | 12114.2757 | -5552.061 | 1224.0531
14 | 4784.263 | -3206.9491 | -2165.6742 | -2206.3104 | 2794.6707
14 | 4193.2825 | -1304.8438 | 946.7534 | -6225.5045 | 2390.3124
14 | 3527.3261 | -2493.1653 | 5935.8129 | -6983.643 | 13.6694
14 | -2437.4519 | -2525.8311 | 10280.3663 | -5265.4211 | -51.6622
14 | -7074.6438 | -1665.075 | 10288.9011 | -3219.0322 | 1669.85
14 | -7059.1244 | -2132.4564 | 12054.8515 | -3598.3579 | 735.0872
14 | -7170.3486 | -6867.6113 | 11862.6988 | 3162.574 | -987.3129
14 | -7288.2331 | -6678.8139 | 3630.8048 | 7724.6132 | 2611.6289
14 | 5150.6741 | -4886.8686 | -3872.7564 | 852.2094 | 2756.7415
14 | 5146.226 | -5053.4834 | -3768.8629 | 1026.7417 | 2649.3785
14 | 5144.0225 | -4951.2887 | -3923.735 | 975.6444 | 2755.3569
14 | 5243.537 | 404.3582 | -5563.8423 | -2625.2214 | 2541.1685
14 | 5229.6884 | -601.7257 | -5263.8831 | -1945.2142 | 2581.1346
14 | 5174.5522 | -1218.6521 | -5639.4088 | -890.6739 | 2574.1827
14 | 5160.2242 | -622.0017 | -6087.6554 | -985.8456 | 2535.2785
14 | 4829.5409 | -3545.6297 | -7522.804 | 3720.5234 | 2518.3694
14 | -4409.4119 | 2374.4267 | 1427.7489 | -1931.4396 | 2538.6758
14 | 5161.5638 | 1219.507 | -4559.1134 | -1309.47 | -512.4874
14 | 5007.6647 | 232.4867 | -5782.8637 | 840.3163 | -297.604
14 | 4940.2972 | -526.8809 | -5340.2896 | 2189.5794 | -1262.706
14 | 4928.7053 | -206.8477 | -6687.8318 | 1840.4729 | 125.5013
14 | 4914.5772 | 50.4926 | -8237.8968 | 1504.4205 | 1768.4065
14 | 4914.5102 | 37.9781 | -8235.691 | 1512.0832 | 1771.1195
14 | 4930.0425 | -155.9028 | -6413.3121 | 1877.3748 | -238.2024
14 | 2573.3839 | -81.5144 | -4396.6457 | 2200.3826 | -295.6063
14 | 5067.5909 | 1110.4505 | -7346.0272 | -753.5158 | 1921.5017
14 | 5129.1647 | 1365.3079 | -6950.1451 | -1567.0401 | 2022.7127
14 | 5178.1382 | 1566.3896 | -6622.6225 | -2210.1131 | 2088.2078
14 | 5135.1351 | 314.0868 | -6655.2007 | -1043.8165 | 2249.7952
14 | 5056.6523 | 224.8027 | -7235.2999 | -143.543 | 2097.3879
14 | 4861.3367 | -2189.5022 | -7810.6379 | 2882.6636 | 2256.1397
14 | -7245.7819 | 1286.1849 | 4766.7896 | 2065.2917 | -872.4843
14 | -7272.3327 | 648.9004 | 3922.4554 | 3432.6927 | -731.7157
14 | -7262.9148 | 1101.0523 | 1154.5472 | 2834.6081 | 2172.7072
14 | -7260.972 | 1149.0104 | 1198.3371 | 2733.8885 | 2179.7361
14 | -7252.8592 | 1270.3518 | 1401.4036 | 2352.7622 | 2228.3416
14 | -7190.6782 | 2198.4578 | 3025.8849 | -567.4398 | 2533.7752
14 | -7267.9231 | -636.7694 | 1485.625 | 3901.3478 | 2517.7197
14 | -7278.481 | -3829.6908 | 2542.056 | 5914.8454 | 2651.2704
14 | -7264.1568 | 662.6329 | 1230.9562 | 3102.8758 | 2267.6918
14 | 5228.137 | 4965.0398 | -5317.0433 | -3720.5268 | -1155.6066
14 | 5097.6845 | 4701.2295 | -8354.6153 | -2684.7461 | 1240.4473
14 | 5221.5125 | 3736.0826 | -7240.1151 | -3502.3547 | 1784.8748
14 | 5203.2902 | 2740.917 | -7159.118 | -2752.1876 | 1967.0984
14 | 5174.0326 | 992.1759 | -6968.7037 | -1457.1791 | 2259.6743
14 | 5085.7189 | 891.708 | -7621.4664 | -444.137 | 2088.1764
14 | 4719.346 | -3637.0449 | -8700.6854 | 5232.4211 | 2385.9631
14 | 5244.4695 | 3501.4992 | -6964.0959 | -3699.2872 | 1917.4144
14 | 5280.7026 | 3642.2094 | -6172.6578 | -3943.2279 | 1192.9736
14 | 5276.9231 | 3200 | -6061.5385 | -3646.1538 | 1230.7692
14 | 5204.3478 | 247.8261 | -4439.1304 | -839.1304 | -173.913
14 | 5189.1892 | 81.0811 | -5000 | -702.7027 | 432.4324
14 | 5227.2727 | -909.0909 | -5000 | -1045.4545 | 1727.2727
14 | 5227.3381 | -909.3525 | -4998.5612 | -1046.0432 | 1726.6187
14 | 5227.1845 | -918.4466 | -4996.1165 | -1040.7767 | 1728.1553
14 | 5189.1892 | 918.9189 | -6675.6757 | -1540.5405 | 2108.1081
14 | 5287.9272 | 3080.899 | -6425.2486 | -4069.0098 | 2125.4322
14 | 5275.5835 | 1336.6943 | -6070.9153 | -3004.5123 | 2463.1497
14 | 5200.7759 | 577.1096 | -6594.5684 | -1604.2677 | 2420.9505
14 | 5068.0827 | 2232.7047 | -5116.5427 | -4737.7937 | 2553.549
14 | 4406.808 | 329.7103 | -949.4455 | -6586.8554 | 2799.7825
14 | 4349.2355 | 244.7388 | -557.9362 | -6727.5994 | 2691.5613
14 | 3097.4212 | -732.3898 | 8264.3816 | -9569.5412 | -1059.8718
14 | 3054.9011 | -989.009 | 8587.6439 | -9665.1529 | -988.3831
14 | -1302.0095 | -944.234 | 11516.2122 | -8454.6539 | -815.3149
14 | -7041.6739 | 251.2635 | 9372.1353 | -4479.5129 | 1897.7881
14 | -6976.7865 | -445.7514 | 14826.0144 | -6694.0592 | -709.4174
14 | -6976.966 | -464.5836 | 14847.7259 | -6701.8802 | -704.2961
14 | 4504.7573 | -267.5573 | -1373.1637 | -5659.0182 | 2794.982
14 | 4458.4041 | -118.3668 | -1129.0422 | -5974.2614 | 2763.2664
14 | 3352.927 | -2090.9617 | 7152.7173 | -7232.7592 | -1181.9234
14 | 3596.8751 | -3378.0517 | 6091.1821 | -5005.5977 | -1304.4078
14 | 3306.1358 | -2496.4351 | 7543.7045 | -7263.2004 | -1090.2049
14 | -2630.9832 | -2528.3977 | 11480.3694 | -5460.9475 | -860.041
14 | -7072.3758 | -487.0014 | 8431.0352 | -2897.6553 | 2025.9973
14 | -7024.9435 | -1915.4683 | 13828.3442 | -4056.9958 | -830.9366
14 | -7028.1859 | -2169.1332 | 14055.8113 | -4083.9569 | -774.5354
14 | -7235.6886 | -4320.5628 | 3340.1796 | 5469.9797 | 2746.0921
14 | 5191.8612 | -3417.7871 | -4574.3296 | 76.3995 | 2723.856
14 | 5185.4009 | -3659.7766 | -4423.4358 | 329.8883 | 2567.9232
14 | 5182.2005 | -3511.3502 | -4648.3704 | 255.6751 | 2721.845
14 | 5271.1844 | 915.6412 | -5977.8359 | -2755.4163 | 2546.4266
14 | 5269.4721 | 791.2451 | -5940.7478 | -2671.3376 | 2551.3682
14 | 5212.1456 | 149.8112 | -6331.1913 | -1574.9056 | 2544.1401
14 | 5211.4319 | 179.5297 | -6353.5179 | -1579.646 | 2542.2023
14 | 5274.6515 | 3485.4657 | -6077.4397 | -3936.1627 | 1253.4853
15 | 5095.8375 | 1993.7589 | -2084.5401 | 994.9437 | -6000
15 | 4956.9585 | 992.2185 | -3094.6122 | 3145.4352 | -6000
15 | 4924.5283 | -735.8491 | -2433.9623 | 4245.283 | -6000
15 | 4919.6899 | -1103.5659 | -2269.4574 | 4453.3333 | -6000
15 | 4918.4739 | -1130.3492 | -2260.9299 | 4472.8052 | -6000
15 | 4950.5008 | -2614.3785 | -707.6841 | 4371.5618 | -6000
15 | -6784.1318 | -2513.377 | 8286.9267 | 7010.5821 | -6000
15 | -6777.2947 | -2751.2436 | 8751.2792 | 6777.2591 | -6000
15 | -6781.2971 | -2931.3124 | 9001.0888 | 6711.5207 | -6000
15 | -6777.0089 | -2826.2076 | 9479.9202 | 6123.2962 | -6000
15 | -6766.9435 | -6382.7436 | 2786.6281 | 7627.1642 | 2735.8948
15 | -6760.0675 | -6631.9729 | 3233.2078 | 7396.1996 | 2762.6331
15 | 4928.0407 | -3615.484 | -2110.458 | 4537.176 | -3739.2745
15 | 4917.3231 | -1096.9486 | -2295.5547 | 4475.1803 | -6000
15 | -6784.9687 | -2065.756 | 7811.5844 | 7039.1402 | -6000
15 | -6764.9881 | -2280.5175 | 8688.2183 | 6357.2873 | -6000
15 | -6770.3957 | -4599.9035 | 1008.3262 | 7730.58 | 2631.3929
15 | 4721.188 | -3569.3687 | -8704.7744 | 5191.0947 | 2361.8604
15 | 4767.4471 | -3751.5207 | -8268.9674 | 4744.9681 | 2508.0729
15 | 2538.5027 | -3792.0323 | -6932.009 | 5680.8159 | 2504.7226
15 | 5083.4427 | -4712.0344 | -4893.0607 | 1800.2969 | 2721.3556
15 | -6722.7946 | -5144.663 | 2993.1055 | 6122.7197 | 2751.6324
15 | -6598.0746 | -5415.8972 | 11812.537 | 1331.8962 | -1130.4614
15 | -6631.4042 | -6932.4201 | 12084.3489 | 2486.3192 | -1006.8438
15 | -6724.8149 | -5246.5482 | 3026.0594 | 6191.9064 | 2753.3973
15 | 4735.4076 | -4122.1919 | -8285.6675 | 5167.087 | 2505.3649
15 | 4956.1116 | 1032.3744 | -3297.0921 | 3097.9035 | -5789.2974
15 | 4917.8927 | 1564.8954 | -5949.0292 | 2473.3327 | -3007.0916
15 | -2445.555 | 3011.0558 | -4214.9308 | 2327.7461 | 1321.6839
15 | 4862.2314 | 2351.8608 | -9847.4895 | 1546.9456 | 1086.4517
15 | 4736.5404 | -2917.5852 | -8836.9786 | 4789.8513 | 2228.1721
15 | 4128.8532 | 5643.36 | 2640.1627 | -6412.3759 | -6000
15 | -6613.5497 | 5831.9001 | 10462.3859 | -3680.7363 | -6000
15 | -6771.2408 | 1983.9507 | 6315.2521 | 4472.038 | -6000
15 | -6746.4159 | 3401.1307 | -898.0104 | 2782.8631 | 1460.4325
15 | -6575.455 | 4910.5306 | 12389.7153 | -4724.7909 | -6000
15 | -6711.3967 | -394.7729 | 9808.6118 | 3297.5578 | -6000
15 | -6498.8639 | 2181.5068 | 14053.1383 | -6385.6301 | -3350.1512
15 | -6460.3719 | 752.8916 | 14745.0341 | -7191.7541 | -1845.7996
15 | -5531.4875 | -275.1585 | 14643.0054 | -8014.6409 | -821.7184
15 | -5558.2956 | -357.8905 | 14580.9377 | -8011.0611 | -653.6904
15 | -6443.5212 | -209.7038 | 14197.214 | -7376.0616 | -167.9274
15 | -6450.3713 | -946.0396 | 14870.969 | -6737.3153 | -737.2428
15 | -6450.4721 | -952.2672 | 14874.8974 | -6735.9749 | -736.1832
15 | -6446.7058 | -369.5968 | 14273.483 | -7398.0848 | -59.0956
15 | -6275.948 | -848.0958 | 14829.9097 | -6971.7074 | -734.1585
15 | -6467.6579 | 686.9083 | 14943.441 | -7192.2682 | -1970.4233
15 | -6491.4858 | 1293.8962 | 14786.7154 | -6819.4877 | -2769.6381
15 | -6683.0897 | 4971.0279 | 528.7185 | -503.4725 | 1686.8158
15 | -6664.5354 | 4419.0528 | 1207.0278 | -960.3794 | 1998.8342
15 | -6627.1713 | 3339.0338 | 2652.5396 | -1896.2503 | 2531.8482
15 | -6541.5879 | 1178.761 | 6754.5781 | -4196.6566 | 2804.9055
15 | -6760.3998 | -1550.4782 | -4.4097 | 5811.0313 | 2504.2565
15 | -6757.5121 | -546.803 | -203.3066 | 5195.131 | 2312.4908
15 | 3536.6757 | 4076.4686 | 6420.6606 | -8033.8049 | -6000
15 | 4331.2836 | -787.8909 | 2973.439 | -516.8317 | -6000
15 | 580.0734 | 4258.3363 | 8297.5506 | -7135.9604 | -6000
15 | 5022.9569 | -1458.1328 | -858.8204 | 3293.9963 | -6000
15 | 4833.5275 | -1713.077 | 293.0427 | 2586.5068 | -6000
15 | -338.9889 | -2178.2187 | 4912.9847 | 3604.223 | -6000
15 | 4556.9039 | -2390.5778 | 2071.1243 | 1762.5496 | -6000
15 | 4979.4339 | -2904.4288 | -157.5979 | 4082.5929 | -6000
15 | 5124.147 | -3880.7743 | -3115.6824 | 1766.9948 | 105.315
15 | 5154.2145 | -4742.3762 | -3877.2144 | 1207.7436 | 2257.6326
15 | 3947.3366 | -5015.8233 | 4328.0421 | -2294.1251 | -965.4303
15 | -607.758 | -5207.7331 | 8177.4312 | -1056.4362 | -1305.5039
15 | 3778.3747 | -5329.3189 | 5561.284 | -2598.8453 | -1411.4945
15 | 3801.0823 | -6315.8384 | 5711.421 | -1864.4132 | -1332.2517
15 | 5091.8746 | 2040.833 | -2029.63 | 896.9224 | -6000
15 | 4989.0452 | 1298.6841 | -2778.1584 | 2490.4291 | -6000
15 | 4985.3304 | 1543.3919 | -3942.217 | 2189.8096 | -4776.3148
15 | 4964.4482 | 1879.8209 | -5523.5422 | 1779.9366 | -3100.6636
15 | 4255.0077 | 5200.39 | 2060.4748 | -5515.8725 | -6000
15 | 4147.6727 | 5602.4866 | 2581.5861 | -6331.7453 | -6000
15 | -6622.487 | 5793.4474 | 10426.1607 | -3597.1211 | -6000
15 | -6585.8362 | 4590.5683 | 12797.3691 | -4802.1012 | -6000
15 | -6691.8736 | 4937.005 | 557.8967 | -438.2512 | 1635.223
15 | -6674.3754 | 4215.0409 | 1436.4873 | -972.1848 | 1995.032
15 | -6643.6662 | 2988.4723 | 3047.8958 | -1920.5743 | 2527.8724
15 | 3443.4716 | 3555.6807 | 7201.8547 | -8201.007 | -6000
15 | 2995.4175 | 3587.716 | 7480.1495 | -8063.2831 | -6000
15 | -6647.5378 | 5209.4897 | 9797.5931 | -2359.545 | -6000
15 | -6766.7212 | 2295.1231 | 6656.4532 | 3815.1449 | -6000
15 | -6638.4626 | 2570.358 | 12036.7324 | -1968.6278 | -6000
15 | 4993.5724 | -2122.6146 | -400.991 | 3530.0331 | -6000
15 | 4975.894 | -2959.9304 | -103.6715 | 4087.708 | -6000
15 | 4820.2935 | -3371.6466 | 889.6916 | 3661.6615 | -6000
15 | 4605.9518 | -3660.1192 | 2193.0393 | 2861.1282 | -6000
15 | 3952.1157 | -6157.6364 | 5131.1194 | -785.0405 | -2140.5582
15 | 2118.3848 | -3699.7201 | 3654.469 | 3926.8662 | -6000
15 | -4934.1482 | -3265.9017 | 8131.5097 | 6068.5402 | -6000
15 | -6720.2108 | -2834.6082 | 9461.7542 | 6093.0648 | -6000
15 | -6778.0862 | -3453.1878 | 9453.0975 | 6460.9978 | -5682.8213
15 | -6765.9141 | -6536.2464 | 3033.1618 | 7521.73 | 2747.2687
15 | -6760.7641 | -6666.2408 | 3280.002 | 7383.3031 | 2763.6999
15 | -6728.4796 | -5294.3182 | 10344.7794 | 5422.1041 | -3744.0856
15 | -6754.7737 | -6770.0849 | 3686.6263 | 7198.603 | 2639.6292
15 | -6640.886 | -6939.7172 | 11984.3737 | 2784.8563 | -1188.6268
15 | 4989.7471 | -3605.0628 | -436.7537 | 3950.9968 | -4898.9274
15 | 5094.8819 | -6122.1457 | -2781.5945 | 2364.4685 | 1444.3898
15 | 5104.8338 | -6407.3236 | -3033.6507 | 2179.3643 | 2156.7762
15 | 3943.9409 | -6670.3517 | 4858.9654 | -1189.0745 | -943.4801
15 | -3614.4453 | -6958.7107 | 10275.3375 | 1382.2078 | -1084.3892
15 | -5532.3378 | -7025.3576 | 11439.1728 | 2146.8693 | -1028.3467
15 | -4609.832 | -6671.353 | 11106.3724 | 1201.4498 | -1026.6373
15 | 4938.4095 | -3996.7287 | -2133.9726 | 4420.3422 | -3228.0504
15 | 4904.8559 | -4173.7197 | -2884.6306 | 4631.9377 | -2478.4434
15 | -3562.91 | -6398.6446 | 347.2914 | 6904.7316 | 2709.5317
15 | -6012.2507 | -6708.6912 | 2796.2387 | 7160.3731 | 2764.3301
15 | 4785.8319 | -5674.1004 | -6774.0464 | 5066.3883 | 2595.9266
15 | 5014.2799 | -6368.5007 | -4333.4455 | 2937.5477 | 2750.1187
15 | -2515.4086 | -6644.4191 | 696.1311 | 5694.2683 | 2769.4284
15 | -6747.0656 | -6818.3888 | 4132.9566 | 6918.2865 | 2514.2112
15 | -6637.8476 | -7055.9101 | 11856.1842 | 2722.9344 | -885.361
15 | 4978.666 | -2232.0347 | -508.2534 | 3761.6221 | -6000
15 | 4966.4451 | -2883.2365 | -259.2953 | 4176.0867 | -6000
15 | 4930.2698 | -3799.0183 | -2129.3326 | 4498.2388 | -3500.1578
15 | 4970.674 | -1536.9511 | -3233.5242 | 3030.4098 | -3230.6085
15 | 3895.7296 | 2114.7868 | 4941.1759 | -4951.6922 | -6000
15 | 3539.0576 | 2871.0979 | 6821.5115 | -7231.667 | -6000
15 | 2051.832 | 2763.3402 | 7643.8638 | -6459.036 | -6000
15 | -3782.1396 | 2118.6504 | 10392.0303 | -2728.5411 | -6000
15 | -6673.8797 | 1200.9598 | 11455.1534 | 17.7664 | -6000
15 | -6771.3784 | -1223.2979 | 8913.5801 | 5081.0962 | -6000
15 | -6776.7726 | -2814.5711 | 9501.5421 | 6089.8016 | -6000
15 | -6776.8638 | -2855.0177 | 9501.1593 | 6113.6286 | -5982.9065
15 | -6558.6593 | -209.9878 | 13858.9545 | -3827.9631 | -3262.3443
15 | -6639.6876 | 2085.0578 | 12120.8261 | -1774.8678 | -5791.3286
15 | 5191.8549 | 3400.4436 | -3973.6436 | -1494.1131 | -3124.5417
15 | 5098.4508 | 2903.0888 | -5393.8031 | -279.86 | -2327.8765
15 | 5116.3639 | 2235.8441 | -5465.4555 | -512.7302 | -1374.0223
15 | 5225.5693 | 3961.7773 | -4715.3637 | -2487.3426 | -1984.6403
15 | 5096.8575 | 4388.6606 | -4036.8132 | -3366.2955 | -2082.4094
15 | -6694.4644 | 4471.108 | 4823.4023 | -166.9201 | -2433.1258
15 | -6753.2953 | 3067.8305 | 2950.3642 | 2860.4252 | -2125.3246
15 | -6741.6793 | 3727.4725 | -533.0941 | 2092.8947 | 1454.4062
15 | -6714.2335 | 4407.5356 | 84.8398 | 669.2994 | 1552.5587
15 | -6718.3993 | 2061.8512 | 1002.0435 | 1533.7535 | 2120.7512
15 | -6743.0328 | 830.3168 | 727.4752 | 2991.0689 | 2194.1719
15 | 5250 | 4361.9991 | -5249.9977 | -3194.7919 | -1167.2094
15 | 5250.0001 | 4362.0004 | -5249.9995 | -3194.7943 | -1167.2067
15 | 5250.3799 | 4372.7107 | -5262.0962 | -3213.9463 | -1147.048
15 | 5270.6256 | 4920.2949 | -5895.4714 | -4191.2467 | -104.2024
15 | 5179.5969 | 4755.2385 | -7756.6776 | -3557.6983 | 1379.5406
15 | 5255.5853 | 3851.9686 | -6696.3582 | -4239.3251 | 1828.1294
15 | 5280.2466 | 3574.6023 | -6344.7634 | -4458.2246 | 1948.1391
15 | 5129.2281 | 4334.1597 | -8110.5297 | -2667.2805 | 1314.4224
15 | 5141.1422 | 1685.0438 | -7086.219 | -1695.7227 | 1955.7557
15 | 5116.3432 | 1219.3766 | -7179.5944 | -1139.8875 | 1983.7621
15 | 5249.8475 | 4290.7787 | -5251.6774 | -3179.9438 | -1109.0051
15 | 5250 | 4361.9997 | -5250 | -3194.7929 | -1167.2069
15 | 5250 | 4361.9679 | -5250 | -3194.7872 | -1167.1808
15 | 5101.4112 | 3069.1309 | -5842.4863 | -536.7664 | -1791.2893
15 | 4945.9588 | 2182.3656 | -6938.3598 | 1410.1532 | -1600.1178
15 | 2587.1269 | 2359.9085 | -4945.9191 | 1704.6774 | -1705.7937
15 | -2551.9259 | 3350.2445 | -3761.202 | 1643.6911 | 1319.1923
15 | 4907.4748 | 2682.3022 | -9505.0598 | 836.2915 | 1078.9913
15 | 4936.5429 | 62.9597 | -6393.9219 | 2003.2632 | -608.8439
15 | 5109.4192 | 3431.4952 | -6796.3886 | -1101.8057 | -642.7201
15 | 5012.5319 | 3342.5502 | -8958.9342 | -568.9257 | 1172.7777
15 | 5206.5233 | 1996.2298 | -4419.2722 | -1684.8035 | -1098.6774
15 | 5191.1811 | 808.3922 | -4218.9069 | -1220.1324 | -560.534
15 | 5216.2987 | 1128.8093 | -4708.2036 | -1811.8832 | 174.9789
15 | 5237.6068 | 425.641 | -5198.2906 | -2088.8889 | 1623.9316
15 | 5157.2816 | -4328.1553 | -3920.3883 | 664.0777 | 2427.1845
15 | 5200 | 200 | -5800 | -1600 | 2000
15 | 5156.9923 | 802.1075 | -5627.9693 | -1040.9002 | 709.7696
15 | 5162.2955 | 1010.6475 | -6214.7499 | -1392.6251 | 1434.432
15 | 5219.2322 | 1174.4181 | -4772.5775 | -1896.4574 | 275.3846
15 | 5243.896 | 1404.8144 | -5317.1437 | -2557.6211 | 1226.0544
15 | 5260.7893 | 1680.104 | -5862.4137 | -3350.7639 | 2272.2842
15 | 4980.9152 | 2339.4143 | -4483.5039 | -5330.543 | 2493.7174
15 | 3401.1562 | 3246.3156 | 7427.0927 | -8353.0185 | -5721.546
15 | 3139.9006 | 1223.2609 | 8617.0891 | -9409.4962 | -3570.7544
15 | -1321.9002 | 945.3738 | 11726.9126 | -8362.2223 | -2988.1638
15 | 2329.7211 | 3253.8531 | 8136.5695 | -8060.1632 | -5659.9806
15 | -6559.889 | 3290.2337 | 13705.7938 | -5529.5009 | -4906.6376
15 | -6628.9692 | 2483.3775 | 3959.7257 | -2397.4061 | 2583.272
15 | -6553.693 | 583.277 | 7567.7355 | -4420.7632 | 2823.4437
15 | -6486.7211 | -577.6805 | 12113.7199 | -6485.6753 | 1436.357
15 | -6526.7051 | 2107.8558 | 14426.4891 | -6249.0767 | -3758.5631
15 | -3602.8447 | 1513.3478 | 12960.0906 | -7431.3424 | -3439.2514
15 | 4957.0772 | 2247.9107 | -4341.5217 | -5403.0954 | 2539.6292
15 | 4166.7124 | -24.7089 | 639.152 | -7613.625 | 2832.4696
15 | 3763.4768 | -627.2391 | 3380.0803 | -8598.7522 | 2082.4341
15 | 3188.5527 | -1081.9379 | 7433.1342 | -9899.7424 | 359.9934
15 | 447.233 | -1033.8504 | 9452.8267 | -9210.907 | 344.6976
15 | -6104.6505 | -620.7664 | 11951.7298 | -6637.3172 | 1411.0044
15 | -6490.3913 | -765.3459 | 12091.0477 | -6246.8695 | 1411.559
15 | 4836.5676 | -4110.237 | -2258.4218 | -1267.7374 | 2799.8286
15 | 5139.0868 | -5496.9827 | -3667.9438 | 1257.1869 | 2768.6528
15 | 5247.3816 | 365.6627 | -5572.7 | -2569.8306 | 2529.4863
15 | 5140.4209 | -5434.3453 | -3689.2985 | 1217.1727 | 2766.0502
15 | 5181.2201 | -442.4118 | -5984.8786 | -1278.7941 | 2524.8644
15 | 4829.7961 | -3549.0557 | -7510.2903 | 3722.5902 | 2506.9597
15 | 3034.8308 | 2360.4358 | -3105.9442 | -4826.8888 | 2537.5664
15 | 5254.5396 | 799.9357 | -5682.9273 | -2812.7223 | 2441.1742
15 | 5187.6822 | 64.5039 | -6135.6609 | -1532.2519 | 2415.7268
15 | 5243.4211 | 677.6316 | -5322.3684 | -2309.2105 | 1710.5263
15 | 5179.3779 | 1125.3938 | -6026.8436 | -1647.2507 | 1369.3227
15 | 5144.6324 | 1093.4823 | -6837.9029 | -1482.4106 | 2082.1989
15 | 5129.4271 | 966.284 | -6951.8179 | -1211.8492 | 2067.9559
15 | 5064.86 | 565.184 | -7299.5463 | -353.8675 | 2023.3698
15 | -4380.2038 | 354.6104 | -978.7107 | 2819.2469 | 2185.0572
15 | 4869.9288 | -1830.2171 | -7878.4249 | 2661.6847 | 2177.0285
15 | 4859.5508 | -2273.3659 | -7783.7563 | 2935.5486 | 2262.0227
15 | 4084.1944 | -1645.3019 | -7292.5412 | 2675.896 | 2177.7527
15 | 4789.2796 | -2645.3145 | -8386.9084 | 3994.3787 | 2248.5647
15 | 5104.1879 | 205.5924 | -4971.4925 | 90.8165 | -429.1043
15 | 4932.8907 | -777.7067 | -6177.247 | 2237.5941 | -215.5312
15 | 4923.9694 | -681.1346 | -6757.9218 | 2112.6932 | 402.3939
15 | 2370.8337 | -230.9653 | -6189.9055 | 2088.5362 | 1961.5008
15 | 4902.8665 | -449.3427 | -8143.2324 | 1811.8714 | 1877.8372
15 | 5068.8016 | 1216.8465 | -3573.9875 | -2057.0257 | -654.635
15 | -6703.4187 | 1280.1112 | 5274.5276 | 1144.9837 | -996.2038
15 | -6752.7778 | 95.3748 | 3704.8776 | 3687.035 | -734.5096
15 | -6719.9218 | 1131.0796 | 1397.6256 | 1871.3726 | 2319.844
15 | -6678.745 | 1745.6351 | 2474.9918 | -62.3916 | 2520.5098
15 | -6746.9747 | -758.4084 | 1114.3004 | 3884.7033 | 2506.3793
15 | -6743.1865 | 558.255 | 853.3792 | 3076.7393 | 2254.813
15 | 5211.4641 | 3555.0168 | -4330.3418 | -1749.0338 | -2687.1054
15 | 5133.0059 | 3137.9169 | -5532.0237 | -729.0771 | -2009.822
15 | 5200 | 2200 | -5800 | -1600 | 0
15 | 5250 | 2250 | -5250 | -2250 | 0
15 | 5250 | 4189.9201 | -5175.2191 | -2871.7131 | -1392.9879
15 | 5252.5046 | 4233.9614 | -5232.4675 | -2949.725 | -1304.2735
15 | 5277.618 | 4946.4215 | -6034.3939 | -4224.0961 | 34.4505
15 | 5191.8563 | 4790.991 | -7789.4918 | -3627.1168 | 1433.7614
15 | 5261.4192 | 4083.1666 | -6952.5934 | -4224.5018 | 1832.5095
15 | 5130.2772 | 1677.9577 | -7577.4926 | -1216.5245 | 1985.7822
15 | 4728.3895 | -3260.6162 | -8770.9607 | 5000.6087 | 2302.5788
15 | 5292.7625 | 3781.218 | -6563.5615 | -4491.3645 | 1980.9455
15 | 5273.0385 | 1003.4236 | -5997.106 | -2793.3154 | 2513.9593
15 | 5215.0551 | 365.6064 | -6389.7478 | -1682.8032 | 2491.8895
15 | 5000.2485 | 2658.384 | -4821.3088 | -5381.6495 | 2544.3257
15 | 4272.3807 | 565.4688 | -234.4752 | -7417.3844 | 2814.0101
15 | 4101.0055 | 309.3933 | 930.4201 | -7836.0637 | 2495.2448
15 | 2930.6672 | -616.2095 | 9180.9765 | -10484.4107 | -1011.0235
15 | 3562.8649 | -3951.736 | 6429.9807 | -4712.6647 | -1328.4449
15 | -5077.5074 | -388.2033 | 14397.564 | -8199.9155 | -731.9378
15 | 2888.3958 | -871.0523 | 9502.1803 | -10579.702 | -939.8218
15 | 315.275 | -844.4041 | 11231.7931 | -9865.2097 | -837.4543
15 | -6491.8377 | 316.3413 | 10131.572 | -5730.5808 | 1774.5052
15 | -6719.7291 | -5057.9266 | 3065.8838 | 5958.2634 | 2753.5085
15 | -6484.5312 | -585.7966 | 12201.7807 | -6531.0581 | 1399.6052
15 | 4557.0694 | -1170.8818 | -1465.945 | -4720.3803 | 2800.1377
15 | 5180.445 | -4028.4312 | -4370.4275 | 482.5172 | 2735.8965
15 | 5178.8994 | -4086.3257 | -4334.3271 | 543.1628 | 2698.5905
15 | 5178.1337 | -4050.8135 | -4388.1444 | 525.4068 | 2735.4175
15 | 5148.8999 | -5153.6065 | -3833.0644 | 1076.8032 | 2760.9678
15 | 5271.3449 | 900.6749 | -5971.0263 | -2735.8474 | 2534.8539
15 | 5212.7535 | 185.0592 | -6336.044 | -1592.5296 | 2530.7608
15 | 5250 | 4212.3288 | -5250 | -2904.1096 | -1308.2192
15 | 5140.1681 | 3486.3852 | -6458.1506 | -1270.9247 | -897.4781
15 | 5025.8973 | 3380.5442 | -8996.4621 | -642.435 | 1232.4557
15 | 5250 | 2283.3333 | -5216.6667 | -2250 | -66.6667
15 | 5251.0638 | 2229.7872 | -5242.5532 | -2259.5745 | 21.2766
15 | 5256.6038 | 822.6415 | -5464.1509 | -2049.0566 | 1433.9623
15 | 5227.1845 | -918.4466 | -4996.1165 | -1040.7767 | 1728.1553
15 | 5242.1053 | 663.1579 | -5652.6316 | -1831.5789 | 1578.9474
15 | 5250 | 2000 | -5250 | -2250 | 250
15 | 5244.898 | 693.8776 | -5306.1224 | -2183.6735 | 1551.0204
16 | 5105.6127 | 2456.7447 | -2248.9401 | 686.5827 | -6000
16 | 5063.0778 | 2150 | -2558.2978 | 1345.2201 | -6000
16 | -4250.0866 | 2150 | 4042.2944 | 4057.7922 | -6000
16 | 4945.6158 | 864.0046 | -3149.2593 | 3339.6389 | -6000
16 | 4945.4927 | 857.4423 | -3146.7505 | 3343.8155 | -6000
16 | 4918.1395 | -1221.3953 | -2216.7442 | 4520 | -6000
16 | 4977.0595 | -1423.6968 | -1411.8919 | 3858.5293 | -6000
16 | 1302.7185 | -1482.1905 | 746.76 | 5432.712 | -6000
16 | -6340.5062 | -2497.1441 | 6405.0925 | 7198.5655 | -4766.0076
16 | -6324.0998 | -4964.7919 | 298.7296 | 7784.3399 | 3205.8222
16 | 4911.2648 | -1372.8111 | -2168.5351 | 4630.0813 | -6000
16 | 4926.9605 | -2100.0996 | -1407.3252 | 4580.4643 | -6000
16 | 4932.666 | -2157.2968 | -1298.8495 | 4523.4803 | -6000
16 | 4932.9319 | -2200.792 | -1239.3951 | 4507.2552 | -6000
16 | 4349.611 | -2095.1302 | -964.7861 | 4710.3054 | -6000
16 | -6340.1033 | -2653.0367 | 6488.1802 | 7195.6421 | -4690.6824
16 | -6322.3516 | -6313.4149 | 2302.9805 | 7649.5753 | 2683.2108
16 | 4917.1349 | -2703.5155 | -2087.609 | 4658.1771 | -4784.1875
16 | 4904.7588 | -1183.9854 | -2364.2821 | 4643.5087 | -6000
16 | 4716.741 | -3828.7237 | -8689.2923 | 5312.3052 | 2488.9698
16 | 4741.8635 | -3939.9065 | -8467.2003 | 5066.6399 | 2598.6035
16 | 4931.7558 | -4732.0539 | -6723.7733 | 3225.9685 | 3298.1028
16 | -5548.7811 | -4924.2943 | -429.3575 | 7620.1232 | 3282.3097
16 | 4951.506 | -4758.5402 | -6467.4721 | 3053.3339 | 3221.1724
16 | -6276.1889 | -5246.7536 | 3094.9576 | 6032.8395 | 2395.1455
16 | -6171.4019 | -5513.4852 | 10253.2209 | 2027.1165 | -595.4503
16 | -6202.045 | -6913.7916 | 10523.6802 | 3087.2588 | -495.1025
16 | 2898.3257 | -4026.8114 | -7236.0632 | 5722.0674 | 2642.4815
16 | 4725.4326 | -4199.1227 | -8437.5298 | 5298.4611 | 2612.7587
16 | 4965.1723 | 1502.942 | -3532.4735 | 2780.9762 | -5716.6169
16 | 4951.9253 | 1431.1833 | -3638.8162 | 2940.8973 | -5685.1898
16 | 4871.8177 | 2679.673 | -9815.9391 | 1357.879 | 906.5694
16 | 4945.6443 | 865.8646 | -3150.8718 | 3338.3299 | -5998.967
16 | 4186.3664 | 5926.1725 | 2242.5138 | -6355.0526 | -6000
16 | -6172.9919 | 6107.9898 | 9785.8179 | -3720.8158 | -6000
16 | -6327.992 | 2325.7069 | 5709.4563 | 4292.8287 | -6000
16 | -6300.6217 | 3700.1847 | -1232.8509 | 2524.4637 | 1308.8242
16 | -6172.0211 | 6084.5092 | 9834.9349 | -3747.423 | -6000
16 | -6334.6484 | 362.06 | 6435.0072 | 5537.5812 | -6000
16 | -6016.3751 | 477.4349 | 13475.5537 | -7091.8995 | -844.714
16 | -5841.7031 | 305.1878 | 13472.5618 | -7240.0761 | -695.9704
16 | -5915.0289 | -137.7097 | 13199.154 | -7254.1215 | 107.7062
16 | -6006.3665 | -121.8151 | 13161.1746 | -7187.6163 | 154.6232
16 | -6007.0429 | -200.2147 | 13229.9794 | -7121.6991 | 98.9773
16 | -6034.3036 | -1369.3962 | 13143.1546 | -5460.3099 | -279.1449
16 | -6006.7214 | -139.0644 | 13169.8653 | -7189.7729 | 165.6933
16 | -6014.932 | 171.1365 | 13518.1807 | -6995.7544 | -678.6307
16 | -6017.5684 | 463.8061 | 13507.6054 | -7092.7535 | -861.0897
16 | -6243.4243 | 5117.8985 | 32.8895 | -443.6896 | 1536.3259
16 | -6209.8423 | 4077.135 | 1206.7597 | -1249.7983 | 2175.7457
16 | -6136.6983 | 1877.2756 | 3917.4745 | -3039.0554 | 3381.0036
16 | -6323.1134 | -4745.4249 | 148.8809 | 7635.6923 | 3283.9652
16 | -6315.2835 | -1857.4169 | -362.9223 | 5882.4072 | 2653.2155
16 | 4009.5119 | 5458.2185 | 3371.564 | -6839.2943 | -6000
16 | 5036.2752 | -827.3294 | -1082.8101 | 2873.8643 | -6000
16 | 5028.2988 | -1767.1195 | -991.8927 | 3255.1751 | -5524.4616
16 | 5118.8902 | -4031.9053 | -3019.747 | 1910.2407 | 22.5214
16 | 5146.435 | -4859.0449 | -3722.0483 | 1403.6123 | 2031.0458
16 | 3997.7175 | -5162.6156 | 4031.8281 | -2010.4157 | -856.5144
16 | 5104.49 | 2470.0807 | -2233.3841 | 658.8134 | -6000
16 | 5070.6724 | 2601.4496 | -2064.0177 | 391.8957 | -6000
16 | 4536.5907 | 4637.7712 | 568.2991 | -3742.661 | -6000
16 | 4353.1405 | 5330.38 | 1464.8939 | -5148.4144 | -6000
16 | 4204.7704 | 5886.2013 | 2185.2302 | -6276.2019 | -6000
16 | -6181.738 | 6070.3598 | 9750.3678 | -3638.9896 | -6000
16 | -6176.3015 | 5891.9336 | 10102.0952 | -3817.7274 | -6000
16 | -6251.9817 | 5086.1938 | 68.6694 | -383.1152 | 1480.2337
16 | -6222.5333 | 3816.629 | 1500.6278 | -1264.1067 | 2169.3832
16 | 3957.4616 | 5167.3823 | 3807.8252 | -6932.6691 | -6000
16 | -6213.1036 | 5339.199 | 8963.3519 | -2089.4474 | -6000
16 | -6210.7698 | 4660.5302 | 9539.1603 | -1988.9207 | -6000
16 | -6326.1357 | 570.7091 | 7385.5603 | 4369.8663 | -6000
16 | 4162.869 | 3696.2636 | 2990.4953 | -4849.628 | -6000
16 | -6244.7011 | 4566.5511 | 8130.5826 | -452.4327 | -6000
16 | -6322.2764 | 2699.0879 | 5785.3467 | 3549.3419 | -5711.5001
16 | 4975.9942 | 2576.0025 | -1477.245 | -74.7516 | -6000
16 | -6312.8719 | 2612.5363 | 6534.5565 | 3165.7792 | -6000
16 | -6324.0495 | 2146.7389 | 6374.5103 | 3802.8003 | -6000
16 | -6318.7867 | 2636.9114 | 6047.3722 | 3634.5032 | -6000
16 | -6327.0218 | 2392.5016 | 5782.6968 | 4151.8234 | -6000
16 | -6323.4092 | 2626.7289 | 5799.3786 | 3689.5709 | -5792.2691
16 | 5082.269 | 1686.9552 | -1873.1345 | 1103.9103 | -6000
16 | 5040.4327 | -84.958 | -1180.0053 | 2224.5306 | -6000
16 | 5009.3791 | -1555.7714 | -657.7395 | 3204.1318 | -6000
16 | 4995.4756 | -3193.9072 | -499.2626 | 3868.7896 | -5171.0954
16 | 5096.6136 | -5722.3582 | -2763.1987 | 2367.2787 | 1021.6646
16 | 5109.4827 | -6108.8011 | -3091.3167 | 2130.5798 | 1960.0553
16 | 4023.6715 | -6395.7476 | 4237.9399 | -1096.4882 | -769.3755
16 | 4024.7916 | -6606.7408 | 4275.2174 | -938.8795 | -754.3887
16 | 5001.8708 | -1638.6626 | -595.1006 | 3231.8924 | -6000
16 | 4997.976 | -1823.1361 | -529.5966 | 3354.7566 | -6000
16 | 4972.6087 | -2078.6129 | -670.5714 | 3776.5756 | -6000
16 | 4956.987 | -2805.9079 | -667.6965 | 4201.2551 | -5684.6376
16 | 4928.3199 | -3639.4846 | -2165.6109 | 4479.51 | -3602.7344
16 | -6332.2639 | -3901.4309 | 7694.6506 | 6575.1397 | -4036.0954
16 | -6320.6635 | -6548.366 | 2843.9485 | 7440.3915 | 2584.6895
16 | 4985.8806 | -3248.2329 | -391.7295 | 3932.9759 | -5278.8941
16 | 5005.1981 | -4224.6897 | -862.1068 | 3760.075 | -3678.4766
16 | 5085.6793 | -6236.7197 | -2663.6475 | 2565.2387 | 1249.4492
16 | 5095.2596 | -6524.404 | -2907.9123 | 2389.0301 | 1948.0266
16 | 4093.8711 | -6789.0402 | 3851.4886 | -587.1308 | -569.1888
16 | 53.2558 | -6944.0832 | 6741.0079 | 787.9971 | -638.1777
16 | -4151.1273 | -7089.1488 | 9313.2187 | 2457.2992 | -530.2418
16 | -2179.9384 | -6333.1106 | 8602.4155 | 437.6991 | -527.0657
16 | 4962.7986 | -4516.3904 | -2172.1248 | 4162.6873 | -2436.9708
16 | 4840.6606 | -5107.6784 | -4769.7885 | 4976.2391 | 60.5671
16 | -1177.238 | -6518.4866 | -1824.0061 | 6512.5983 | 3007.1323
16 | 4771.8538 | -6075.5449 | -7084.4848 | 5220.9914 | 3167.1845
16 | 4823.2032 | -6289.752 | -6613.0392 | 4723.2497 | 3356.3383
16 | 2324.3306 | -6335.5878 | -5112.2627 | 5770.9472 | 3352.5728
16 | 4937.5387 | -6443.0837 | -5129.2878 | 3723.8518 | 2910.9811
16 | -6297.2006 | -6931.6035 | 4439.1415 | 6705.2268 | 2084.4359
16 | -6214.0831 | -7143.1762 | 10117.1082 | 3527.8692 | -287.7182
16 | 4993.7311 | -3255.5909 | -479.6236 | 3899.4506 | -5157.9672
16 | 4864.8215 | -4042.8386 | 220.9336 | 3497.2891 | -4540.2056
16 | 4103.5885 | -6550.9025 | 3931.6764 | -392.1095 | -1092.2529
16 | -6275.5172 | -5945.7055 | 9021.9782 | 5355.7822 | -2156.5377
16 | -6297.645 | -6928.9884 | 4413.2075 | 6721.4713 | 2091.9546
16 | -6219.6453 | -6942.3022 | 10293.3967 | 3647.1396 | -778.5889
16 | 4977.5091 | -1817.4889 | -770.4006 | 3610.3804 | -6000
16 | 4973.0133 | -1156.4449 | -3380.6339 | 2862.2461 | -3298.1806
16 | 4909.7752 | -1283.1963 | -146.958 | 2520.3791 | -6000
16 | 3292.0292 | -1672.7911 | 581.1102 | 3799.6517 | -6000
16 | 4306.151 | 2749.1877 | 2393.0523 | -3448.391 | -6000
16 | 4984.238 | 471.4719 | -2241.9773 | 2786.2675 | -6000
16 | 5105.0549 | 2483.3383 | -2245.656 | 634.2869 | -5977.0241
16 | 4989.8113 | 1834.1873 | -3603.6826 | 2132.4535 | -5352.7694
16 | 4986.6173 | 1813.0823 | -3635.4697 | 2179.2851 | -5343.5151
16 | 4986.5835 | 1816.7813 | -3653.0095 | 2174.4139 | -5324.7693
16 | 4978.6128 | 1783.3866 | -3914.4513 | 2278.0333 | -5125.5814
16 | 4977.6202 | 2051.9211 | -4759.778 | 1866.2883 | -4136.0516
16 | 4983.2579 | 1299.5196 | -3933.0318 | 2217.6467 | -4567.3925
16 | 4965.8399 | 1567.5349 | -3638.887 | 2668.554 | -5563.0418
16 | 5107.5332 | 2591.6023 | -2330.1123 | 432.7053 | -5801.7285
16 | 5109.3198 | 2656.3151 | -2385.1179 | 312.7039 | -5693.2209
16 | 5208.8485 | 4277.7672 | -4575.0346 | -2606.1028 | -2305.4783
16 | 5127.444 | 4548.3161 | -4145.7983 | -3162.0781 | -2367.8836
16 | -6255.7964 | 4631.3481 | 4408.7078 | -74.595 | -2709.6646
16 | -6309.5522 | 3345.8781 | 2695.942 | 2693.4011 | -2425.669
16 | -6295.9309 | 4023.5997 | -870.5178 | 1840.6923 | 1302.1567
16 | -6275.6688 | 4525.5167 | -422.5135 | 789.8789 | 1382.7867
16 | 5224.724 | 4532.2202 | -4922.4993 | -3063.7363 | -1770.7086
16 | 4990.4748 | 2704.3773 | -6558.2814 | 825.6366 | -1962.2073
16 | 4953.2675 | 2491.7084 | -6820.646 | 1291.6972 | -1916.0271
16 | 4916.6923 | 3007.2946 | -9475.5758 | 653.2918 | 898.2971
16 | 5190.305 | 2349.245 | -4287.2479 | -1820.4797 | -1431.8225
16 | 5110.6966 | 2615.7112 | -3867.6622 | -2365.0531 | -1493.6926
16 | 4157.8414 | 3402.4163 | 3050.966 | -4733.7278 | -5877.4959
16 | 5205.667 | 2581.0957 | -4624.5121 | -2261.0966 | -901.1539
16 | 5269.5264 | 3144.8635 | -6035.21 | -3962.2884 | 1583.1086
16 | 5276.6559 | 3255.1918 | -6265.4993 | -4295.1816 | 2028.8332
16 | 5245.1913 | 3329.9893 | -6112.03 | -4520.6851 | 2057.5345
16 | 3819.0417 | 4282.4686 | 4588.7814 | -7387.1161 | -5303.1756
16 | 3191.7814 | 165.2686 | 7763.2573 | -9644.6004 | -1475.7069
16 | 4641.6102 | 845.2131 | -2558.5476 | -6368.3997 | 3440.124
16 | 3705.6793 | -480.5939 | 3805.1166 | -8678.2144 | 1648.0124
16 | 3197.0245 | -903.9788 | 7363.9698 | -9868.2442 | 211.2287
16 | 5203.7477 | -2668.0742 | -4961.8651 | -963.2733 | 3389.4648
16 | 5154.5134 | -4856.0351 | -3929.7405 | 890.0222 | 2741.2399
16 | 4122.7257 | -1772.9517 | 1589.4686 | -5893.3391 | 1954.0965
16 | 3462.259 | -2844.5116 | 6434.0011 | -6862.7252 | -189.0233
16 | 3762.7409 | -5034.9349 | 5383.3996 | -3455.6033 | -655.6023
16 | 5152.6095 | -4928.798 | -3885.7652 | 964.399 | 2697.5547
16 | 5148.5865 | -5049.0683 | -3841.969 | 1024.5342 | 2717.9166
16 | 5268.8354 | 2087.0089 | -6042.8105 | -3600.9181 | 2287.8843
16 | 5247.8826 | 73.1225 | -5619.7064 | -2446.358 | 2745.0593
16 | 5266.7059 | 2382.0685 | -6066.2355 | -3780.0361 | 2197.4972
16 | 5176.1428 | 1078.6398 | -4118.8643 | -1276.1675 | -859.7508
16 | 5093.1494 | 1356.4363 | -3681.4375 | -1843.8964 | -924.2517
16 | 4129.9101 | 2151.7148 | 3312.589 | -4238.3848 | -5355.8291
16 | -6216.6311 | 2079.7541 | 10045.3889 | -982.9487 | -4925.5632
16 | -6325.7138 | -704.294 | 7728.101 | 4717.8417 | -5415.9348
16 | -6264.6778 | 1421.9018 | 4856.3587 | 1243.8207 | -1257.4034
16 | -6308.4266 | 368.4329 | 3464.2129 | 3498.6346 | -1022.8538
16 | -6296.7419 | 851.5892 | 439.2334 | 2795.5118 | 2210.4076
16 | -6281.8716 | 1218.2002 | 768.7568 | 2024.8287 | 2270.086
16 | -6269.9765 | 1395.2054 | 1059.0833 | 1466.4682 | 2349.2196
16 | -6299.7249 | -279.1284 | 616.224 | 3478.6996 | 2483.9297
16 | 5192.158 | 1320.3489 | -4470.4692 | -1735.5197 | -306.5179
16 | 5258.9507 | 1910.013 | -5945.9666 | -3514.8547 | 2291.8576
16 | 5036.306 | 2439.2823 | -4860.0118 | -5110.5252 | 2494.9487
16 | 3667.1832 | 3353.6753 | 5412.9113 | -7862.3375 | -4571.4322
16 | 3288.8002 | 870.0519 | 7327.8542 | -9224.1225 | -2262.5837
16 | 1139.4713 | 758.3409 | 8855.2287 | -8715.1082 | -2037.9327
16 | -6126.7548 | 3420.7249 | 11987.9067 | -5203.5461 | -4078.3307
16 | -6192.1806 | 2551.6122 | 3044.5312 | -2184.6727 | 2780.71
16 | -6151.3193 | 1322.6771 | 4558.8517 | -3184.2278 | 3454.0183
16 | -6060.2543 | -183.1265 | 10767.0931 | -6028.3918 | 1504.6795
16 | -6310.7371 | -4340.9023 | 1336.0381 | 5944.568 | 3371.0333
16 | -6101.0007 | 2492.9441 | 12590.3058 | -5756.9436 | -3225.3055
16 | 4615.7169 | 707.8333 | -2383.864 | -6398.055 | 3458.3687
16 | 3604.974 | -723.9497 | 4488.4687 | -8892.5008 | 1523.0077
16 | 3297.87 | -979.5713 | 6637.1519 | -9610.9898 | 655.5393
16 | 2543.6311 | -966.3041 | 7192.5411 | -9421.4568 | 651.5887
16 | -879.0176 | -748.387 | 8551.2197 | -8080.6343 | 1156.8192
16 | 5194.2457 | -2907.8973 | -4857.2594 | -835.3213 | 3406.2323
16 | 5143.0691 | -5182.1732 | -3784.4175 | 1091.0866 | 2732.435
16 | 5138.0593 | -5353.351 | -3696.335 | 1231.6946 | 2679.9321
16 | 4041.9714 | -2078.1327 | 2166.8263 | -5974.3997 | 1843.7347
16 | 3555.8278 | -2866.8659 | 5732.6968 | -6687.9268 | 266.2682
16 | 867.0755 | -2880.1967 | 7689.571 | -5916.0563 | 239.6065
16 | -5164.5973 | -2423.0933 | 10090.0398 | -3656.1624 | 1153.8133
16 | -6111.7152 | -2777.2968 | 10432.304 | -2698.6 | 1155.308
16 | 5135.6983 | -3604.114 | -5229.6241 | 302.057 | 3395.9828
16 | 5235.4514 | -348.629 | -5471.4409 | -2219.9764 | 2804.5949
16 | 5161.3318 | -1711.9177 | -5738.7825 | -644.0412 | 2933.4095
16 | 5108.6751 | 1187.1116 | -7098.1666 | -1203.4534 | 2005.8332
16 | 5160.4129 | 1437.3692 | -6711.6471 | -2003.0835 | 2116.9484
16 | 5084.8259 | 150.8058 | -7016.0416 | -441.1061 | 2221.5159
16 | 4846.2398 | -2903.5065 | -7698.4098 | 3284.7321 | 2470.9444
16 | 5038.0561 | 76.6844 | -5371.1648 | 895.8002 | -639.3759
16 | 4942.3456 | -474.1815 | -6044.9448 | 2095.5515 | -518.7709
16 | 4912.4381 | -125.2362 | -8179.3468 | 1596.6873 | 1795.4576
16 | 5058.0238 | 788.1456 | -7433.0531 | -354.7885 | 1941.6721
16 | 5099.6791 | 2585.7658 | -2468.9529 | 465.8368 | -5682.3288
16 | -5347.1481 | 2619.0687 | 4990.2351 | 3435.9835 | -5698.1393
16 | -6322.5865 | 2619.978 | 5882.3994 | 3588.5958 | -5768.3866
16 | 5107.2381 | 2584.2551 | -2342.1344 | 379.4237 | -5728.7825
16 | 5095.847 | 2126.2418 | -2111.634 | 753.9895 | -5864.4443
16 | 5108.8873 | 906.7184 | -2504.4084 | 584.4648 | -4095.6621
16 | 5198.7179 | -2057.6923 | -4570.5128 | -583.3333 | 2012.8205
16 | 5174.7573 | -3475.7282 | -4189.3204 | 237.8641 | 2252.4272
16 | 5116.505 | 22.0008 | -2812.9489 | 485.4347 | -2810.9916
16 | 5188.8889 | -2366.6667 | -4477.7778 | -455.5556 | 2111.1111
16 | 5159.2233 | -4122.3301 | -4005.8252 | 561.165 | 2407.767
16 | 5175 | -2450 | -4700 | -275 | 2250
16 | 5030.3562 | -424.9868 | -4121.4248 | 1605.3694 | -2089.3139
16 | 5111.1948 | 2530.5712 | -2357.4806 | 554.4675 | -5838.7529
16 | 5003.5219 | 1950.694 | -4014.0874 | 1954.2159 | -4894.3443
16 | 5245.392 | 4695.2271 | -5300.6875 | -3340.0417 | -1299.8901
16 | 5262.4119 | 5168.8215 | -5844.4347 | -4200.8016 | -385.997
16 | 5159.7538 | 4953.1587 | -7920.4044 | -3459.7325 | 1267.2245
16 | 5265.2971 | 3809.9431 | -6680.0052 | -4362.5927 | 1967.3578
16 | 5102.3589 | 675.055 | -7436.1653 | -562.9742 | 2221.7256
16 | 5276.6063 | 3607.7761 | -6467.0279 | -4379.4028 | 1962.0483
16 | 5196.4554 | 2065.6939 | -6838.9905 | -2510.3332 | 2087.1743
16 | 5128.7157 | 918.2105 | -7212.9303 | -1022.3381 | 2188.3422
16 | 5280.842 | 3650.8064 | -6491.2607 | -4494.6159 | 2054.2283
16 | 5255.1036 | -193.8609 | -5758.358 | -2209.6893 | 2906.8047
16 | 5196.1183 | -842.6983 | -6155.7752 | -1078.6509 | 2881.006
16 | 4699.7157 | 1258.47 | -3069.9768 | -6273.591 | 3385.3821
16 | 3987.353 | 249.3621 | 1773.5822 | -8031.6542 | 2021.3568
16 | 3103.9052 | -485.9862 | 7954.7114 | -10098.5357 | -474.0946
16 | -3297.287 | -304.3791 | 12159.9968 | -8279.6218 | -278.7089
16 | 3049.8527 | -800.3056 | 8365.9302 | -10218.2371 | -397.2402
16 | 2477.7837 | -794.0404 | 8753.6062 | -10059.9434 | -377.4061
16 | -6034.9454 | 194.7416 | 10854.3534 | -6217.028 | 1202.8784
16 | -6029.899 | -268.8458 | 11980.3491 | -6661.9145 | 980.3103
16 | 5225.5719 | -2028.0637 | -5318.1801 | -1217.3206 | 3337.9925
16 | 5194.7446 | -3398.0201 | -4671.9319 | -56.9095 | 2932.1169
16 | 4344.7548 | -858.1671 | -125.1913 | -5645.0624 | 2283.6659
16 | 3450.5411 | -2308.9649 | 6433.8793 | -6957.5258 | -617.9297
16 | 3390.1562 | -2828.4458 | 6942.2257 | -6987.1704 | -516.7657
16 | 758.7407 | -2847.2572 | 8697.3954 | -6180.8119 | -428.067
16 | -6097.7129 | -1249.4356 | 8861.6423 | -3015.6226 | 1501.1288
16 | -6060.5584 | -2168.5661 | 12589.9151 | -4023.6584 | -337.1322
16 | -6062.2084 | -2297.1437 | 12706.954 | -4035.079 | -312.5229
16 | -6097.4844 | -2346.1534 | 10704.8155 | -3383.7106 | 1122.5329
16 | 5181.9205 | -3888.1186 | -4375.7337 | 444.0593 | 2637.8726
16 | 5175.3783 | -3541.902 | -4867.6439 | 270.951 | 2963.2166
16 | 5171.3207 | -2673.1912 | -5663.2202 | -163.4044 | 3328.4951
16 | 5282.9071 | 3543.2727 | -6390.5235 | -4432.9162 | 1997.2598
16 | 5270.1775 | 1641.7917 | -6028.0472 | -3302.8459 | 2418.9239
16 | 5262.7488 | 637.3342 | -5856.8615 | -2705.3275 | 2662.1061
16 | 5197.0702 | -435.4155 | -6229.04 | -1282.2922 | 2749.6775
16 | 5033.2598 | 3284.9136 | -7634.1419 | -182.9291 | -501.1025
16 | 4954.3152 | 3199.5813 | -9393.8541 | 251.2665 | 988.6911
16 | 5242.1053 | -336.8421 | -5336.8421 | -1621.0526 | 2052.6316
16 | 5224.2623 | -1110.1639 | -4956.0656 | -944.918 | 1786.8852
16 | 5215.3846 | -630.7692 | -5630.7692 | -1184.6154 | 2230.7692
16 | 5262.19 | 5111.2048 | -5733.0232 | -4102.883 | -537.4885
16 | 5263.222 | 5140.3687 | -5766.899 | -4155.8297 | -480.8621
16 | 5158.3059 | 4919.7326 | -7888.067 | -3398.0731 | 1208.1016
16 | 5273.2692 | 4337.1101 | -6052.2694 | -4279.2677 | 721.1577
16 | 5278.8691 | 3478.2907 | -6319.7003 | -4422.1985 | 1984.739
16 | 5219.2851 | 4228.6631 | -7140.696 | -3889.0541 | 1581.8018
16 | 5274.5843 | 3529.4594 | -6379.9598 | -4384.188 | 1960.104
16 | 5223.2553 | 2511.6716 | -6544.1917 | -3227.0585 | 2036.3233
16 | 5162.1116 | 4487.9813 | -6919.3144 | -2684.4348 | -46.3436
16 | 5104.488 | 4457.9362 | -8269.154 | -2421.8413 | 1128.5711
16 | 5008.7408 | 3464.592 | -8598.8118 | -395.5549 | 521.0338
16 | 4984.9005 | 3437.099 | -9126.7266 | -261.5283 | 966.2553
16 | 5020.6076 | 3092.4212 | -8702.3464 | -577.857 | 1167.1745
16 | 5130.7545 | 3700.7233 | -7561.7005 | -2223.1315 | 953.3542
16 | 5112.2026 | 3678.6119 | -7994.7939 | -2133.4521 | 1337.4316
16 | 5052.2111 | 3169.1259 | -8425.6774 | -1051.0498 | 1255.3901
16 | 5114.5368 | 2964.44 | -7740.0954 | -1867.8258 | 1528.9444
16 | 5271.9244 | 4316.2995 | -6008.8313 | -4216.4759 | 637.0833
16 | 5221.0526 | -1094.7368 | -4884.2105 | -873.6842 | 1631.5789
16 | 5219.5122 | -1292.6829 | -4878.0488 | -853.6585 | 1804.878
17 | 4176.3799 | 6365.4572 | 2230.9358 | -6772.773 | -6000
17 | -1548.4557 | 6465.9339 | 6399.5508 | -5317.0291 | -6000
17 | -5598.1912 | 5636.846 | 8352.1204 | -2390.7753 | -6000
17 | -5720.2858 | 2619.5233 | 5099.0924 | 4001.6702 | -6000
17 | -5725.7627 | 997.7358 | 5696.3863 | 5031.6406 | -6000
17 | -5563.4365 | 6512.9637 | 9091.3184 | -4219.0215 | -5821.8241
17 | -5630.6052 | 5556.7049 | -328.8169 | -1054.1457 | 1456.8629
17 | -5693.5703 | 3976.1253 | -1740.514 | 2254.7501 | 1203.2089
17 | -5696.3356 | 3838.3461 | -1061.1927 | 2434.2511 | 484.9311
17 | -5535.2553 | 2564.0062 | 3047.4958 | -3371.7905 | 3295.5438
17 | -5714.1169 | -4018.34 | -481.4743 | 7073.8461 | 3140.085
17 | -5450.3387 | 2390.0368 | 11778.9806 | -6681.4697 | -2037.209
17 | -5421.8372 | 661.5694 | 10872.0037 | -6957.2958 | 845.5599
17 | -5433.5685 | 315.7752 | 11177.856 | -6996.1953 | 936.1325
17 | -3221.2026 | 191.8919 | 11740.8222 | -8572.4689 | -139.0425
17 | -4711.4596 | 451.2266 | 11121.1544 | -7487.3746 | 626.4531
17 | -5424.5629 | 86.1961 | 11255.0097 | -6560.5815 | 643.9387
17 | -5433.5091 | -591.3702 | 11749.0479 | -6251.0194 | 526.8507
17 | -4198.9535 | 126.2321 | 11454.6534 | -7893.4398 | 511.5077
17 | -5409.2554 | -1059.745 | 12267.3247 | -5619.0893 | -179.235
17 | -5434.2868 | -1055.4809 | 12256.9972 | -5600.7868 | -166.4427
17 | -5434.4466 | -1073.9874 | 12273.3623 | -5585.1408 | -179.7874
17 | -5436.7765 | -1218.829 | 12366.6101 | -5551.9534 | -159.0512
17 | -5436.3201 | -1132.9659 | 12281.4785 | -5648.1294 | -64.0631
17 | -3187.4996 | 141.1755 | 11777.7353 | -8603.2659 | -128.1452
17 | -5301.4206 | -1137.7098 | 12331.2032 | -5735.3248 | -156.7479
17 | -5466.9592 | 2195.7017 | 12231.1634 | -6693.9657 | -2265.9402
17 | 5115.2435 | 2821.9895 | -2356.3686 | 419.1356 | -6000
17 | 5065.9726 | 2466.6667 | -2714.7184 | 1182.0792 | -6000
17 | -3901.7125 | 2466.6667 | 3641.0195 | 3794.0263 | -6000
17 | 4953.4786 | 1235.0623 | -3280.6852 | 3092.1442 | -6000
17 | 4916.7559 | -711.7186 | -2538.6002 | 4333.5628 | -6000
17 | 4921.691 | -728.6632 | -2471.1865 | 4278.1587 | -6000
17 | 2908.8678 | -918.5252 | -636.805 | 4646.4625 | -6000
17 | 2280.462 | -929.3106 | -264.3929 | 4913.2415 | -6000
17 | -5731.955 | -1982.4915 | 5678.9535 | 6769.4458 | -4733.9528
17 | -5724.2603 | -3164.5038 | 2749.0711 | 7052.6643 | -912.9714
17 | 4922.2394 | -967.1396 | -2271.5788 | 4316.479 | -6000
17 | 3855.1771 | -1240.7839 | -1153.9864 | 4539.5932 | -6000
17 | 4978.4504 | -962.0324 | -1760.1702 | 3634.4844 | -5890.7322
17 | 5010.276 | -1175.5569 | -1499.6671 | 3259.694 | -5594.746
17 | 4933.1821 | -1493.4213 | -1741.8076 | 4283.1322 | -5981.0853
17 | 4934.0498 | -1563.0531 | -1704.989 | 4281.7419 | -5947.7497
17 | -5731.6838 | -2090.7478 | 5736.9188 | 6767.5364 | -4682.0236
17 | -5723.2839 | -3861.5466 | 3701.7963 | 6990.9131 | -1107.8789
17 | -5714.1669 | -5676.7397 | 1682.1205 | 7196.1683 | 2512.6178
17 | 4884.065 | -4591.027 | -5136.3969 | 4678.2966 | 165.0623
17 | 4847.2161 | -2489.6532 | -6859.0881 | 4775.7914 | -274.2662
17 | 4823.5311 | -2781.6793 | -7555.6485 | 4850.8802 | 662.9166
17 | 4781.6078 | -3312.8512 | -8805.0107 | 4977.5985 | 2358.6557
17 | 4849.1381 | -3281.0579 | -6896.1896 | 4801.361 | 526.7485
17 | 5009.827 | -3793.6321 | -5884.0409 | 2825.0786 | 1842.7673
17 | 4932.7196 | -4041.1307 | -7342.6114 | 3374.5364 | 3076.4861
17 | 4961.8326 | 1778.405 | -3750.928 | 2709.262 | -5698.5715
17 | 4086.6181 | 6127.949 | 2803.981 | -7018.548 | -6000
17 | 5056.4645 | 38.0025 | -1367.8128 | 2273.3458 | -6000
17 | 5036.3181 | -168.7539 | -1477.4577 | 2609.8936 | -6000
17 | 4936.5284 | -1441.1603 | -1708.3005 | 4212.9324 | -6000
17 | 5044.785 | -1311.5397 | -1232.6417 | 2825.5574 | -5326.161
17 | 5045.0757 | -1428.6474 | -1247.5992 | 2846.5884 | -5215.4174
17 | 5149.847 | -4047.9283 | -3592.863 | 1291.1385 | 1199.8059
17 | 5148.2123 | -4404.6174 | -3802.2955 | 1035.0218 | 2023.6788
17 | 4131.1432 | -4672.9829 | 3063.2065 | -1987.4499 | -533.9168
17 | 1793.0157 | -4773.5878 | 5030.3765 | -1353.549 | -696.2555
17 | -5563.4816 | -5027.9931 | 9557.2882 | 1553.2611 | -519.0745
17 | -5641.963 | -4825.9211 | 4126.0369 | 4591.481 | 1750.3662
17 | -5715.7594 | -4384.7071 | -232.6112 | 7322.73 | 3010.3477
17 | -5597.1017 | -6582.5624 | 9865.4414 | 2729.923 | -415.7004
17 | 4047.8131 | -4832.4625 | 3668.1839 | -2142.008 | -741.5265
17 | 5079.0465 | -4361.554 | -4976.0012 | 1729.847 | 2528.6617
17 | 4947.0111 | -4138.0089 | -7144.7804 | 3163.9343 | 3171.844
17 | -4421.9659 | -4317.0866 | -1446.2504 | 7048.0566 | 3137.2462
17 | 4925.6256 | -4644.5318 | -7114.4772 | 3643.3926 | 3189.9907
17 | 4877.1942 | -5547.5383 | -7054.1921 | 4502.2393 | 3222.2968
17 | 5083.33 | -5555.8907 | -4071.0385 | 2223.9691 | 2319.6301
17 | 4935.4999 | -5354.5031 | -6464.8798 | 3851.8806 | 3032.0024
17 | 5130.993 | -5430.4729 | -3370.5418 | 1675.2469 | 1994.7748
17 | 5043.6051 | -1419.0356 | -1217.6057 | 2869.9472 | -5276.9111
17 | 4194.3754 | 6326.3735 | 2174.924 | -6695.6729 | -6000
17 | -4431.6725 | 6479.318 | 8457.8092 | -4505.4547 | -6000
17 | -5579.6675 | 6277.2377 | 9047.775 | -3745.3452 | -6000
17 | -5570.7275 | 6492.7669 | 9220.8125 | -4194.0692 | -5948.7827
17 | -5638.8861 | 5525.632 | -293.8253 | -994.8091 | 1401.8885
17 | 4389.4385 | 5595.6314 | 1227.8929 | -5212.9628 | -6000
17 | 4572.3419 | 4905.087 | 333.9705 | -3811.3994 | -6000
17 | 5076.9633 | 2981.0904 | -2153.1458 | 95.092 | -6000
17 | 5113.9431 | 2837.4375 | -2338.3492 | 386.9686 | -6000
17 | -5708.2394 | 3014.6708 | 5527.9024 | 3165.6662 | -6000
17 | -5719.4519 | 2677.6468 | 5162.8323 | 3878.9729 | -6000
17 | -5639.1308 | 4837.6311 | 7496.5678 | -695.0681 | -6000
17 | 4987.5076 | 2957.0469 | -1598.7399 | -345.8147 | -6000
17 | 5092.4312 | 2079.3033 | -1989.5959 | 817.8614 | -6000
17 | 4992.3312 | 838.1661 | -2366.2235 | 2535.7262 | -6000
17 | -5702.7219 | 2991.6434 | 5988.2042 | 2722.8742 | -6000
17 | -5716.3568 | 2416.1967 | 5790.3597 | 3509.8004 | -6000
17 | 5119.8187 | 2965.3666 | -2470.6615 | 112.0535 | -5726.5773
17 | 5121.2652 | 3005.9914 | -2496.6857 | 75.4015 | -5705.9724
17 | 5119.5788 | 2969.7057 | -2460.7826 | 142.2728 | -5770.7747
17 | 5115.5779 | 2966.236 | -2543.7471 | 161.768 | -5699.8348
17 | -5714.4744 | 3000.7605 | 5189.0694 | 3240.8698 | -5716.2253
17 | -5714.5624 | 2998.6757 | 5185.768 | 3245.4298 | -5715.3111
17 | 4994.8315 | 2168.3628 | -3745.458 | 1932.24 | -5349.9762
17 | -5608.1857 | 5603.9758 | 8322.8233 | -2318.6135 | -6000
17 | -5607.044 | 5267.7429 | 8608.1063 | -2268.8053 | -6000
17 | -5717.9838 | 1204.8442 | 6565.5246 | 3947.6149 | -6000
17 | 4248.2153 | 4382.7578 | 2360.2246 | -4991.1976 | -6000
17 | 4573.9598 | 2164.9574 | 1018.3416 | -1757.2588 | -6000
17 | 5050.9817 | 323.7711 | -1302.8746 | 1928.1217 | -6000
17 | 5029.4659 | -695.297 | -941.0174 | 2606.8485 | -6000
17 | 5011.0346 | -2824.9869 | -727.7062 | 3478.2845 | -4936.626
17 | 5123.9985 | -5649.0847 | -3256.36 | 1801.2048 | 1980.2414
17 | 4070.1917 | -5927.1439 | 3857.1318 | -1330.4421 | -669.7376
17 | 4070.5469 | -6003.1296 | 3870.977 | -1273.666 | -664.7283
17 | 5020.3794 | -909.2328 | -838.7002 | 2727.5537 | -6000
17 | 4985.8496 | -1277.319 | -1009.3735 | 3300.8429 | -6000
17 | 5204.9757 | 4771.9205 | -4681.5836 | -3120.8489 | -2174.4637
17 | 5156.2834 | 3472.2497 | -3178.283 | -759.4175 | -4690.8326
17 | 5192.2675 | 4736.8958 | -4899.4864 | -3018.0609 | -2011.616
17 | -5655.3685 | 4811.7042 | 3224.553 | -63.6384 | -2317.2503
17 | -5700.7111 | 3712.1685 | 1775.5674 | 2301.583 | -2088.6078
17 | 4929.93 | 2905.7222 | -7174.4567 | 974.6324 | -1635.8279
17 | 4993.0886 | 2357.3098 | -4642.0388 | 1683.5073 | -4391.8669
17 | 5181.7516 | 2153.2732 | -4433.4916 | -1993.5083 | -908.0248
17 | 4043.9639 | 5889.193 | 3161.7746 | -7094.9315 | -6000
17 | 5224.8417 | 5600.2605 | -5566.9522 | -4631.3629 | -626.7871
17 | 5108.4702 | 5368.8421 | -7788.2798 | -3834.5997 | 1145.5672
17 | 5218.6294 | 5115.3119 | -5092.6597 | -3743.2108 | -1498.0709
17 | 5058.9154 | 4857.8625 | -8216.7919 | -2757.3396 | 1057.3535
17 | 5038.3967 | 4696.9403 | -8348.382 | -2416.6321 | 1029.6771
17 | -5670.6786 | 4763.5009 | -961.7701 | 599.528 | 1269.4198
17 | -5688.8074 | 4308.745 | -1367.8221 | 1551.5354 | 1196.3491
17 | -5691.4154 | 4180.2238 | -704.1235 | 1714.9491 | 500.366
17 | 4869.9873 | 3354.8155 | -9468.1674 | 426.8845 | 816.48
17 | -1507.1252 | 3929.2699 | -4577.4138 | 1109.6344 | 1045.6347
17 | 4887.1558 | 1371.4886 | -8666.9766 | 1026.109 | 1382.2232
17 | 5042.6095 | 3626.6598 | -7962.6662 | -2024.8511 | 1318.248
17 | 5207.4318 | 3761.4335 | -5924.1313 | -5000.0254 | 1955.2914
17 | 3852.3289 | 4666.4631 | 4243.5962 | -7723.659 | -5038.7292
17 | 3274.8268 | 886.3849 | 7169.8058 | -9799.7539 | -1531.2635
17 | 4235.3219 | 3667.0117 | 2512.2597 | -4710.2695 | -5704.3238
17 | 5191.9854 | 2877.1624 | -4434.0203 | -2332.1278 | -1302.9997
17 | 5156.3582 | 1850.322 | -3341.613 | -596.5364 | -3068.5308
17 | 5166.6667 | -500 | -3733.3333 | -266.6667 | -666.6667
17 | 5186.4632 | 2205.8368 | -4362.7156 | -2046.1729 | -983.4115
17 | 5207.0439 | 3695.7577 | -5943.4898 | -5015.2932 | 2055.9815
17 | 4726.6451 | 1577.6612 | -3162.6507 | -6516.7727 | 3375.1171
17 | 3451.2443 | -233.5288 | 5507.6468 | -9665.3656 | 940.0033
17 | 3281.0132 | -375.2227 | 6698.6853 | -10063.6319 | 459.1561
17 | 3366.3539 | -439.1931 | 6083.6138 | -9845.9297 | 835.155
17 | 1249.5612 | -380.8118 | 7829.2656 | -9394.954 | 696.939
17 | 3735.6827 | -1117.5367 | 3997.6118 | -7763.1479 | 1147.39
17 | 3423.6355 | -1418.6894 | 6198.621 | -8447.499 | 243.9319
17 | 3973.341 | -5417.7741 | 4279.6315 | -2212.2422 | -622.9561
17 | 5131.2565 | -5234.9287 | -3483.5825 | 1365.0189 | 2222.2358
17 | 5128.4847 | -5527.2946 | -3338.7862 | 1680.6145 | 2056.9815
17 | 5122.615 | -5696.206 | -3308.3292 | 1708.1996 | 2173.7206
17 | 5166.8491 | -1273.8022 | -5011.7417 | -2190.7567 | 3309.4515
17 | 5206.6657 | 3692.3452 | -5939.685 | -5013.0501 | 2053.7242
17 | 5022.1971 | 2854.9312 | -4849.5699 | -5542.3301 | 2514.7718
17 | 3700.2115 | 3737.8427 | 5069.668 | -8199.4007 | -4308.3216
17 | 3371.8583 | 1588.5845 | 6733.4378 | -9379.8164 | -2314.0641
17 | -222.9273 | 1410.4011 | 9291.1961 | -8526.6825 | -1951.9873
17 | -5517.4395 | 3802.9247 | 11278.2238 | -5703.8814 | -3859.8276
17 | -5580.1165 | 2959.7083 | 2600.8475 | -2775.1952 | 2794.7558
17 | -5550.0137 | 2014.8861 | 3666.7802 | -3506.8967 | 3375.2441
17 | -5451.8672 | 368.6105 | 10437.7262 | -6609.6175 | 1255.148
17 | -5701.6728 | -3566.3743 | 674.5186 | 5350.1 | 3243.4285
17 | -5486.5932 | 2678.4357 | 12011.2581 | -6375.4907 | -2827.61
17 | 4206.2738 | 2417.2323 | 2781.992 | -4217.7027 | -5187.7953
17 | 5179.486 | 1613.7198 | -4284.4474 | -1798.423 | -710.3353
17 | 5178.4582 | 1522.0628 | -4203.9688 | -1641.2205 | -855.3317
17 | 5154.2759 | 825.0842 | -3462.486 | -463.1697 | -2053.7044
17 | 5160.6426 | -626.506 | -3704.4177 | -259.4378 | -570.2811
17 | 5176.8111 | 1607.3678 | -4332.9901 | -1776.2781 | -674.9106
17 | -5662.8849 | 1666.392 | 3787.8919 | 1182.2018 | -973.6008
17 | -5700.0374 | 758.6884 | 2602.4703 | 3122.1509 | -783.2721
17 | 5165.9403 | 1511.7471 | -4452.7052 | -1569.9377 | -655.0444
17 | 5120.4396 | 1191.6312 | -4846.7263 | -876.5668 | -588.7776
17 | -980.7917 | 404.6814 | -1371.8215 | 2531.9687 | -584.037
17 | 5051.6912 | 121.135 | -4382.9197 | 1072.7724 | -1862.6789
17 | 4979.9631 | -635.8678 | -4042.9671 | 2458.7964 | -2759.9246
17 | 4926.8363 | 73.5256 | -7070.7776 | 1627.3626 | 443.0531
17 | 4977.715 | -404.1598 | -5050.1976 | 2183.9073 | -1707.2649
17 | 4944.0544 | 215.8797 | -6433.028 | 1719.9823 | -446.8884
17 | 4978.7404 | -289.2182 | -5028.3432 | 2155.9008 | -1817.0797
17 | 5009.7264 | 1151.8942 | -7464.2846 | -541.7137 | 1844.3778
17 | 4897.0996 | 259.3441 | -8214.7877 | 1357.8336 | 1700.5104
17 | 4910.8681 | 171.0744 | -7680.0845 | 1486.7147 | 1111.4273
17 | 4916.4786 | -2915.4525 | -6017.8535 | 3518.9821 | 497.8453
17 | 5016.1955 | -1175.2371 | -791.018 | 2845.0248 | -5894.9652
17 | 5001.2792 | -2898.7665 | -618.3881 | 3550.2663 | -5034.3909
17 | 4885.7077 | -3655.2476 | -32.786 | 3134.7917 | -4332.4659
17 | 5019.6783 | -3828.7999 | -1066.4024 | 3385.5855 | -3510.0615
17 | 5109.0954 | -6064.226 | -3067.9685 | 2058.0864 | 1965.0127
17 | 4186.1772 | -6307.7486 | 3161.9884 | -684.5927 | -355.8242
17 | -2827.2305 | -6576.442 | 8177.5605 | 1702.6043 | -476.4922
17 | -4859.1144 | -6646.7094 | 9427.9054 | 2505.4728 | -427.5544
17 | -5601.4415 | -6666.1207 | 9717.2 | 2890.7204 | -340.3582
17 | -5663.5101 | -6506.308 | 5421.7869 | 5293.557 | 1454.4742
17 | -3922.6376 | -6276.6203 | 9090.6585 | 1529.4326 | -420.8331
17 | 5074.7908 | -6041.192 | -3694.9314 | 2427.3077 | 2234.0249
17 | 4886.9536 | -5720.856 | -6803.3239 | 4481.6023 | 3155.624
17 | 4872.085 | -5699.9033 | -7005.5593 | 4617.3423 | 3216.0353
17 | 4686.4397 | -5699.3848 | -6933.1041 | 4719.12 | 3226.9293
17 | 3612.8656 | -5719.905 | -6280.1199 | 5164.1945 | 3222.9648
17 | 4881.1805 | -4781.6398 | -5345.5742 | 4700.7182 | 545.3154
17 | 39.4172 | -5906.6724 | -2928.0573 | 5922.8404 | 2872.472
17 | 4855.5032 | -5468.6553 | -6991.9064 | 4858.887 | 2746.1715
17 | 4846.2953 | -5585.321 | -7266.3144 | 4886.7192 | 3118.6209
17 | 4859.4228 | -5648.5887 | -7139.2716 | 4747.4567 | 3180.9808
17 | 4202.491 | -5907.957 | 3296.6096 | -357.1861 | -1233.9575
17 | -5666.5369 | -5452.1961 | 8329.4744 | 4887.5743 | -2098.3156
17 | -5686.8602 | -6366.7026 | 4042.6577 | 6157.7574 | 1853.1476
17 | -5603.4518 | -6592.5883 | 9781.722 | 2934.367 | -520.0488
17 | 5008.7502 | -2905.242 | -701.8933 | 3518.4115 | -4920.0264
17 | 4985.2836 | -1413.291 | -972.0501 | 3338.4141 | -5938.3566
17 | 4965.1703 | -2346.757 | -964.012 | 3885.547 | -5539.9483
17 | -5723.8442 | -3363.0839 | 6967.6195 | 6135.3118 | -4016.0031
17 | -5719.2304 | -4440.44 | 4988.1266 | 6489.4367 | -1317.8929
17 | -5712.3132 | -5939.761 | 2286.695 | 6962.4104 | 2402.9688
17 | 4886.4228 | -4623.5554 | -5066.2184 | 4649.7806 | 153.5704
17 | -5613.4321 | 2352.1328 | 9197.347 | -1138.7838 | -4797.2639
17 | -5717.5704 | -343.6186 | 6985.2818 | 4374.6265 | -5298.7193
17 | 4701.6378 | 1441.5733 | -2993.979 | -6544.2333 | 3395.0011
17 | 3381.7702 | -432.7638 | 5978.6084 | -9802.6018 | 874.9871
17 | 1218.376 | -359.865 | 7584.5263 | -9251.7157 | 808.6784
17 | 3410.8159 | -662.6748 | 5870.3372 | -9478.2471 | 859.7688
17 | 3624.9056 | -1328.0455 | 4733.7714 | -8046.4952 | 1015.8636
17 | 3516.1107 | -1433.0421 | 5501.1513 | -8285.0936 | 700.8737
17 | 360.1814 | -1443.086 | 7800.1634 | -7388.0009 | 670.7421
17 | 5120.968 | -5741.9111 | -3286.1076 | 1738.9469 | 2168.1038
17 | -71.8007 | -1422.5932 | 7971.0614 | -7208.8879 | 732.2204
17 | -5526.033 | -3419.6487 | 9947.9582 | -1748.8551 | 746.5786
17 | 612.3086 | -1155.2671 | 7725.418 | -7915.1571 | 732.6976
17 | 4807.7765 | 754.0498 | -3439.818 | -5501.1767 | 3379.1683
17 | 5158.7508 | -1622.6357 | -4880.1487 | -1955.8772 | 3299.9107
17 | 5122.0874 | -5702.9336 | -3306.0145 | 1706.8747 | 2179.986
17 | 4931.8216 | -5431.7473 | -6404.5056 | 3813.5763 | 3090.8551
17 | 4923.2813 | -5114.0969 | -6704.0795 | 3667.3955 | 3227.4996
17 | 5162.8031 | -1132.4454 | -4991.3968 | -2266.6051 | 3227.6441
17 | 4925.8565 | -4830.2116 | -6765.6148 | 3483.6734 | 3186.2966
17 | 5165.4347 | -1323.0177 | -4993.3391 | -2161.9041 | 3312.8261
17 | 4922.9062 | -5006.7228 | -6799.8988 | 3650.2145 | 3233.501
17 | 5191.7166 | 2442.3359 | -5661.6364 | -4298.3947 | 2325.9785
17 | 5041.2117 | 1479.4952 | -7182.039 | -1236.0754 | 1897.4074
17 | -5676.2699 | 1510.6537 | 223.2452 | 1795.4702 | 2146.9009
17 | -5689.4708 | 1181.3216 | -73.1908 | 2488.1697 | 2093.1703
17 | -5698.2013 | 833.1504 | 2118.756 | 3011.4784 | -265.1835
17 | 5195.0415 | 2921.9994 | -4528.9624 | -2467.4152 | -1120.6633
17 | 5229.3276 | 5624.3631 | -5682.4224 | -4664.764 | -506.5043
17 | 5117.165 | 5401.4336 | -7824.9881 | -3896.8388 | 1203.2283
17 | 5222.4749 | 5030.4751 | -5118.1967 | -3575.1546 | -1559.5987
17 | 5162.5125 | 3447.143 | -3275.4762 | -699.599 | -4634.5804
17 | 5178.7149 | -246.988 | -3891.1647 | -181.1245 | -859.4378
17 | 5056.1546 | 4762.9909 | -8370.8737 | -2549.7984 | 1101.5266
17 | 4837.1072 | 3016.903 | -9828.1194 | 1149.6183 | 824.4909
17 | 4957.9021 | 2049.5497 | -5110.0342 | 2362.6216 | -4260.0392
17 | -1378.1244 | 3581.3398 | -5056.3583 | 1805.4058 | 1047.7371
17 | 4817.079 | 767.8523 | -9467.2281 | 2513.7557 | 1368.5411
17 | 5219.2287 | 3914.4396 | -6186.4376 | -5062.2749 | 2115.0442
17 | 4782.0768 | 1987.0203 | -3655.9378 | -6428.5867 | 3315.4274
17 | 3731.747 | 495.4524 | 3484.3054 | -9021.5449 | 1310.0401
17 | 3152.4461 | 13.2644 | 7537.4408 | -10376.8557 | -326.2957
17 | 3106.7847 | -252.4899 | 7884.8501 | -10477.9688 | -261.1761
17 | 1192.3421 | -231.1208 | 9185.7747 | -9949.7757 | -197.2203
17 | 4047.7096 | -486.5295 | 1806.9139 | -6908.5053 | 1540.4114
17 | 3369.1981 | -1141.3521 | 6592.7602 | -8396.5498 | -424.0564
17 | 3940.7411 | -4147.2845 | 4099.4726 | -3192.8025 | -700.1266
17 | 3297.8968 | -1400.5026 | 7089.8136 | -8651.2053 | -336.0025
17 | 199.7019 | -1414.5436 | 9166.9105 | -7716.6636 | -235.4052
17 | 5154.4031 | -3751.6316 | -4125.6915 | 330.1533 | 2392.7667
17 | -5459.5205 | -729.6884 | 10132.6118 | -4754.3377 | 810.9348
17 | -5451.3324 | -1146.3689 | 11408.4765 | -5375.3734 | 564.5981
17 | 5182.6524 | -607.7459 | -5338.5681 | -2492.0115 | 3255.6732
18 | 4829.13 | 4464.5144 | -1117.1531 | -2176.4912 | -6000
18 | 4414.4573 | 6113.757 | 1001.0621 | -5529.2764 | -6000
18 | 1865.9896 | 6151.9569 | 2863.5979 | -4881.5445 | -6000
18 | -6549.3637 | 6231.7146 | 8525.5865 | -2590.3922 | -5617.5451
18 | -6716.6683 | 5609.2335 | 2067.8276 | -496.2204 | -464.1725
18 | -6730.7166 | 5411.3502 | -7.4854 | 157.6324 | 1169.2194
18 | -6683.9887 | 5379.6528 | -367.9794 | 247.5093 | 1424.806
18 | -6726.4148 | 5181.7321 | -97.5191 | 102.517 | 1539.6847
18 | -6639.5311 | 2534.2927 | 3059.2904 | -2005.667 | 3051.6151
18 | -6633.2758 | 2372.6927 | 3359.0807 | -2171.9503 | 3073.4528
18 | -6717.0781 | -536.8552 | 1607.2074 | 2593.0107 | 3053.7152
18 | -6750.2286 | -1743.2784 | 959.7038 | 4505.6694 | 3028.1338
18 | -6492.1828 | -3683.974 | -267.4716 | 7457.0807 | 2986.5477
18 | -6758.2021 | -2093.2687 | 1110.0988 | 4690.4274 | 3050.9445
18 | -6619.0686 | -3519.4755 | 552.6367 | 6537.4419 | 3048.4654
18 | -6527.5488 | 1093.1919 | 12055.8334 | -5708.4171 | -913.0594
18 | 4374.3305 | 6003.7004 | 1261.826 | -5639.8568 | -6000
18 | 5076.3025 | 1385.2786 | -1946.0585 | 1484.4774 | -6000
18 | 4933.3581 | -64.7856 | -2734.1749 | 3865.6024 | -6000
18 | 4881.4146 | -508.4886 | -2970.3829 | 4597.4569 | -6000
18 | 4912.4343 | -516.4444 | -2592.0408 | 4196.0509 | -6000
18 | 4870.6876 | -903.3251 | -2965.5325 | 4830.6875 | -5832.5176
18 | -6617.6977 | -2236.5264 | 5589.3734 | 7374.7531 | -4109.9025
18 | -6732.0604 | -3699.6637 | 1870.5094 | 7757.6686 | 803.5461
18 | -6751.7644 | -4461.6085 | 1650.958 | 7069.9429 | 2492.472
18 | -6747.3542 | -5475.9949 | 1895.5641 | 7822.4069 | 2505.3781
18 | -6529.3384 | -4282.3054 | 129.1453 | 7862.2796 | 2820.2188
18 | 4945.6973 | -1326.1942 | -2436.3055 | 4061.8152 | -5245.0128
18 | 4947.0394 | -1335.438 | -2429.1951 | 4047.4506 | -5229.8569
18 | 4946.7714 | -1327.1884 | -2429.6225 | 4049.4351 | -5239.3956
18 | 4946.7754 | -1333.8045 | -2427.9409 | 4051.0805 | -5236.1105
18 | 4689.0554 | -3293.9185 | -9047.1959 | 5455.319 | 2196.7401
18 | 4883.7892 | -4116.9967 | -7287.0325 | 3558.7796 | 2961.4604
18 | 4928.0674 | -4191.4548 | -6728.3886 | 3168.3789 | 2823.3972
18 | 5107.4252 | -4277.7555 | -4162.8087 | 1664.9902 | 1668.1488
18 | -4522.588 | -4183.8211 | -1717.8075 | 7451.0379 | 2973.1787
18 | 4900.216 | -2412.9631 | -2092.7656 | 4805.2907 | -5199.7779
18 | 5048.8874 | -1443.8998 | -1676.5545 | 2684.0819 | -4612.5149
18 | 5051.6217 | -2148.1839 | -1793.1123 | 2788.6316 | -3898.957
18 | 5113.7196 | -3601.8265 | -3118.2945 | 1858.2288 | -251.8274
18 | 5136.4289 | -4230.8762 | -3662.4099 | 1443.9204 | 1312.9366
18 | 5131.6643 | -4294.4752 | -3667.6522 | 1382.2129 | 1448.2502
18 | 4573.6758 | -4429.0916 | 183.3762 | -286.4009 | -41.5595
18 | 4499.6478 | -4446.3998 | 694.6263 | -507.3559 | -240.5184
18 | -1986.1052 | -4663.527 | 6159.3718 | 1181.8065 | -691.5461
18 | 4277.6039 | -5002.858 | 2396.0034 | -830.8667 | -839.8826
18 | 4269.9512 | -3728.1948 | 1973.7611 | -2085.3669 | -430.1506
18 | 3499.4424 | -2883.7231 | 3924.484 | -3848.2731 | -691.9302
18 | 4003.9811 | -3093.573 | 3528.1147 | -3723.2621 | -715.2607
18 | -611.5408 | -4375.8218 | -2314.2915 | 4739.0062 | 2562.6479
18 | -6734.5834 | -4568.744 | 2479.7369 | 6529.1054 | 2294.4851
18 | -6586.8042 | -4784.1533 | 9025.0393 | 2920.981 | -575.0627
18 | -6551.1097 | 712.911 | 8779.1459 | -4587.6232 | 1646.676
18 | -6692.1717 | -2756.2833 | 4658.3314 | 2718.922 | 2071.2015
18 | -6535.9046 | -695.9022 | 11945.9755 | -4483.817 | -230.3517
18 | 5107.671 | -5379.3168 | -3146.7198 | 2030.2795 | 1388.0862
18 | 5133.2388 | -4482.9776 | -3616.3186 | 1512.9211 | 1453.1362
18 | 5040.5045 | -2104.124 | -1571.0198 | 2968.3071 | -4333.6678
18 | 4436.7529 | 6071.1129 | 938.025 | -5445.8908 | -6000
18 | -1680.7273 | 6163.9452 | 5410.2114 | -3893.4292 | -6000
18 | -6545.0506 | 6210.5146 | 8679.545 | -2569.5613 | -5775.4477
18 | -6728.3351 | 5528.3032 | 1604.8848 | -274.8146 | -130.0383
18 | -6738.405 | 5386.5976 | 119.3726 | 193.3383 | 1039.0965
18 | -6678.9707 | 5346.2589 | -339.0979 | 307.6921 | 1364.1176
18 | -6507.0746 | 4526.6899 | -1207.4255 | 1963.591 | 1224.2193
18 | -6753.0812 | 4987.586 | 498.8668 | 936.1279 | 330.5005
18 | -6734.7714 | 5069.9845 | 33.7268 | 129.0823 | 1501.9778
18 | 4326.3636 | 5731.6569 | 1684.3216 | -5742.3421 | -6000
18 | 5201.0815 | 5556.0645 | -4918.8855 | -3987.4718 | -1850.7887
18 | 5232.1004 | 4999.7391 | -4728.0098 | -2928.8568 | -2574.973
18 | 4986.749 | 5214.0248 | -8395.9455 | -2799.7865 | 994.9581
18 | 5195.6585 | 5587.5959 | -4986.1431 | -4039.0426 | -1758.0687
18 | 4983.5072 | 5249.1552 | -8427.7581 | -2863.684 | 1058.7797
18 | 5044.9968 | 2365.1824 | -4965.5511 | -5151.6727 | 2707.0447
18 | 4905.0487 | 1760.165 | -4131.5647 | -5592.2503 | 3058.6013
18 | 4883.3789 | 1695.0675 | -3992.6764 | -5653.3733 | 3067.6033
18 | 4341.5071 | 756.0709 | -284.6214 | -7010.794 | 2197.8374
18 | 3458.325 | 2.738 | 6024.1832 | -9030.2828 | -454.9633
18 | 3953.1542 | -2736.2341 | 3738.1466 | -4261.9301 | -693.1366
18 | -1882.3412 | 136.1461 | 9560.3538 | -7526.097 | -288.0617
18 | -6548.0948 | 759.3404 | 8909.5496 | -4729.9265 | 1609.1313
18 | -6504.0393 | 258.9767 | 12615.3872 | -6219.9358 | -150.3888
18 | -6508.7844 | -403.6408 | 13493.7936 | -6517.6727 | -63.6956
18 | -6508.4513 | -418.1499 | 13512.7235 | -6524.3104 | -61.8119
18 | -6548.8673 | 753.9156 | 8869.8843 | -4712.8796 | 1637.9469
18 | 2333.8736 | -754.8923 | 7802.1388 | -9069.1968 | -311.9234
18 | -6548.8774 | 768.3174 | 8843.9431 | -4703.5032 | 1640.12
18 | 5041.4217 | 678.7307 | -4717.3723 | -4063.4685 | 3060.6884
18 | 5075.7805 | -1986.4884 | -4198.9763 | -1455.8162 | 2565.5004
18 | 4998.2598 | -3766.2649 | -6275.5395 | 2267.7481 | 2775.7965
18 | 5037.9995 | 510.5904 | -4819.4667 | -3788.6708 | 3059.5476
18 | 4969.5509 | -3362.5745 | -6920.8824 | 2336.5394 | 2977.3666
18 | 4989.6156 | -3861.3844 | -6254.5524 | 2074.5338 | 3051.7874
18 | 5041.274 | 712.3308 | -4723.0071 | -4090.0063 | 3059.4086
18 | 4871.5456 | 1409.2019 | -3703.0567 | -5627.1649 | 3049.4742
18 | 5050.0752 | 23.6292 | -4472.4317 | -3651.624 | 3050.3513
18 | -3286.2757 | 5008.7666 | 5280.8343 | -1003.3253 | -6000
18 | -6580.0971 | 4026.8199 | 6674.7587 | 1878.5184 | -6000
18 | -6603.2251 | 2761.2246 | 5425.846 | 4416.1545 | -6000
18 | -6599.7827 | 2244.0682 | 5611.7337 | 4743.9808 | -6000
18 | -6576.8729 | 4300.5609 | 6848.8623 | 1427.4497 | -6000
18 | -6604.0285 | 2955.6552 | 5382.4586 | 4265.9147 | -6000
18 | -6563.8387 | 5220.3284 | 7644.9187 | -485.8212 | -5815.5873
18 | -6744.624 | 4970.7635 | 809.0682 | 927.2657 | 37.5267
18 | -6746.4562 | 4955.8769 | 410.2613 | 1007.0805 | 373.2375
18 | -6583.3848 | 4901.25 | -883.3846 | 1215.0674 | 1350.452
18 | -6434.9735 | 4142.0328 | -1636.6062 | 2677.6067 | 1251.9402
18 | -6750.8888 | 4818.3189 | 528.5424 | 1250.9492 | 153.0782
18 | -6728.3086 | 3677.7049 | 1026.7274 | 3313.0876 | -1289.2113
18 | -6761.1308 | -2815.0962 | 1300.629 | 5472.2144 | 2803.3836
18 | -6764.6029 | -2408.5735 | 1238.6631 | 4880.0725 | 3054.4408
18 | -6764.794 | -2291.2496 | 1224.9877 | 4783.3247 | 3047.7313
18 | -6750.8839 | 4828.5604 | 527.4608 | 1244.48 | 150.3827
18 | -6728.4993 | 3782.4206 | 1011.7319 | 3232.9602 | -1298.6135
18 | -6435.8277 | 4199.3719 | -1638.1989 | 2634.4454 | 1240.2092
18 | 5117.4424 | 3219.9768 | -2569.6538 | 232.2346 | -6000
18 | 4960.6961 | 2012.9013 | -3663.6664 | 2690.069 | -6000
18 | 4927.8612 | 1800.8201 | -3852.0634 | 3123.3822 | -6000
18 | 4841.5814 | 3110.2529 | -10249.9669 | 1527.5065 | 770.6261
18 | 5119.3918 | 3311.5799 | -2598.2011 | 167.2293 | -6000
18 | 5117.1815 | 3371.15 | -2530.8115 | 42.48 | -6000
18 | 4586.5366 | 5482.4234 | 180.6749 | -4249.6348 | -6000
18 | -5693.3354 | 5428.7233 | 7464.1148 | -1199.5026 | -6000
18 | -6557.9788 | 5236.3109 | 7869.1473 | -547.4795 | -6000
18 | -6597.9307 | 3257.6582 | 5711.7442 | 3628.5283 | -6000
18 | -6586 | 2239.7887 | 6356.0026 | 3990.2087 | -6000
18 | -6555.3955 | 5415.9344 | 8026.0209 | -921.317 | -5965.2428
18 | 4475.6951 | 4519.412 | 1081.3917 | -4076.4988 | -6000
18 | 5044.1912 | 361.1307 | -1371.9125 | 1966.5905 | -6000
18 | 4961.1582 | -529.2248 | -1778.0314 | 3346.098 | -6000
18 | 5217.2735 | 4779.8055 | -4430.355 | -2527.9674 | -3038.7566
18 | 5193.9242 | 2457.7711 | -4064.2807 | -1563.6689 | -2023.7458
18 | 4445.1621 | 3130.3748 | 1423.0153 | -3536.7951 | -5461.7571
18 | 5191.2036 | 2411.5459 | -4009.7513 | -1485.6471 | -2107.3512
18 | 5043.9672 | 346.1888 | -1368.7878 | 1973.0969 | -5994.4652
18 | 5006.5292 | -3517.3411 | -1000.7528 | 3611.2784 | -4099.7137
18 | 5093.0809 | -5543.4188 | -2847.7833 | 2314.489 | 983.6323
18 | 5098.5723 | -5695.5329 | -2979.3589 | 2214.3027 | 1362.0167
18 | 4285.9067 | -5885.5389 | 2633.0503 | -211.3003 | -822.1178
18 | 5208.2009 | 2579.3508 | -4355.5744 | -1934.4778 | -1497.4995
18 | 5115.6342 | 3458.535 | -4782.7743 | -4597.4104 | 806.0154
18 | 4076.8821 | 4144.0818 | 3173.5232 | -6582.4494 | -4812.0377
18 | 5055.9406 | 2181.7834 | -4774.6156 | -5038.2453 | 2575.1369
18 | 4884.1773 | 1439.2236 | -3751.0338 | -5578.982 | 3006.615
18 | 4850.6108 | 1316.4537 | -3543.3794 | -5679.1071 | 3055.422
18 | 4779.7345 | 1103.5357 | -3089.1102 | -5879.0253 | 3084.8653
18 | 4151.2908 | 14.521 | 1211.3598 | -7453.3135 | 2076.1419
18 | 3341.0374 | -676.6056 | 6999.2154 | -9306.0431 | -357.6041
18 | 3321.9426 | -762.9173 | 7126.009 | -9339.9454 | -345.089
18 | 5053.6297 | -657.8225 | -4345.0412 | -3123.6476 | 3072.8815
18 | 5090.1699 | -3492.2543 | -3793.7326 | -350.4373 | 2546.2544
18 | 5126.4057 | -4988.7812 | -3449.2156 | 1489.7755 | 1821.8157
18 | 5113.7594 | -5310.9614 | -3235.8751 | 1819.1248 | 1613.9522
18 | 3509.4314 | -1608.6979 | 6221.2604 | -7683.3377 | -438.6562
18 | 3424.9481 | -1368.4085 | 6657.2392 | -8319.7226 | -394.0562
18 | 5051.5986 | -195.5445 | -4422.5668 | -3488.7618 | 3055.2745
18 | 5051.3004 | 121.5582 | -4472.2924 | -3714.913 | 3014.3469
18 | 5203.5623 | 2014.419 | -4283.2909 | -1646.3104 | -1288.38
18 | 5131.2336 | -4595.0506 | -3494.5632 | 1324.3345 | 1634.0457
18 | 5198.5153 | 1757.8612 | -4259.7381 | -1580.6989 | -1115.9395
18 | 5192.1086 | 2304.227 | -4046.2523 | -1497.4114 | -1952.6718
18 | 5181.7513 | 1631.3015 | -3949.5881 | -1212.3673 | -1651.0974
18 | 4420.6949 | 2314.9489 | 1627.8057 | -3217.891 | -5145.5586
18 | -6553.13 | 2186.389 | 8772.8067 | 310.2824 | -4716.3481
18 | -6582.5772 | 94.8703 | 6992.453 | 4592.0095 | -5096.7557
18 | 5028.8934 | -512.9118 | -1207.7916 | 2378.4331 | -5686.6231
18 | 4996.9097 | -3813.5552 | -893.3764 | 3777.9442 | -4067.9222
18 | 5085.2381 | -5881.2239 | -2778.3224 | 2454.5345 | 1119.7737
18 | 5088.6 | -5974.3481 | -2858.873 | 2393.2005 | 1351.4206
18 | 4282.0141 | -6162.9326 | 2711.5484 | -14.256 | -816.3739
18 | 4959.0017 | -1047.7754 | -1621.8494 | 3491.9553 | -5781.3322
18 | 4954.6843 | -611.7007 | -3403.3633 | 3004.4784 | -3944.0986
18 | 4910.9532 | -3252.4355 | -1603.5998 | 4792.4348 | -4847.3526
18 | 1618.7973 | -3634.4828 | 847.9268 | 5521.4721 | -4353.7134
18 | -6599.0966 | -4770.3268 | 7214.4139 | 7023.7534 | -2868.7439
18 | -6645.5286 | -5154.2263 | 5530.935 | 7489.8663 | -1221.0464
18 | -6727.9893 | -6209.2154 | 2849.4637 | 7765.9659 | 2321.7752
18 | -6600.6072 | -4414.4912 | 6969.9492 | 7239.6723 | -3194.523
18 | -6603.9771 | -4204.7414 | 6744.0076 | 7347.1644 | -3282.4535
18 | 4904.0385 | -3417.4122 | -2029.1962 | 4834.4575 | -4291.8876
18 | 4742.6096 | -5542.0938 | -7434.3807 | 5389.6096 | 2844.2553
18 | 4788.9482 | -5737.9524 | -7015.5346 | 4938.3117 | 3026.2271
18 | 4867.624 | -5870.2534 | -6022.9071 | 4244.6273 | 2780.9092
18 | 4924.4466 | -5897.5944 | -5210.1023 | 3768.3367 | 2414.9134
18 | 4253.291 | -5890.6994 | -5533.3913 | 4418.8071 | 2751.9926
18 | -6723.605 | -6236.5547 | 3060.9553 | 7627.9524 | 2271.252
18 | -6578.7562 | -6447.6926 | 9476.4674 | 4091.3754 | -541.3941
18 | 2550.6194 | -5753.8538 | -5690.2894 | 5864.5082 | 3029.0156
18 | 5198.423 | 1751.1324 | -4258.9939 | -1578.0884 | -1112.4731
18 | 5087.2815 | 2806.7389 | -4771.9183 | -4775.3808 | 1653.2789
18 | 3975.4448 | 3540.5194 | 3744.1674 | -6900.083 | -4360.0486
18 | 3350.148 | -555.9435 | 6995.1159 | -9214.5042 | -574.8163
18 | -6522.9624 | 3593.0396 | 10840.0804 | -4070.2553 | -3839.9022
18 | -6664.2502 | 3073.0434 | 5383.6083 | -2298.639 | 506.2375
18 | -6682.4083 | 2821.3659 | 2711.4133 | -1455.5532 | 2605.1824
18 | -6657.4575 | 2061.0847 | 3617.9732 | -2060.973 | 3039.3725
18 | -6641.7787 | 1656.0369 | 4369.3932 | -2477.7597 | 3094.1084
18 | -6506.4778 | -289.9335 | 13507.7447 | -6426.4202 | -284.9133
18 | 5057.5712 | 2171.2836 | -4767.8576 | -4994.7899 | 2533.7927
18 | 4900.7917 | 1493.5012 | -3833.5682 | -5488.3554 | 2927.6307
18 | 4805.3991 | 1144.6013 | -3243.4349 | -5772.901 | 3066.3355
18 | 4752.4751 | 985.6136 | -2904.2282 | -5922.1816 | 3088.321
18 | 4106.4998 | -133.7814 | 1516.2122 | -7540.3877 | 2051.4572
18 | 3350.4483 | -778.675 | 6916.8885 | -9269.1789 | -219.483
18 | 2304.3054 | -764.718 | 7699.4418 | -9010.1513 | -228.8779
18 | -2474.8219 | -126.3806 | 7032.8236 | -6146.0363 | 1714.4152
18 | -6548.9609 | -108.3854 | 10401.4066 | -5261.8516 | 1517.7913
18 | -6514.7484 | -496.9572 | 13279.2811 | -6418.961 | 151.3855
18 | -6508.3909 | -534.712 | 13556.2964 | -6532.0081 | 18.8147
18 | -6510.9488 | -1001.4114 | 13367.6766 | -5773.1391 | -82.1774
18 | -6622.5614 | -1918.4719 | 8251.3307 | -1449.5891 | 1739.2917
18 | 414.4655 | -736.6067 | 9114.1264 | -8541.5118 | -250.4734
18 | -5498.7121 | -579.4525 | 13022.8531 | -6870.3591 | -74.3295
18 | 5055.3225 | -961.9285 | -4292.9171 | -2875.5473 | 3075.0705
18 | 5092.1039 | -3815.0779 | -3737.9679 | -84.0239 | 2544.9657
18 | 5123.1684 | -5098.0316 | -3442.6178 | 1493.5675 | 1923.9135
18 | 5116.8896 | -5257.9925 | -3336.6953 | 1657.0878 | 1820.7103
18 | 3448.9489 | -1408.9317 | 6495.422 | -8222.1538 | -313.2854
18 | 3638.1899 | -2616.7363 | 5686.7578 | -6209.7895 | -498.4218
18 | 5050.9596 | -4759.6997 | -4840.1102 | 1892.2693 | 2656.581
18 | 4994.255 | -3962.3473 | -6114.7644 | 2028.143 | 3054.7138
18 | 4919.697 | -4587.7912 | -6457.3173 | 3074.9344 | 3050.4771
18 | -234.4462 | -5047.0552 | -3639.4713 | 5873.0529 | 3047.9198
18 | 5054.2937 | -727.7919 | -4332.1826 | -3060.472 | 3066.1528
18 | 5004.9339 | -3147.014 | -5804.9313 | 897.4923 | 3049.5191
18 | 4992.7728 | -3896.249 | -6163.1682 | 2016.6093 | 3050.0352
18 | 5053.3357 | 290.7826 | -4491.9077 | -3786.8988 | 2934.6882
18 | 4321.3841 | 1324.893 | -3220.4964 | -5471.7971 | 3046.0163
18 | 5045.4332 | 2740.5786 | -5451.2958 | -4543.1419 | 2208.4259
18 | 5125.9843 | -4868.3915 | -3469.0664 | 1397.0754 | 1814.3982
18 | 5197.2354 | 1746.8537 | -4280.7922 | -1564.0602 | -1099.2366
18 | 5118.0984 | 1471.8112 | -5722.7702 | -660.4672 | -206.6721
18 | 5125.9843 | 1236.2205 | -5503.937 | -637.7953 | -220.4724
18 | 5118.1345 | 1428.6035 | -5390.0514 | -535.7487 | -620.9379
18 | 5113.9855 | 1415.9935 | -5479.5225 | -493.6016 | -556.8549
18 | 5063.7721 | 1296.7462 | -6317.5223 | -91.9221 | 48.9261
18 | -6699.2426 | 1376.9193 | 2940.7932 | 2981.7476 | -600.2176
18 | -6731.5057 | 1319.0555 | 1737.1981 | 3198.242 | 477.0101
18 | -6752.805 | 1366.7071 | 1002.3968 | 3075.964 | 1307.7371
18 | -6762.8261 | 1613.6728 | 813.0458 | 2324.7953 | 2011.3123
18 | -6760.7572 | 1645.6971 | 760.0332 | 2227.0616 | 2127.9653
18 | -6764.0793 | 679.6293 | 907.5202 | 2841.3197 | 2335.6102
18 | -6762.4419 | -2717.2444 | 1349.4629 | 5087.5744 | 3042.6489
18 | -6761.1182 | -3204.8103 | 1430.1811 | 5474.6158 | 3061.1316
18 | -6755.6213 | -4171.1115 | 1635.7814 | 6412.2869 | 2878.6645
18 | -6715.3435 | -3522.501 | 1205.8358 | 5973.0382 | 3058.9705
18 | -6706.3851 | -3183.7701 | 1088.8475 | 5758.3019 | 3043.0058
18 | -6753.8525 | -1756.5207 | 1812.9544 | 3655.4357 | 3041.9831
18 | -6747.8101 | -2025.2923 | 2152.8213 | 3551.1458 | 3069.1353
18 | -6672.8535 | 1403.2232 | 286.3678 | 2956.9479 | 2026.3145
18 | 5058.5714 | 1265.5477 | -6350.2124 | -24.9079 | 51.0012
18 | -6702.7256 | 1219.8669 | 2758.5497 | 3312.8398 | -588.5307
18 | -6702.0746 | 1160.4351 | 2764.7607 | 3423.305 | -646.4262
18 | -6704.259 | 1177.8945 | 2687.7451 | 3403.1621 | -564.5428
18 | 4921.3947 | 57.7464 | -6107.5703 | 2261.6176 | -1133.1884
18 | 4900.7935 | 410.8231 | -7693.2228 | 1849.2787 | 532.3275
18 | 4887.4574 | 539.6848 | -8576.6029 | 1659.5274 | 1489.9335
18 | 5020.7007 | 1245.2184 | -7380.1061 | 104.9639 | 1009.2231
18 | 4979.758 | 1214.2335 | -8009.393 | 227.6541 | 1587.7474
18 | -3292.7747 | 1231.8414 | -2318.7722 | 2528.1609 | 1851.5446
18 | 4976.8175 | 1101.339 | -8112.9017 | 463.763 | 1570.9821
18 | 5113.8339 | 1406.326 | -5455.3354 | -479.8401 | -584.9844
18 | 4969.3124 | 2302.4594 | -3605.8394 | 2334.0675 | -6000
18 | 4968.0521 | 2395.9795 | -4077.9056 | 2209.6257 | -5495.7516
18 | 5171.7708 | 4071.8484 | -3514.897 | -1233.0205 | -4495.7018
18 | 5059.221 | 3458.7843 | -5236.884 | 230.1269 | -3511.2481
18 | 4961.8319 | 2175.708 | -3740.5263 | 2602.9863 | -6000
18 | 4934.3048 | 2009.378 | -3904.6191 | 2960.9363 | -6000
18 | 4953.5592 | 2151.4054 | -3761.4658 | 2656.5012 | -6000
18 | 4844.3496 | 3189.8371 | -10255.2116 | 1466.9241 | 754.1008
18 | 5190.3488 | 4214.3077 | -3879.8759 | -1474.5347 | -4050.2459
18 | 5093.1506 | 3685.2212 | -5372.6024 | -210.9578 | -3194.8115
18 | 5198.5896 | 4340.844 | -4045.5696 | -1705.7682 | -3788.0959
18 | 5223.3387 | 4722.3146 | -4543.2747 | -2403.0613 | -2999.3173
18 | 5231.5203 | 4931.5335 | -4772.1078 | -2788.9892 | -2601.9569
18 | 5221.5256 | 3368.861 | -4563.2184 | -1928.9446 | -2098.2236
18 | 5220.5259 | 3247.1021 | -4547.6392 | -1866.8363 | -2053.1524
18 | 5157.4803 | -2514.0607 | -3860.1425 | 722.5347 | 494.1882
18 | 5216.2162 | 3216.2162 | -4621.6216 | -1810.8108 | -2000
18 | 5157.4803 | 2251.9685 | -5448.8189 | -866.1417 | -1094.4882
18 | 5152.8662 | 2566.879 | -5611.465 | -987.2611 | -1121.0191
18 | 5233.1374 | 4937.4216 | -4744.1689 | -2804.6678 | -2621.7222
18 | 5167.9153 | 4699.9382 | -5871.0255 | -2172.3019 | -1824.5261
18 | 5126.6209 | 4441.1846 | -6360.8411 | -1586.7073 | -1620.2571
18 | 5112.4605 | 4395.7823 | -6618.1977 | -1459.9364 | -1430.1086
18 | 5071.8653 | 4076.5036 | -6965.8099 | -773.3471 | -1409.212
18 | 4919.2942 | 3167.7101 | -7926.4726 | 1191.2439 | -1351.7756
18 | 4890.0838 | 3521.211 | -9896.7681 | 753.2663 | 732.2071
18 | 4907.3032 | 499.0219 | -7337.1037 | 1894.4831 | 36.2956
18 | -6703.713 | 1182.2148 | 2705.0473 | 3405.3538 | -588.903
18 | 5071.8863 | 4076.2764 | -6965.5875 | -773.5429 | -1409.0323
18 | 5083.8319 | 3697.6148 | -7077.8494 | -961.0753 | -742.5219
18 | 5081.2175 | 4384.259 | -7368.9212 | -1331.7174 | -764.8379
18 | 4956.4982 | 3930.1378 | -9523.7229 | -122.4924 | 759.5793
18 | 4954.0693 | 3923.2481 | -9564.68 | -102.9123 | 790.2748
18 | 5069.0519 | 3672.0033 | -7412.1189 | -879.7856 | -449.1508
18 | 4965.3504 | 4356.4912 | -9167.591 | -1008.8234 | 854.5729
18 | -5266.6958 | 4423.4632 | -2145.8342 | 1818.7626 | 1170.3041
18 | -6575.8119 | 4441.9919 | -591.6697 | 2078.9708 | 646.5189
18 | -6741.6705 | 4461.6991 | 748.2104 | 1934.9253 | -403.1642
18 | -6736.5498 | 4222.4016 | 858.9968 | 2389.775 | -734.6236
18 | -6746.536 | 2503.1011 | 942.8627 | 2788.9618 | 511.6104
18 | 5092.397 | 3768.6485 | -7011.6918 | -1111.9506 | -737.4031
18 | 5092.2672 | 3672.1944 | -6985.0606 | -1072.4575 | -706.9436
18 | 5088.9788 | 3413.0498 | -6959.3554 | -958.4441 | -584.229
18 | 5087.1054 | 3545.2642 | -7041.8411 | -979.0794 | -611.449
18 | -6690.4712 | 4491.0903 | 2670.2772 | 1617.6644 | -2088.5607
18 | -6701.4965 | 3997.3512 | 2092.492 | 2665.0423 | -2053.389
18 | 5112.0125 | 4204.7345 | -6601.6731 | -1376.2766 | -1338.7973
18 | 5094.5695 | 3771.17 | -6959.7354 | -1121.6038 | -784.4003
18 | 5094.5624 | 2843.7892 | -6472.7278 | -776.5506 | -689.0733
18 | 5071.8789 | 4076.5183 | -6965.5029 | -773.4193 | -1409.475
18 | 5096.7188 | 3780.6653 | -6936.0933 | -1151.9931 | -789.2977
18 | 5089.5522 | 3574.6269 | -7014.9254 | -992.5373 | -656.7164
18 | 5159.7655 | 4297.4121 | -5242.5799 | -1456.1666 | -2758.4311
18 | 5027.2246 | 4187.6627 | -8301.7689 | -808.2248 | -104.8936
18 | 4954.8286 | 4147.7982 | -9437.2186 | -560.7449 | 895.3367
18 | 4948.394 | 3883.6396 | -9659.4937 | -35.4227 | 862.8828
18 | 4948.4561 | 3244.8335 | -9498.6628 | 283.4914 | 1021.8818
18 | 4948.4249 | 3900.7414 | -9663.2083 | -44.2164 | 858.2585
18 | 4953.8436 | 3920.472 | -9569.587 | -96.7546 | 792.026
18 | 5099.1386 | 3868.5194 | -5909.4751 | -545.2625 | -2512.9205
18 | 4923.4282 | 3656.8241 | -9837.0236 | 421.1446 | 835.6266
18 | 5133.3333 | 3133.3333 | -5533.3333 | -733.3333 | -2000
18 | 5098.0625 | 3888.2811 | -5928.0619 | -542.7186 | -2515.5631
18 | 4922.5174 | 3680.4587 | -9850.9632 | 422.1909 | 825.7963
18 | 5190.5782 | 4209.4218 | -3884.7966 | -1477.5161 | -4037.6874
18 | 5095.1344 | 3668.1191 | -5380.5374 | -236.7466 | -3145.9695
19 | 5036.0618 | 3815.7634 | -2210.2484 | -641.5767 | -6000
19 | 4442.7967 | 6175.3065 | 820.2457 | -5438.3489 | -6000
19 | -5708.5315 | 6327.4685 | 8239.2972 | -2858.2342 | -6000
19 | -5705.1462 | 6238.8292 | 8422.1028 | -2955.7858 | -6000
19 | -5763.7234 | 934.0246 | 5258.9363 | 5570.7626 | -6000
19 | -5874.181 | 5622.5113 | 1860.2473 | -740.6196 | -867.958
19 | -5472.1168 | 5311.202 | -1238.6018 | 52.8381 | 1346.6785
19 | -5912.2813 | 3177.7332 | 1554.6691 | -1455.8345 | 2635.7135
19 | -5894.4573 | 2053.05 | 2852.0151 | -2316.0217 | 3305.4138
19 | -5911.4445 | 349.1193 | 1914.3155 | 383.3722 | 3264.6375
19 | 4251.3944 | 5650.3436 | 2064.0723 | -5965.8103 | -6000
19 | 4465.6176 | 6131.6576 | 755.7235 | -5352.9987 | -6000
19 | -5709.3676 | 6286.0623 | 8194.1504 | -2770.8451 | -6000
19 | -5698.243 | 5973.8397 | 8794.88 | -3070.4768 | -6000
19 | -5872.3542 | 5591.1513 | 1917.2047 | -684.6652 | -951.3365
19 | -5467.3199 | 5277.0458 | -1203.3588 | 115.5219 | 1278.1109
19 | -5907.352 | 3022.358 | 1728.5037 | -1294.5371 | 2451.0274
19 | 4183.054 | 5262.7519 | 2666.0193 | -6111.8252 | -6000
19 | -5744.6482 | 4538.7618 | 6288.9998 | 916.8865 | -6000
19 | -5776.1383 | 2815.5774 | 4588.5296 | 4372.0314 | -6000
19 | -5776.6924 | 2951.7439 | 4558.6117 | 4266.3368 | -6000
19 | -5850.2064 | 4529.8722 | 2374.6976 | 1373.9494 | -2428.3128
19 | -5297.0715 | 4476.5136 | -2132.5828 | 1743.9345 | 1209.2062
19 | -5210.0406 | 4030.3691 | -2573.0489 | 2604.9222 | 1147.7983
19 | -5821.5372 | 3124.701 | 3001.9568 | 3964.9524 | -4270.073
19 | -5821.7423 | 3234.5429 | 2986.1403 | 3880.6068 | -4279.5477
19 | -5210.5885 | 4063.9986 | -2573.5844 | 2579.6244 | 1140.5499
19 | 5122.441 | 3442.8963 | -2645.4219 | 80.0846 | -6000
19 | 5073.0386 | 1239.7195 | -1896.5844 | 1583.8264 | -6000
19 | 4832.2446 | 1828.8078 | -590.3075 | -70.7449 | -6000
19 | -809.4871 | -253.3983 | 1555.877 | 5507.0083 | -6000
19 | 4961.1827 | 541.8098 | -1157.36 | 1455.4511 | -5801.0836
19 | 5042.5596 | -421.2757 | -1454.7241 | 2521.7872 | -5688.347
19 | 5057.5333 | 321.5906 | -1682.1625 | 2107.295 | -5804.2565
19 | 5064.2328 | -2051.2131 | -2026.5824 | 2510.5497 | -3496.987
19 | 5120.6304 | -3430.0439 | -3235.449 | 1678.8773 | -134.0148
19 | 5138.0517 | -3935.8354 | -3655.9585 | 1364.45 | 1089.2923
19 | 5123.182 | -4176.569 | -3693.5022 | 1148.5224 | 1598.3667
19 | 4504.4199 | -4334.5843 | 557.2303 | -735.8266 | 8.7607
19 | 4118.2531 | -5313.678 | 3503.0289 | -1319.9698 | -987.6342
19 | 5123.2116 | -4970.258 | -3429.6426 | 1682.1482 | 1594.5407
19 | 5023.6629 | -1897.3788 | -1216.0156 | 3162.0847 | -5072.3533
19 | 4963.3963 | 2218.1218 | -3755.4755 | 2573.9574 | -6000
19 | 4918.6724 | 1929.2492 | -4012.0883 | 3164.1666 | -6000
19 | 4885.2989 | 295.3166 | -3393.0774 | 4212.462 | -6000
19 | 4941.3649 | 543.73 | -3006.4055 | 3521.3107 | -6000
19 | 4915.3601 | -70.653 | -2803.233 | 3958.5259 | -6000
19 | 4864.6944 | -574.7293 | -3219.9273 | 4748.3141 | -5818.3519
19 | 4938.0116 | -270.462 | -2705.9469 | 3851.9484 | -5813.5512
19 | 4864.1055 | -592.2845 | -3225.9983 | 4757.7599 | -5803.5825
19 | 3626.238 | -674.7944 | -2147.1137 | 5018.0533 | -5822.3833
19 | 457.4634 | -910.3754 | 637.4241 | 5647.8733 | -5832.3854
19 | 316.8024 | -905.2362 | 713.0779 | 5716.2449 | -5840.889
19 | -5773.5711 | -1621.0783 | 5259.9307 | 7069.1771 | -4934.4584
19 | -5741.9612 | -4175.7221 | 8702.0869 | 2679.6156 | -1464.0193
19 | -5824.281 | -2308.4754 | 3623.6777 | 7239.3717 | -2730.2931
19 | -5257.4009 | -4057.4735 | -1260.0534 | 7536.8975 | 3038.0303
19 | -5306.0376 | -4179.9936 | -965.9937 | 7296.7964 | 3155.2284
19 | -5299.5749 | -4476.0503 | -929.4866 | 7536.652 | 3168.4599
19 | 4913.1678 | -2547.3436 | -1419.1864 | 4666.9561 | -5613.5939
19 | 4689.4424 | -3071.3484 | -9135.5742 | 5369.9577 | 2147.5225
19 | 4913.1751 | -4050.7516 | -7138.0387 | 3187.8489 | 3087.7663
19 | 4961.2592 | -4075.5101 | -6459.6433 | 2781.3648 | 2792.5294
19 | 2023.7833 | -4127.0485 | -5306.6304 | 4264.9398 | 3144.9558
19 | -5607.433 | -4386.5448 | 1109.6116 | 6243.9978 | 2640.3684
19 | -5878.3772 | -4457.8304 | 3027.9492 | 5387.621 | 1920.6375
19 | -5740.5665 | -4683.0818 | 9174.3986 | 1919.2716 | -670.0219
19 | -5735.1778 | -4774.8486 | 9419.3596 | 1852.7436 | -762.0768
19 | -5888.5024 | -3398.7688 | 2737.5053 | 4116.4979 | 2433.2681
19 | 4827.1096 | -5700.3596 | -6796.7245 | 4478.8297 | 3191.1448
19 | 4969.9901 | -1318.9769 | -2633.5882 | 3636.5013 | -4653.9262
19 | 4864.6107 | -596.7583 | -3209.6972 | 4756.4615 | -5814.6167
19 | 4896.8836 | -1677.102 | -2222.3095 | 4705.7383 | -5703.2104
19 | 4925.8734 | -1050.0576 | -2427.2119 | 4239.9278 | -5688.5316
19 | 4971.0226 | -1466.5648 | -1699.96 | 3768.4454 | -5572.9432
19 | 4838.5289 | 3117.4302 | -10227.8543 | 1578.2617 | 693.6335
19 | 5123.0251 | 3470.3408 | -2653.9747 | 60.6088 | -6000
19 | 5120.8419 | 3529.182 | -2587.4098 | -62.6141 | -6000
19 | 5087.3951 | 3664.1424 | -2414.4201 | -337.1174 | -6000
19 | 4596.6656 | 5616.6043 | 93.1065 | -4306.3764 | -6000
19 | -5723.9735 | 5562.6913 | 7405.4305 | -1244.1482 | -6000
19 | -5708.9345 | 4599.6621 | 8217.5361 | -1108.2637 | -6000
19 | -5743.2178 | 933.4851 | 6366.2378 | 4443.4949 | -6000
19 | -5851.8505 | 4670.9127 | 2362.0413 | 1094.962 | -2276.0656
19 | 4375.8234 | 3697.8865 | 1887.7077 | -3961.4177 | -6000
19 | 5230.0044 | 4890.4844 | -4558.1091 | -2610.6473 | -2951.7324
19 | 5199.0725 | 2587.3624 | -4144.9448 | -1685.3665 | -1956.1235
19 | 4367.4478 | 3349.4234 | 1977.6971 | -3829.4907 | -5865.0775
19 | 5231.8053 | 2813.6191 | -4753.2432 | -2401.3642 | -890.817
19 | 5185.0538 | 3440.7887 | -5246.6218 | -4347.0261 | 967.8055
19 | 4028.2455 | 4275.0117 | 3593.7994 | -6624.209 | -5272.8475
19 | 5140.4783 | 2379.3369 | -5267.0211 | -4683.3266 | 2430.5325
19 | 4843.3626 | 1046.994 | -3507.0472 | -5619.7139 | 3236.4045
19 | 4786.9381 | 833.4293 | -3159.7887 | -5788.5728 | 3327.9941
19 | 4204.3663 | -71.3715 | 854.8528 | -7236.4964 | 2248.6488
19 | 4079.1063 | -183.3513 | 1745.3076 | -7529.0525 | 1887.9899
19 | 3236.8476 | -925.6235 | 7736.3289 | -9493.7947 | -553.7583
19 | 3222.0169 | -992.4482 | 7835.0334 | -9519.7829 | -544.8192
19 | 5099.2574 | -1335.33 | -4544.7065 | -2492.8396 | 3273.6186
19 | 5101.5511 | -3041.0352 | -4066.281 | -864.3915 | 2870.1566
19 | 4609.7349 | -1419.4245 | -1366.8086 | -4351.4613 | 2527.9596
19 | 5120.1349 | -5204.9393 | -3350.948 | 1661.3598 | 1774.3926
19 | 5104.6628 | -727.6861 | -4672.1118 | -2890.4007 | 3185.5358
19 | 5128.0239 | -4674.8351 | -3440.1508 | 1407.6343 | 1579.3277
19 | 5186.5765 | 1759.7226 | -4030.6153 | -1339.5196 | -1576.1642
19 | 4341.311 | 2534.2834 | 2192.4535 | -3518.8129 | -5549.235
19 | -5706.9586 | 2416.9461 | 8745.8637 | -299.1027 | -5156.7486
19 | -5741.5703 | -25.2228 | 6655.0795 | 4711.9671 | -5600.2535
19 | 5021.4039 | -502.7047 | -1062.9762 | 2528.1709 | -5983.8939
19 | 4951.0389 | -1009.3695 | -1600.4443 | 3611.128 | -5952.3531
19 | 4948.065 | -591.9778 | -3352.5706 | 3114.8445 | -4118.3611
19 | 5218.306 | 1979.0444 | -4620.2688 | -2033.5714 | -543.5102
19 | 5158.7542 | 2777.9293 | -5248.7316 | -4511.9439 | 1823.992
19 | 3926.3144 | 3666.6933 | 4169.672 | -6938.0079 | -4824.6718
19 | 3262.7943 | -693.5986 | 7642.8321 | -9343.9124 | -868.1154
19 | -5678.8262 | 3709.7351 | 10666.9757 | -4345.0616 | -4352.8231
19 | -5903.6898 | 2801.6179 | 1982.7737 | -1444.7465 | 2564.0447
19 | -5881.4057 | 1395.5054 | 3604.7544 | -2520.1782 | 3401.324
19 | -5660.516 | -400.3575 | 13503.3789 | -6784.9877 | -657.5177
19 | 5141.5876 | 2369.1512 | -5256.5876 | -4641.4573 | 2387.306
19 | 4861.345 | 1112.4717 | -3596.5621 | -5524.6674 | 3147.4128
19 | 4754.0565 | 706.3881 | -2936.2657 | -5845.7451 | 3321.5663
19 | 4154.87 | -224.2174 | 1192.872 | -7334.963 | 2211.4385
19 | 4130.399 | -246.0939 | 1366.8325 | -7392.1172 | 2140.9796
19 | 3260.3753 | -1012.835 | 7555.3469 | -9421.6268 | -381.2604
19 | 3670.6115 | -3620.4801 | 5791.501 | -5084.0491 | -757.5834
19 | -681.8812 | -954.5803 | 10504.3169 | -8444.123 | -423.7325
19 | -4026.0066 | -864.0876 | 12714.0813 | -7496.6284 | -327.3587
19 | 3979.2015 | -225.6616 | 1350.6685 | -7302.2167 | 2198.0083
19 | -5746.6073 | -265.9779 | 9933.2221 | -5420.6679 | 1500.031
19 | -5663.5445 | -789.0652 | 13578.0061 | -6944.2177 | -181.1788
19 | -5667.7169 | -1548.6344 | 13273.4504 | -5717.428 | -339.671
19 | 5097.8476 | -1680.9126 | -4460.7387 | -2217.9078 | 3261.7115
19 | 5100.0826 | -3343.0035 | -3994.5464 | -631.0986 | 2868.5659
19 | 4234.0633 | -487.575 | 758.845 | -6771.3384 | 2266.005
19 | 5116.961 | -5308.338 | -3344.8557 | 1662.8784 | 1873.3542
19 | 4971.3293 | -4797.9365 | -5910.2427 | 2602.6141 | 3134.2358
19 | 4892.0979 | -5241.9532 | -6459.4005 | 3596.8403 | 3212.4155
19 | 4669.2878 | -5380.5592 | -6454.8888 | 3943.7101 | 3222.4501
19 | 4959.4393 | -4673.4808 | -6153.5588 | 2649.2351 | 3218.3653
19 | 3881.8915 | 800.8242 | -2546.9854 | -5507.442 | 3371.7117
19 | 5107.8061 | -561.4248 | -4695.463 | -2950.3512 | 3099.433
19 | 5130.1057 | 2732.5412 | -5671.7537 | -4362.0413 | 2171.1481
19 | 5122.0547 | -4966.0697 | -3402.4505 | 1499.0575 | 1747.4081
19 | 5142.313 | 1678.6579 | -5792.9318 | -1073.7486 | 45.7096
19 | 5145.4788 | 1624.5157 | -4977.9487 | -905.537 | -886.5088
19 | -5836.6736 | 1691.1146 | 3593.3249 | 2004.8333 | -1452.5992
19 | -5821.0734 | 661.8268 | 3857.4697 | 3910.9138 | -2609.1368
19 | 5048.8841 | 656.6759 | -4642.5538 | 917.4896 | -1980.4958
19 | 4937.3657 | -368.5089 | -4280.091 | 2851.073 | -3139.8388
19 | 5122.3899 | 1554.5355 | -5578.8912 | -680.4006 | -417.6336
19 | 5063.745 | 1425.45 | -6675.7178 | -260.5555 | 447.0783
19 | -5757.9191 | 1501.1402 | 1859.14 | 2575.8478 | -178.209
19 | -5861.0024 | 1581.7812 | 2645.9068 | 2353.2397 | -719.9252
19 | -5906.9267 | 2681.6036 | 1782.0698 | -1068.9678 | 2512.221
19 | -5905.8218 | -1053.5828 | 2256.9831 | 1359.7058 | 3342.7157
19 | -5476.799 | -4263.1473 | 215.8465 | 6258.9171 | 3265.1827
19 | -5846.5555 | 862.005 | 2963.4246 | 3666.2848 | -1645.1589
19 | -5459.3359 | 1392.2781 | -562.1003 | 2831.0909 | 1798.0672
19 | -5443.6441 | 1398.8036 | -703.3252 | 2806.2532 | 1941.9125
19 | -5659.3592 | 1183.9868 | 1251.8427 | 3223.0131 | 0.5166
19 | 5034.6845 | 1388.3805 | -7415.8065 | -136.5186 | 1129.2601
19 | 5001.4866 | 1363.7715 | -7898.145 | -50.2269 | 1583.1139
19 | -5151.7758 | 1384.125 | -927.5329 | 2769.2249 | 1925.9588
19 | 4992.9796 | 1223.0555 | -8023.035 | 245.8649 | 1561.135
19 | 4958.3433 | -4334.331 | -6310.0368 | 2534.3768 | 3151.6478
19 | 4890.7355 | 476.8326 | -8128.692 | 1804.712 | 956.4118
19 | 4884.2159 | 539.6678 | -8583.3826 | 1702.8482 | 1456.6506
19 | -5761.625 | 3697.9681 | 5372.2493 | 2691.4077 | -6000
19 | -5769.5949 | 3191.3291 | 4941.8743 | 3636.3915 | -6000
19 | -5771.9212 | 3272.385 | 4845.1158 | 3596.6975 | -5942.2771
19 | -5829.8453 | 3665.062 | 2833.2165 | 3041.8414 | -3710.2747
19 | 5120.1208 | 3505.0424 | -2574.7609 | -50.4022 | -6000
19 | 5047.5348 | 511.6959 | -1422.2811 | 1863.0504 | -6000
19 | 4519.9953 | 2643.3374 | 1265.5446 | -2428.8772 | -6000
19 | 5032.9324 | -139.5176 | -1200.9403 | 2307.5254 | -6000
19 | 4889.7193 | 210.8449 | -424.0272 | 1323.4631 | -6000
19 | 5017.3372 | -1062.9756 | -985.2737 | 2834.0325 | -5803.1203
19 | 4998.9495 | -2923.186 | -801.1172 | 3630.1334 | -4904.7798
19 | 5099.5482 | -5382.6601 | -2957.4195 | 2146.6471 | 1093.8844
19 | 5106.0069 | -5570.1775 | -3113.3195 | 2030.0761 | 1547.4139
19 | 4123.0711 | -5821.1931 | 3639.1898 | -963.3101 | -977.7577
19 | 5023.8488 | -394.361 | -1094.3389 | 2464.8511 | -6000
19 | 4965.3462 | -286.8964 | -769.5917 | 2091.142 | -6000
19 | 4850.9597 | 175.3075 | -186.7903 | 1160.5231 | -6000
19 | 1029.4456 | -688.6354 | 1596.4511 | 4062.7387 | -6000
19 | 4895.0861 | -115.0094 | -388.44 | 1608.3633 | -6000
19 | 2430.7987 | -1024.5093 | 549.0054 | 4044.7052 | -6000
19 | 5008.7854 | -1249.901 | -888.4743 | 2954.1829 | -5824.5929
19 | 4989.3154 | -3219.6049 | -693.4782 | 3797.143 | -4873.3753
19 | 5091.6566 | -5721.68 | -2887.1301 | 2287.9609 | 1229.1927
19 | 5096.0445 | -5849.0753 | -2993.0452 | 2208.7651 | 1537.3109
19 | 4119.2029 | -6098.5345 | 3717.5986 | -766.0622 | -972.2047
19 | 4921.3181 | -2465.8927 | -1314.6431 | 4507.3818 | -5648.1641
19 | 4915.5587 | -2731.7804 | -1311.0035 | 4664.0347 | -5536.8096
19 | -5756.8363 | -3986.1779 | 6656.621 | 7034.8296 | -3948.4364
19 | -5849.6392 | -5244.1656 | 3662.1566 | 7346.2984 | 85.3498
19 | -5595.3308 | -6028.7846 | 1471.2634 | 7479.7716 | 2673.0805
19 | 4902.5285 | -3071.2488 | -2131.4977 | 4745.7454 | -4445.5274
19 | 4742.52 | -5342.3149 | -7545.25 | 5306.5788 | 2838.4661
19 | 4825.7935 | -5706.8495 | -6801.7658 | 4494.3963 | 3188.4255
19 | 4826.7559 | -5710.4188 | -6792.3099 | 4485.2262 | 3190.7466
19 | 4809.7056 | -5710.7789 | -6783.9595 | 4492.9287 | 3192.104
19 | 3631.1085 | -5741.9007 | -6036.919 | 4932.2794 | 3215.4319
19 | -5636.5665 | -6057.0441 | 1755.2393 | 7335.7319 | 2602.6394
19 | -5871.6549 | -6118.8961 | 3419.7109 | 6592.685 | 1978.1551
19 | -5727.5323 | -6354.4644 | 9847.6773 | 2965.4799 | -731.1605
19 | -5880.4402 | -5199.987 | 3167.7033 | 5489.7778 | 2422.946
19 | 482.5788 | -5764.6434 | -4172.3955 | 6234.6155 | 3219.8445
19 | 3632.4813 | -908.7225 | -495.2959 | 3771.5371 | -6000
19 | 5053.6122 | 2948.2259 | -3006.4668 | 1004.6287 | -6000
19 | -2102.395 | 2842.7792 | 2019.652 | 3239.9638 | -6000
19 | 4959.6825 | 1794.1181 | -3365.8982 | 2612.0976 | -6000
19 | 4952.0396 | -716.8409 | -1750.1392 | 3514.9405 | -6000
19 | 5121.3677 | 3538.9578 | -2595.8876 | -81.4013 | -5983.0365
19 | 5039.1007 | 2959.0917 | -3265.4087 | 1171.5752 | -5904.3589
19 | -819.8705 | 2874.3755 | 810.4163 | 3025.4707 | -5890.3921
19 | 4961.1864 | 2437.1092 | -4031.6825 | 2317.6403 | -5684.2534
19 | 4960.8397 | 2435.204 | -4034.4347 | 2321.8412 | -5683.4502
19 | 4960.8874 | 2427.9017 | -4026.8756 | 2325.1379 | -5687.0514
19 | 4964.1415 | 2324.926 | -3805.8971 | 2516.8296 | -6000
19 | 4923.3307 | 2078.3311 | -4049.1752 | 3047.5134 | -6000
19 | 4924.173 | 2084.5344 | -4042.9237 | 3034.2163 | -6000
19 | 4960.1391 | 2313.1683 | -3816.0277 | 2542.7204 | -6000
19 | 5044.3257 | 2964.4238 | -3156.6787 | 1147.9292 | -6000
19 | -1808.2363 | 2866.2389 | 1629.5375 | 3312.4598 | -6000
19 | -5771.2478 | 3221.3935 | 4852.6212 | 3697.2331 | -6000
19 | 4946.3304 | 1926.6106 | -3677.9839 | 2805.0429 | -6000
19 | 4840.3459 | 3169.2234 | -10230.7128 | 1538.8459 | 682.2976
19 | 5150.1494 | 3804.738 | -3144.8643 | -564.7167 | -5245.3064
19 | 5216.2389 | 4621.3812 | -4340.3434 | -2092.1344 | -3405.1423
19 | 5253.6973 | 5551.8135 | -5389.5043 | -3850.887 | -1565.1196
19 | 5243.447 | 5528.2053 | -5600.3414 | -3778.5685 | -1392.7424
19 | 4990.2194 | 4256.2567 | -9324.3281 | -772.693 | 850.545
19 | 4969.2097 | 2938.5907 | -9200.3942 | 169.3468 | 1123.247
19 | 5047.368 | 5201.5591 | -8485.3395 | -2761.7833 | 998.1957
19 | 5254.3357 | 5501.0667 | -5410.9848 | -3861.0594 | -1483.3582
19 | 5224.9513 | 2224.502 | -4725.6253 | -1724.2774 | -999.5507
19 | 5160.2262 | -2445.8058 | -3906.6918 | 651.2724 | 540.9991
19 | 5172.8395 | 1691.358 | -5395.0617 | -950.6173 | -518.5185
19 | 5160.4938 | 2641.9753 | -5938.2716 | -1382.716 | -481.4815
19 | 5241.4258 | 3469.9715 | -4898.6072 | -2584.2444 | -1228.5458
19 | 5130.8298 | 2560.0852 | -5467.5055 | -4792.8525 | 2569.443
19 | 4871.5248 | 1397.2954 | -3931.5048 | -5610.0757 | 3272.7603
19 | 4417.78 | 692.5776 | -804.6408 | -6737.8128 | 2432.096
19 | 3793.3207 | 134.3245 | 3634.5479 | -8196.2941 | 634.101
19 | 3352.9455 | -253.7727 | 6766.9548 | -9223.56 | -642.5676
19 | 3554.5946 | -1367.6986 | 5834.7019 | -7282.5546 | -739.0434
19 | -64.9926 | 655.7236 | 3222.0678 | -5902.1782 | 2089.3794
19 | -5779.1685 | 632.0367 | 8264.5503 | -4796.7174 | 1679.2989
19 | -5677.3107 | -9.412 | 12734.057 | -6665.0081 | -382.3262
19 | -5731.7176 | -4380.6973 | 9618.0434 | 1232.7885 | -738.4171
19 | -5663.6616 | -602.1387 | 13508.4131 | -6934.894 | -307.7189
19 | 5099.2721 | -177.5661 | -4943.3207 | -3213.0747 | 3234.6894
19 | 5101.158 | -1579.9956 | -4549.9597 | -1874.166 | 2902.9633
19 | 5112.5516 | -2938.7595 | -4102.6912 | -296.2731 | 2225.1722
19 | 5101.4592 | -2658.4479 | -4193.454 | -1126.1153 | 2876.5581
19 | 4971.5355 | -3065.0823 | -6473.3713 | 1401.1731 | 3165.7449
19 | 4926.2613 | -3952.4746 | -7076.3054 | 3007.0628 | 3095.4559
19 | 4918.4876 | -4010.9977 | -7112.9267 | 3114.5054 | 3090.9314
19 | 4930.9526 | -3969.2934 | -6993.5109 | 2976.9276 | 3054.9241
19 | 4927.0952 | -3975.2307 | -7050.9268 | 2998.597 | 3100.4653
19 | 3940.0176 | -3460.0972 | -6078.1042 | 2440.2739 | 3157.9098
19 | 4959.0643 | -3664.8184 | -6509.7722 | 2035.3909 | 3180.1354
19 | 4944.2374 | -4434.1333 | -6533.037 | 2821.9477 | 3200.9852
19 | 4896.1485 | -5092.5456 | -6538.2249 | 3516.3697 | 3218.2523
19 | 4952.0351 | -4567.0774 | -6329.715 | 2719.014 | 3225.7434
19 | 5099.1329 | -969.0513 | -4664.7441 | -2752.3429 | 3287.0054
19 | 4815.9414 | 972.9811 | -3400.9148 | -5723.4226 | 3335.415
19 | 5255.2953 | 5523.6538 | -5288.004 | -3805.7923 | -1685.1528
19 | 5230.6141 | 4897.8298 | -4569.1976 | -2624.3569 | -2934.8893
19 | 5228.1625 | 4883.005 | -4599.8397 | -2590.8113 | -2920.5165
19 | 5124.225 | 4538.092 | -6510.2319 | -1670.6847 | -1481.4004
19 | 5071.0445 | 4119.421 | -6965.6381 | -771.1223 | -1453.7051
19 | 4957.2944 | 3948.7399 | -9502.1436 | -130.231 | 726.3403
19 | 4914.2331 | 3184.5324 | -7953.0046 | 1248.224 | -1393.985
19 | -5645.4522 | 3940.4656 | 1142.8668 | 2600.5649 | -2038.4452
19 | 4887.3167 | 3509.2343 | -9862.7465 | 807.1288 | 659.0667
19 | -5285.4932 | 4407.9296 | -2120.8982 | 1875.1615 | 1123.3003
19 | 4903.5318 | 685.3665 | -7401.7426 | 1900.1779 | -87.3335
19 | -5716.7213 | 1321.2457 | 1773.2712 | 3292.6468 | -670.4424
19 | 5102.3524 | 3778.627 | -6634.5226 | -1062.938 | -1183.5188
19 | 5038.5138 | 4498.8369 | -8614.1064 | -1345.9598 | 422.7155
19 | 4998.1837 | 4296.2607 | -9207.2051 | -867.2307 | 779.9915
19 | 4989.9731 | 3642.8905 | -9109.3338 | -419.9808 | 896.451
19 | 5005.7081 | 3590.0378 | -8830.8295 | -531.3947 | 766.4783
19 | 5009.9521 | 4490.9233 | -9034.4353 | -1276.8366 | 810.3966
19 | -5316.7708 | 4557.0754 | -1961.1664 | 1572.9897 | 1147.872
19 | -5421.6669 | 1824.5195 | -901.25 | 2671.972 | 1826.4254
19 | 5056.1699 | 3862.192 | -8095.4077 | -1141.0676 | 318.1134
19 | 5064.2778 | 3068.6474 | -7654.983 | -853.5279 | 375.5857
19 | -5815.4774 | 4628.5707 | 2091.2291 | 1194.0028 | -2098.3251
19 | 5123.2476 | 3944.4053 | -6455.725 | -1416.9042 | -1195.0237
19 | 5118.1165 | 3321.7265 | -6395.3249 | -1149.6409 | -894.8773
19 | 5085.5069 | 1606.9803 | -6214.4502 | -408.7411 | -69.2959
19 | -5821.4979 | 1674.0332 | 2363.3978 | 2457.2721 | -673.2052
19 | -5859.7831 | 1677.868 | 2651.5734 | 2370.6253 | -840.2837
19 | -5846.0105 | 971.098 | 2957.0446 | 3634.6472 | -1716.7792
19 | 5121.056 | 1616.0332 | -5577.6774 | -667.1813 | -492.2305
19 | 5114.9224 | 4177.0324 | -5969.4727 | -1003.7746 | -2318.7075
19 | 5128.8355 | 3797.5033 | -6049.0757 | -1208.5954 | -1668.6678
19 | 5175.9335 | 4084.2964 | -5483.0588 | -1868.8082 | -1908.3629
19 | 5136.1712 | 3218.0917 | -6023.4009 | -1248.9414 | -1081.9205
19 | 5238.2234 | 4350.9752 | -4756.9919 | -2719.455 | -2112.7517
19 | 5231.7118 | 5469.2602 | -5772.9199 | -3639.269 | -1288.7831
19 | 5049.9715 | 5165.9753 | -8446.946 | -2695.7923 | 926.7915
19 | 5257.004 | 5397.6703 | -5330.0302 | -3825.9906 | -1498.6535
19 | 5250.9079 | 4527.2886 | -5119.7663 | -3273.7642 | -1384.666
19 | 5239.3222 | 3343.8923 | -4855.9248 | -2622.7196 | -1104.5701
19 | 5148.5983 | 2353.5096 | -5979.9058 | -1317.2908 | -204.9113
19 | 5110.6575 | 3960.9996 | -5612.6986 | -608.6165 | -2850.342
19 | 5096.204 | 3799.0438 | -5433.4492 | -299.2852 | -3162.5133
19 | 4993.7092 | 3794.3849 | -8239.6319 | 34.5993 | -583.0615
19 | 4935.6178 | 3792.1915 | -9718.1715 | 211.4657 | 778.8965
19 | 4924.4861 | 3691.0727 | -9796.8904 | 415.3263 | 766.0053
19 | 4924.3028 | 3695.9623 | -9799.654 | 415.5207 | 763.8683
20 | 5124.6889 | 3543.1439 | -2679.495 | 11.6622 | -6000
20 | 4965.7217 | 2394.8501 | -3834.5382 | 2473.9664 | -6000
20 | 4952.9573 | 2317.6109 | -3910.7517 | 2640.1835 | -6000
20 | -5986.7802 | 3051.2744 | 4713.8699 | 4221.6359 | -6000
20 | -5997.0109 | 2491.4346 | 4161.4097 | 5344.1667 | -6000
20 | -5997.1909 | 2535.6733 | 4151.6897 | 5309.8279 | -6000
20 | 4840.8107 | 1593.2544 | -4554.2156 | 4120.1504 | -6000
20 | 4796.0808 | -596.6737 | -3724.5674 | 5525.1603 | -6000
20 | -5971.5644 | -1365.1224 | 5535.5201 | 7801.1667 | -6000
20 | -5957.4374 | -1551.7475 | 6298.3781 | 7210.8068 | -6000
20 | -5939.4023 | -2041.0657 | 7272.2756 | 6708.1925 | -6000
20 | -6016.1107 | -1929.679 | 4082.5292 | 7958.2438 | -4094.9833
20 | -5337.0407 | -3851.9104 | -1736.6189 | 8333.0645 | 2592.5055
20 | 4842.5082 | -727.043 | -3212.3272 | 5096.862 | -6000
20 | 4613.5595 | -2936.0448 | -9747.5415 | 6175.6477 | 1894.3792
20 | 4796.819 | -3696.9585 | -8071.8808 | 4395.8101 | 2576.2103
20 | 4960.4496 | -4193.6192 | -6318.7868 | 2872.8243 | 2679.132
20 | -5739.9644 | -4491.7131 | 870.5203 | 6637.0199 | 2724.1372
20 | -6084.3888 | -4569.9653 | 3321.741 | 5575.1411 | 1757.4721
20 | -5955.5173 | -4745.2729 | 9019.243 | 2447.198 | -765.6508
20 | -5919.5756 | -5335.7629 | 10639.6292 | 2022.2888 | -1406.5795
20 | 5013.4091 | -4216.7758 | -5557.9715 | 2429.7571 | 2331.5811
20 | -3887.0607 | -3742.4245 | -2967.6352 | 8024.9959 | 2572.1245
20 | 4842.6104 | 1650.8507 | -4568.5438 | 4075.0826 | -6000
20 | 4799.683 | 2188.3161 | -7511.8885 | 3402.0833 | -2878.1939
20 | -5809.9943 | 2931.8628 | 1706.3475 | 4766.1242 | -3594.3402
20 | -6021.8677 | 3002.8378 | 3387.1403 | 4495.8935 | -4864.0039
20 | -6014.1954 | 2615.2775 | 3556.4147 | 5196.5714 | -5354.0682
20 | -6014.2557 | 2647.0899 | 3551.8204 | 5172.0915 | -5356.7461
20 | 4751.5999 | 2806.955 | -10859.8437 | 2621.9524 | 679.3364
20 | -5268.6595 | 3697.2674 | -3189.8849 | 3669.8571 | 1091.42
20 | 4498.4722 | 6033.7428 | 519.3215 | -5051.5365 | -6000
20 | -5923.5079 | 6184.888 | 8130.5724 | -2391.9524 | -6000
20 | -5871.6091 | 4830.3597 | 10933.1074 | -3891.858 | -6000
20 | -5887.7818 | 3016.2523 | 10059.7852 | -1188.2558 | -6000
20 | -5929.244 | -738.61 | 7820.8234 | 4847.0306 | -6000
20 | -5868.0998 | 3791.8336 | 11614.0379 | -4520.631 | -5017.1407
20 | 3822.5872 | 4186.0214 | 4910.3059 | -6918.9145 | -6000
20 | 4077.638 | 2507.9881 | 3744.7699 | -4330.3961 | -6000
20 | -3412.5782 | 4608.691 | 9527.5299 | -4723.6427 | -6000
20 | 3369.746 | 731.5264 | 7082.3281 | -8746.3021 | -2437.2985
20 | 5050.8646 | 250.8376 | -1560.4735 | 2258.7714 | -6000
20 | 4929.4692 | -360.343 | -2601.9518 | 4032.8257 | -6000
20 | 4909.1664 | -1228.6248 | -2249.0221 | 4568.4806 | -6000
20 | 4955.4953 | -1673.7817 | -1384.7605 | 4103.047 | -6000
20 | -2391.5679 | -2304.3375 | 5225.4776 | 5470.4278 | -6000
20 | 4856.1905 | -2406.8952 | -1871.7902 | 5422.4949 | -6000
20 | 4971.9462 | -1632.4346 | -2546.0552 | 3706.4294 | -4499.8858
20 | 5010.9677 | -1374.3584 | -922.7077 | 3286.0984 | -6000
20 | 4350.077 | 282.7056 | 2649.5219 | -1282.3045 | -6000
20 | 4997.313 | -2060.4677 | -716.0104 | 3665.3867 | -5886.2217
20 | 4659.3457 | -3125.7226 | 1463.6112 | 2586.8857 | -5584.12
20 | 5062.1846 | -2343.1513 | -2013.7721 | 2618.4837 | -3323.7448
20 | 5114.8032 | -3574.8929 | -3136.6631 | 1830.1085 | -233.3557
20 | 5135.069 | -4136.258 | -3622.2326 | 1460.3789 | 1163.0427
20 | 5126.3002 | -4275.1372 | -3645.2089 | 1330.2212 | 1463.8247
20 | 4580.4388 | -4395.7311 | 128.8974 | -293.6944 | -19.9107
20 | 3978.761 | -5886.8523 | 4740.9371 | -1170.4167 | -1662.429
20 | 5126.3212 | -4746.1714 | -3488.5892 | 1647.008 | 1461.4315
20 | 5122.4718 | 3602.9004 | -2611.8947 | -113.4775 | -6000
20 | 4948.1967 | 2343.3672 | -3878.8967 | 2587.3328 | -6000
20 | 4883.2994 | 1950.5149 | -4266.5498 | 3432.7354 | -6000
20 | 4886.3884 | -459.4431 | -2724.7249 | 4297.7796 | -6000
20 | 4585.5034 | 5739.3328 | 131.9033 | -4456.7394 | -6000
20 | 4522.1308 | 5988.4035 | 452.3332 | -4962.8675 | -6000
20 | -5924.378 | 6141.794 | 8083.5853 | -2301.0013 | -6000
20 | -5858.902 | 4309.4938 | 11619.2913 | -4069.8831 | -6000
20 | -5933.6139 | 5684.3829 | 7584.8519 | -1335.621 | -6000
20 | -5990.9591 | 2844.3095 | 4488.208 | 4658.4416 | -6000
20 | 5047.8045 | 523.7279 | -1426.3707 | 1854.8382 | -6000
20 | 4985.9557 | -2234.5128 | -488.8726 | 3737.4297 | -6000
20 | 4387.486 | -770.3918 | 2757.7502 | -374.8444 | -6000
20 | 4977.0256 | -2774.3974 | -366.3861 | 4041.4397 | -5877.6818
20 | 5094.1644 | -5516.4852 | -2866.1518 | 2286.3687 | 1002.104
20 | 5099.7116 | -5670.1422 | -2999.062 | 2185.1662 | 1384.3264
20 | 3979.0697 | -5917.7188 | 4749.0974 | -1148.6977 | -1661.7506
20 | 4663.3649 | -3324.3682 | 1508.8192 | 2743.016 | -5590.832
20 | 5021.0702 | -498.9397 | -1056.2219 | 2534.0914 | -6000
20 | 4975.7031 | -2522.1549 | -368.5516 | 3915.0035 | -6000
20 | 4392.8529 | -1096.2461 | 2793.3374 | -89.9442 | -6000
20 | 4966.8474 | -3057.5335 | -247.0873 | 4216.4761 | -5878.7027
20 | 5086.3217 | -5854.2903 | -2796.6909 | 2426.4142 | 1138.2454
20 | 5089.7374 | -5948.907 | -2878.5325 | 2364.0971 | 1373.605
20 | 3975.3476 | -6195.1024 | 4826.4002 | -951.1673 | -1655.4781
20 | 4662.3768 | -3591.3907 | 1573.1761 | 2956.0951 | -5600.2573
20 | 4883.2014 | -1506.4636 | -2050.9852 | 4674.2474 | -6000
20 | 4861.2491 | -2652.4322 | -1618.0514 | 5409.2345 | -6000
20 | 4915.6146 | -2839.7655 | -875.0117 | 4799.1626 | -6000
20 | -1793.7613 | -3379.5531 | 5146.802 | 6026.5125 | -6000
20 | 1103.5608 | -2920.6051 | 1613.53 | 6203.5143 | -6000
20 | -3836.0522 | -3395.8297 | 6368.3695 | 6863.5124 | -6000
20 | -5931.1508 | -3700.2526 | 7936.2746 | 7258.2888 | -5563.1599
20 | -6001.8384 | -4305.9791 | 5390.9448 | 7936.434 | -3019.5612
20 | -6040.6097 | -4797.3457 | 4126.3216 | 8073.1474 | -1361.5136
20 | -5628.1049 | -5965.0157 | 591.4484 | 8300.8343 | 2700.8379
20 | -5933.4942 | -3218.2199 | 7591.3159 | 7560.3982 | -6000
20 | -5931.379 | -3273.4232 | 7705.5322 | 7499.2701 | -6000
20 | -5940.4184 | -2990.8596 | 7217.4057 | 7713.8723 | -6000
20 | -5934.0592 | -3170.6867 | 7560.8039 | 7543.942 | -6000
20 | 4857.382 | -2741.347 | -1850.1951 | 5433.3669 | -5699.2069
20 | 4667.5903 | -5173.9027 | -8113.0832 | 6109.7653 | 2509.6303
20 | 4682.8519 | -5237.2705 | -7973.5367 | 5961.5431 | 2566.4122
20 | 4888.2886 | -5860.8231 | -5772.544 | 4049.4491 | 2695.6294
20 | -5749.1111 | -6157.1615 | 1374.4255 | 7791.4775 | 2740.3696
20 | -6077.7052 | -6231.8172 | 3712.9843 | 6778.4042 | 1818.1339
20 | -5914.2627 | -6454.1526 | 10938.8928 | 2811.3621 | -1381.8395
20 | 3959.6712 | -5241.0568 | -7548.4627 | 6263.7763 | 2566.072
20 | 4881.9765 | -1392.3368 | -2513.0177 | 4549.1934 | -5525.8154
20 | 4229.1817 | 2700.8629 | 2978.4677 | -3908.5124 | -6000
20 | 3774.8032 | 3717.6947 | 5463.0234 | -6955.5213 | -6000
20 | 3695.7286 | 3501.5221 | 5976.7429 | -7173.9936 | -6000
20 | 3706.0943 | 3422.0835 | 5931.6994 | -7059.8772 | -6000
20 | -2150.3759 | 2847.3106 | 9116.2522 | -3813.1868 | -6000
20 | 3694.0057 | 3494.2865 | 5987.0591 | -7179.4105 | -5995.9408
20 | 3110.5134 | -956.8791 | 8785.7404 | -9534.0251 | -1405.3495
20 | 3096.0106 | -1084.7274 | 8844.9677 | -9605.2988 | -1250.9521
20 | -839.4936 | 3722.7372 | 8899.8621 | -5824.4104 | -5958.6953
20 | -273.105 | 3760.5428 | 8452.5117 | -5939.9494 | -6000
20 | -2105.8606 | 3621.1923 | 9468.9505 | -4984.2821 | -6000
20 | -1940.9118 | 3885.517 | 9474.2291 | -5418.8343 | -6000
20 | -1192.559 | 3766.8727 | 9093.577 | -5697.5431 | -5970.3476
20 | -5855.173 | 3771.0183 | 12032.4724 | -4371.9475 | -5576.3701
20 | -5849.3783 | 2056.1417 | 13156.8656 | -5410.2151 | -3953.4139
20 | -5848.3153 | 67.8258 | 14231.742 | -6532.7877 | -1918.4648
20 | -5886.3857 | 2660.1072 | 10135.1706 | -908.8921 | -6000
20 | -5950.8328 | -590.4442 | 6655.0263 | 5886.2507 | -6000
20 | -5865.8661 | 3188.8448 | 11243.2289 | -2566.2076 | -6000
20 | -5890.3615 | 441.166 | 9920.4798 | 1528.7156 | -6000
20 | 4322.5136 | 3454.4286 | 2269.0033 | -4045.9455 | -6000
20 | 3960.1226 | 4265.4059 | 4250.5684 | -6476.0969 | -6000
20 | 3721.3074 | 3612.5377 | 5802.0653 | -7135.9105 | -6000
20 | 3697.2259 | 3509.7635 | 5966.1575 | -7173.1469 | -6000
20 | -1233.692 | 3915.342 | 8945.1264 | -5626.7764 | -6000
20 | 5168.5849 | 4195.1367 | -3443.0751 | -1191.6037 | -4729.0427
20 | 5052.8805 | 3564.7742 | -5211.5218 | 312.5541 | -3718.6869
20 | 5222.13 | 5028.914 | -4520.3775 | -2716.7823 | -3013.8841
20 | 5198.5142 | 2685.0053 | -4149.9265 | -1742.9319 | -1990.6611
20 | 5230.5129 | 2962.6499 | -4802.5954 | -2575.6818 | -814.8858
20 | 5193.2835 | 3486.9826 | -5202.2379 | -4147.8518 | 669.8235
20 | 5140.77 | 2267.7113 | -5234.7322 | -4572.601 | 2398.8519
20 | 5070.6287 | 1973.1495 | -4814.7611 | -4793.1205 | 2564.1033
20 | 4449.0011 | 135.4093 | -824.323 | -6546.56 | 2786.4725
20 | 4348.2895 | -27.4027 | -130.9544 | -6795.5617 | 2605.6293
20 | 3109.3881 | -1055.4832 | 8737.0949 | -9605.2391 | -1185.7608
20 | 3094.2223 | -1124.6874 | 8837.7457 | -9632.0076 | -1175.2731
20 | 3089.9674 | -1159.1271 | 8869.0189 | -9627.7419 | -1172.1172
20 | 2932.2941 | -1149.3031 | 8981.563 | -9598.7054 | -1165.8486
20 | 4629.05 | -1014.3601 | -1651.8713 | -4742.2013 | 2779.3826
20 | 5103.9581 | -3286.3046 | -3983.1224 | -569.2895 | 2734.7584
20 | 5121.2982 | -5126.7711 | -3364.1017 | 1623.9459 | 1745.6287
20 | 5132.4721 | 1497.6397 | -5083.2819 | -4111.244 | 2564.4141
20 | 5067.2635 | 1954.3964 | -4790.7789 | -4794.5698 | 2563.6888
20 | 5132.2382 | 1448.46 | -5071.5625 | -4073.0944 | 2563.9587
20 | 5188.1937 | 2508.265 | -3943.1314 | -1446.5179 | -2306.8094
20 | 5215.4399 | 1632.7548 | -4546.1799 | -1800.7181 | -501.2966
20 | 5128.0239 | -4674.8351 | -3440.1508 | 1407.6343 | 1579.3277
20 | 5191.5915 | 2100.7916 | -4081.1337 | -1490.689 | -1720.5604
20 | 5187.8616 | 1858.8195 | -4046.2974 | -1388.1344 | -1612.2493
20 | 5193.8908 | 1902.9762 | -4158.1159 | -1520.5801 | -1418.1709
20 | 5210.0539 | 1383.6026 | -4515.8588 | -1730.7002 | -347.0975
20 | 5122.0547 | -4966.0697 | -3402.4505 | 1499.0575 | 1747.4081
20 | 5140.3509 | 1035.0877 | -5561.4035 | -824.5614 | 210.5263
20 | 5218.3454 | 2115.1627 | -4656.91 | -2156.9988 | -519.5993
20 | 5166.957 | 2838.9084 | -5208.5437 | -4327.093 | 1529.7712
20 | 5141.6885 | 2252.2173 | -5224.1794 | -4531.4746 | 2361.7481
20 | 5079.2237 | 1989.8935 | -4850.1714 | -4727.8596 | 2508.9138
20 | 5033.3712 | 1826.1318 | -4565.6268 | -4864.5297 | 2570.6534
20 | 4421.3127 | 16.681 | -636.6158 | -6590.9775 | 2789.5996
20 | 4302.9527 | -174.6618 | 178.2571 | -6883.6137 | 2577.0657
20 | 3111.4571 | -1163.4034 | 8706.9756 | -9585.7803 | -1069.2489
20 | 3362.3384 | -2767.8766 | 7637.4052 | -6911.8981 | -1319.9689
20 | 916.076 | -1131.9047 | 10350.1811 | -9039.3462 | -1095.0062
20 | -2642.5235 | -1037.2056 | 12682.3828 | -8023.4958 | -979.1579
20 | 3108.6807 | -1161.859 | 8727.386 | -9592.595 | -1081.6126
20 | -5982.0786 | -167.4965 | 8942.4394 | -4742.235 | 1949.3706
20 | -5857.379 | -895.7905 | 14365.1554 | -6939.2239 | -672.7621
20 | -5865.1702 | -2391.7572 | 13777.0652 | -4512.6444 | -1007.4934
20 | 4632.913 | -1334.5714 | -1609.1819 | -4470.4268 | 2781.2672
20 | 5102.4207 | -3580.6807 | -3913.9233 | -344.9672 | 2737.1505
20 | 5118.0246 | -5236.8721 | -3356.8815 | 1628.6725 | 1847.0565
20 | 5019.7076 | -4952.4292 | -5064.1928 | 2284.9612 | 2711.9532
20 | -5926.6644 | -5242.6177 | 2303.3608 | 6107.6531 | 2758.2682
20 | -6093.7879 | -4615.8159 | 3259.7529 | 4801.2496 | 2648.6013
20 | 5130.3006 | 1096.8922 | -4989.6207 | -3808.166 | 2570.5938
20 | 5079.2116 | 46.3334 | -5629.5299 | -2059.4872 | 2563.4721
20 | 4975.5412 | -2468.1243 | -6795.1917 | 1722.8633 | 2564.9115
20 | 4793.4824 | 1912.0245 | -4550.5388 | -4717.2005 | 2562.2323
20 | 5134.1965 | 1556.9411 | -5087.4391 | -4114.9281 | 2511.2297
20 | 5122.2891 | 2777.1038 | -5870.6163 | -4101.2649 | 2072.4883
20 | -6107.0015 | 2854.4121 | 1958.714 | -1140.7571 | 2434.6326
20 | -6114.4582 | 2859.1534 | 2016.2567 | -1154.9539 | 2394.0021
20 | -6115.1281 | 2817.6337 | 2010.7052 | -1168.4536 | 2455.2428
20 | -6111.8301 | 2633.868 | 2239.4927 | -1318.1708 | 2556.6402
20 | -6043.5934 | 623.8941 | 6043.1375 | -3417.8026 | 2794.3644
20 | -6114.8027 | 2301.4906 | 2079.0728 | -822.5963 | 2556.8356
20 | -6097.0798 | -4068.3271 | 3140.4472 | 4259.4517 | 2765.508
20 | -5536.476 | -2509.7201 | -609.8375 | 6096.0758 | 2559.9577
20 | 5117.363 | 1731.2929 | -6218.2009 | -900.0931 | 269.6381
20 | 5165.1689 | 1788.0886 | -4560.2228 | -1147.1952 | -1245.8394
20 | 5107.7109 | 1492.047 | -5430.8437 | -400.242 | -768.6722
20 | 5109.6881 | 1623.1969 | -5756.4117 | -584.7745 | -391.6987
20 | 5084.1711 | 1563.9083 | -6182.4066 | -380.9733 | -84.6995
20 | -6019.7002 | 1636.8905 | 2556.7209 | 2521.4057 | -695.3169
20 | -6067.2493 | 1679.3405 | 2910.285 | 2394.1245 | -916.5007
20 | -6038.5039 | 199.4833 | 3547.8993 | 5036.9016 | -2745.7803
20 | 4890.5845 | 402.9221 | -7399.2111 | 2113.4316 | -7.727
20 | -665.9067 | 332.0967 | -3152.5183 | 3791.5221 | -305.1939
20 | -5787.4755 | 691.4972 | 1262.0581 | 4445.3124 | -611.3922
20 | 4820.8705 | -176.3474 | -7380.7328 | 3226.6146 | -490.405
20 | 4811.3798 | -21.0433 | -8088.9036 | 3047.0536 | 251.5134
20 | 4795.192 | 134.805 | -9141.2719 | 2824.8044 | 1386.4705
20 | -5509.2345 | 1000.9457 | -1245.1549 | 3932.8185 | 1820.6252
20 | 4814.9967 | 19.6835 | -7892.3095 | 3072.5827 | -14.9535
20 | 5027.8768 | 1501.9994 | -7572.4477 | -125.2297 | 1167.8012
20 | 4997.7723 | 1482.0431 | -8012.9254 | -39.3611 | 1572.4711
20 | -5616.1714 | 1506.8077 | -695.7236 | 2909.1055 | 1895.9819
20 | 4990.2998 | 1360.1441 | -8122.4799 | 216.7216 | 1555.3143
20 | 5186.6998 | 4334.045 | -3798.9566 | -1427.098 | -4294.6903
20 | 5086.4931 | 3789.0961 | -5345.9725 | -124.4107 | -3405.206
20 | 5133.3333 | 3133.3333 | -5533.3333 | -733.3333 | -2000
20 | 5223.58 | 4902.4992 | -4540.6196 | -2466.1802 | -3119.2795
20 | 5248.4848 | 5539.3568 | -5237.1823 | -3640.9358 | -1909.7236
20 | 5190.7392 | 5425.2534 | -6433.2505 | -3245.3692 | -937.3729
20 | 4982.7881 | 4414.8252 | -9503.5776 | -796.4211 | 902.3855
20 | 4962.522 | 2979.5526 | -9325.3697 | 206.1289 | 1177.1662
20 | 5030.775 | 5197.0526 | -8799.7897 | -2440.7703 | 1012.7324
20 | -5610.2087 | 5313.637 | -1435.1311 | 399.7335 | 1331.9693
20 | -6077.8655 | 5624.0225 | 2177.0716 | -486.8454 | -1236.3833
20 | -6119.5597 | 3039.6677 | 1831.5219 | -1327.1177 | 2575.4879
20 | -6062.0944 | 1346.9769 | 5034.7449 | -3095.3136 | 2775.6863
20 | -6104.4995 | -2373.1164 | 2733.43 | 2991.3776 | 2752.8083
20 | -6118.29 | 2937.3616 | 1893.9554 | -1276.2574 | 2563.2304
20 | -6097.1861 | 3109.7177 | 1680.4069 | -1259.9598 | 2567.0214
20 | -5323.1835 | -3329.3586 | -1918.292 | 7999.6342 | 2571.1999
20 | 5252.1944 | 5262.3021 | -5361.0424 | -3705.3513 | -1448.103
20 | 5131.734 | 2465.4208 | -5435.5809 | -4679.6818 | 2518.1079
20 | 5108.5336 | 2367.9897 | -5296.6686 | -4752.6222 | 2572.7675
20 | 4554.7926 | 730.9453 | -1742.0179 | -6314.5722 | 2770.8522
20 | 4541.1661 | 708.9164 | -1648.2035 | -6348.2627 | 2746.3837
20 | 3281.1252 | -336.7063 | 7371.1622 | -9205.8818 | -1109.6992
20 | 1665.6242 | -343.1208 | 8805.0265 | -8892.0081 | -1235.5218
20 | 3212.6912 | -447.7996 | 7873.8883 | -9362.0126 | -1276.7673
20 | -6013.0695 | 716.2693 | 7345.3759 | -4150.8347 | 2102.2591
20 | -5865.9964 | -142.6944 | 13741.0296 | -6742.005 | -990.3338
20 | -5898.0764 | -2797.3081 | 11886.3969 | -1956.0583 | -1234.9541
20 | -5857.2556 | -530.7692 | 14240.7301 | -6917.7718 | -934.9335
20 | 4579.1536 | 575.3788 | -1853.9871 | -6070.4383 | 2769.8929
20 | 5104.269 | -1936.7555 | -4431.6979 | -1456.3666 | 2720.551
20 | 4973.714 | -4101.9332 | -6247.2915 | 2694.731 | 2680.7796
20 | -5966.0211 | -3327.3371 | 2053.2192 | 4493.2138 | 2746.9252
20 | -6101.8246 | -2818.0021 | 2830.3771 | 3431.639 | 2657.8107
20 | 5128.9893 | 2210.7071 | -5385.4862 | -4527.0804 | 2572.8703
20 | 4942.0812 | -2322.6263 | -7487.0661 | 2292.1457 | 2575.4655
20 | 5091.9623 | 4022.8096 | -5988.4142 | -505.7929 | -2620.5648
20 | 4911.2674 | 3808.5358 | -10025.6663 | 488.0293 | 817.8338
20 | 5244.3944 | 5359.4261 | -4967.3559 | -3319.2663 | -2317.1982
20 | 5250.0852 | 5508.0517 | -5132.9203 | -3593.0019 | -2032.2147
20 | 5178.737 | 5366.935 | -6610.459 | -3104.0245 | -831.1885
20 | 5032.8549 | 5158.5924 | -8768.6634 | -2369.8026 | 947.0188
20 | -5604.1839 | 5276.6918 | -1408.0553 | 466.7487 | 1268.7987
20 | -6075.9984 | 5590.2076 | 2235.4333 | -428.3381 | -1321.3044
20 | 5255.394 | 5137.568 | -5263.7022 | -3662.8704 | -1466.3894
20 | 5252.7642 | 4761.8876 | -5172.9227 | -3424.5274 | -1417.2016
20 | 5231.8251 | 4570.1061 | -5449.9242 | -3126.4863 | -1225.5207
20 | 5121.9512 | 2878.0488 | -6658.5366 | -1170.7317 | -170.7317
20 | 5103.3376 | 2705.8724 | -6863.2869 | -1068.3566 | 122.4335
20 | 5146.418 | 4745.8921 | -6130.3214 | -1930.5377 | -1831.451
20 | 5127.0673 | 4683.7489 | -6481.8019 | -1757.1311 | -1571.8832
20 | 5071.8307 | 4249.3036 | -6954.7607 | -822.8885 | -1543.4851
20 | 5065.9498 | 4209.8171 | -7019.0787 | -734.9867 | -1521.7015
20 | 4943.4581 | 4055.6736 | -9737.5595 | -46.0933 | 784.521
20 | 5078.366 | 3815.1306 | -7137.9738 | -931.0131 | -824.5097
20 | 5065.8079 | 4204.1592 | -7003.6872 | -725.7301 | -1540.5498
20 | 4828.4315 | 2790.2062 | -8498.2133 | 2330.876 | -1451.3004
20 | -5711.9752 | 3539.9005 | 585.0214 | 3673.7255 | -2086.672
20 | -6021.8663 | 3062.8267 | 3407.3654 | 4375.3867 | -4823.7126
20 | 4798.1856 | 3144.3626 | -10496.6065 | 1895.5098 | 658.5485
20 | -5342.51 | 4037.1178 | -2744.1051 | 2973.4559 | 1076.0413
20 | 5030.6713 | 4647.4884 | -8796.5977 | -1360.3209 | 478.7589
20 | 4989.9057 | 4449.4098 | -9398.4873 | -880.243 | 839.4147
20 | 4981.7831 | 3707.9113 | -9267.6897 | -383.426 | 961.4212
20 | 4992.3048 | 3672.133 | -9081.3039 | -457.6765 | 874.5425
20 | 5001.6418 | 4640.7107 | -9226.363 | -1282.3847 | 866.3952
20 | -5484.5839 | 4709.479 | -2014.191 | 1613.1841 | 1176.1118
20 | 5049.78 | 3971.4373 | -8239.8578 | -1145.9841 | 364.6246
20 | 5058.636 | 3083.8893 | -7750.7568 | -822.4981 | 430.7296
20 | -6017.2626 | 4773.9496 | 2287.7247 | 1148.4069 | -2192.8187
20 | -6059.3264 | 4821.6662 | 2599.6891 | 1031.3427 | -2393.3716
20 | 5126.4616 | 4424.6752 | -6459.2683 | -1643.6353 | -1448.2332
20 | 5110.7528 | 4036.4321 | -6781.7196 | -1415.0124 | -950.4529
20 | 5091.39 | 3206.9474 | -6994.7103 | -1002.6449 | -300.9822
20 | 5099.8147 | 2349.4743 | -6261.6073 | -728.7651 | -458.9165
20 | 5221.328 | 3221.328 | -4565.3924 | -1877.2636 | -2000
20 | 5224.9513 | 2224.502 | -4725.6253 | -1724.2774 | -999.5507
20 | 5160.2262 | -2445.8058 | -3906.6918 | 651.2724 | 540.9991
20 | 5172.8395 | 1691.358 | -5395.0617 | -950.6173 | -518.5185
20 | 5230.0557 | 2610.3896 | -4779.2208 | -1990.7236 | -1070.5009
20 | 5166.6667 | 2166.6667 | -5666.6667 | -1166.6667 | -500
21 | 5116.1684 | 3163.1608 | -2550.3426 | 271.0134 | -6000
21 | 4961.0917 | 2042.9697 | -3677.118 | 2673.0566 | -6000
21 | 4912.547 | 1749.2191 | -3966.9677 | 3305.2016 | -6000
21 | 4858.7891 | -882.708 | -2969.8694 | 4993.7883 | -6000
21 | -6441.4779 | -1689.168 | 6748.2684 | 7382.3774 | -6000
21 | -6432.2449 | -1888.1468 | 7564.9186 | 6755.473 | -6000
21 | -6430.584 | -1949.1007 | 7686.6617 | 6693.023 | -6000
21 | -6517.8404 | -2705.2 | 4160.221 | 7648.888 | -2586.0686
21 | -5979.3761 | -4251.6316 | -464.5853 | 7927.7158 | 2767.8772
21 | -6290.07 | -4747.0181 | 1544.8094 | 6618.2132 | 2874.0655
21 | 4908.4474 | -1022.1498 | -2421.9819 | 4535.6843 | -6000
21 | 4673.9705 | -3310.5465 | -9151.6259 | 5631.0781 | 2157.1239
21 | 4819.2289 | -3919.5489 | -7831.6897 | 4218.1829 | 2713.8268
21 | 4966.3734 | -4367.6875 | -6257.3575 | 2848.0915 | 2810.58
21 | 4982.8205 | -4467.0429 | -5899.1221 | 2551.3398 | 2832.0047
21 | -4627.9869 | -4734.1241 | 552.2894 | 5935.8442 | 2873.9774
21 | -6354.2885 | -4791.9854 | 1987.4156 | 6395.08 | 2763.7783
21 | -6588.5633 | -4852.4097 | 3651.2975 | 5666.8406 | 2122.8348
21 | -6471.3978 | -5094.9692 | 10441.9439 | 1929.0854 | -804.6623
21 | -6453.1609 | -5441.3174 | 11379.0502 | 1681.3921 | -1165.964
21 | -6607.5211 | -3884.3703 | 3449.6539 | 4461.5664 | 2580.6711
21 | 4982.0643 | -4853.4147 | -5783.6492 | 2819.0897 | 2835.91
21 | -2068.3413 | -3955.5092 | -3783.3877 | 7096.8094 | 2710.4288
21 | 4720.6022 | -5251.7138 | -7746.8602 | 5573.0324 | 2704.9395
21 | 4822.4488 | 2868.8739 | -10323.6073 | 1818.0094 | 814.2752
21 | -5893.3678 | 3818.8026 | -2129.2259 | 2936.3978 | 1267.3933
21 | -6540.2966 | 2947.8825 | 3730.9547 | 4253.6088 | -4392.1493
21 | 4353.6122 | 6196.0114 | 1344.9181 | -5894.5417 | -6000
21 | -6491.7037 | 6358.5758 | 9271.1674 | -3138.0395 | -6000
21 | -6495.1829 | 2681.7463 | 5211.6313 | 4601.8053 | -6000
21 | -6456.0865 | 5082.4684 | 11912.9522 | -4539.3341 | -6000
21 | -6431.4231 | -1787.6563 | 7755.8006 | 6463.2788 | -6000
21 | 3728.1433 | 4480.5251 | 5409.5243 | -7618.1927 | -6000
21 | 4158.6471 | 1648.1495 | 3442.1999 | -3248.9965 | -6000
21 | 5036.5419 | -387.9034 | -1343.3719 | 2694.7335 | -6000
21 | 4921.4845 | -967.1743 | -2330.4746 | 4376.1644 | -6000
21 | 4918.4408 | -1097.3468 | -2277.5636 | 4456.4696 | -6000
21 | 4934.8763 | -1255.2697 | -1970.96 | 4291.3534 | -6000
21 | -4670.917 | -2079.6791 | 6671.4839 | 6079.1123 | -6000
21 | 4888.2292 | -1769.3031 | -2062.4318 | 4943.5057 | -6000
21 | 4894.025 | -2050.6269 | -1771.7108 | 4928.3127 | -6000
21 | 4904.0933 | -2155.2647 | -1577.497 | 4828.6684 | -6000
21 | -4335.4247 | -2683.0961 | 6627.3307 | 6391.1901 | -6000
21 | -6433.036 | -2145.4724 | 7220.5679 | 7357.9405 | -6000
21 | -6424.8146 | -2456.2129 | 7814.1793 | 7066.8482 | -6000
21 | -6417.2263 | -2802.6021 | 8302.5042 | 6917.3242 | -6000
21 | -6533.4031 | -4587.9051 | 4181.4483 | 7718.013 | -778.1531
21 | -6260.2256 | -6294.7851 | 1781.3529 | 7896.4051 | 2877.2527
21 | -6289.219 | -6395.9348 | 1983.6539 | 7813.8771 | 2887.6228
21 | 4890.0797 | -2256.5503 | -2031.5754 | 4957.7071 | -5559.661
21 | 4927.5428 | -1153.6718 | -2320.8134 | 4331.3017 | -5784.3593
21 | 5027.5257 | -755.1765 | -1199.2452 | 2926.8959 | -6000
21 | 4198.3543 | 1323.8207 | 3282.5706 | -2804.7457 | -6000
21 | 5004.6747 | -1899.032 | -852.989 | 3560.9917 | -5813.6454
21 | 4604.515 | -3156.1411 | 1729.1222 | 2285.4498 | -5462.9458
21 | 5042.9984 | -2050.9179 | -1618.5979 | 2941.605 | -4315.0876
21 | 5111.5526 | -3655.6937 | -3081.5575 | 1914.4695 | -288.7708
21 | 5133.2687 | -4257.2317 | -3601.8759 | 1518.2809 | 1207.558
21 | 5114.9705 | -4547.0353 | -3649.8212 | 1246.6767 | 1835.2093
21 | 4400.5017 | -4726.0371 | 1277.1254 | -894.9187 | -56.6714
21 | 3885.4898 | -6020.3448 | 5216.3755 | -1655.2162 | -1426.3043
21 | 5115.0109 | -5530.2001 | -3322.9448 | 1907.8 | 1830.334
21 | 5113.8904 | 3224.5576 | -2480.8866 | 142.4386 | -6000
21 | 5094.7136 | 3085.9617 | -2620.3045 | 439.6292 | -6000
21 | 5007.0079 | 2439.3133 | -3272.05 | 1825.7289 | -6000
21 | 4952.517 | 2017.78 | -3698.8218 | 2728.5247 | -6000
21 | 4926.9088 | 1854.9899 | -3860.3746 | 3078.4759 | -6000
21 | 4942.6851 | 1742.5462 | -3600.5329 | 2915.3016 | -6000
21 | -220.4083 | 2452.6483 | 476.5507 | 3291.2092 | -6000
21 | -3715.2291 | 2776.4688 | 3330.5958 | 3608.1645 | -6000
21 | 5015.474 | 2429.0169 | -3139.042 | 1694.5511 | -6000
21 | 4952.045 | 1649.6685 | -3381.7596 | 2780.0462 | -6000
21 | -411.5887 | 2446.1245 | 708.5549 | 3256.9093 | -6000
21 | 5002.315 | 2435.2073 | -3372.8556 | 1846.6871 | -5911.3537
21 | 4953.7559 | 2112.0067 | -3857.4982 | 2558.6984 | -5766.9628
21 | 4952.4295 | 2104.7718 | -3868.1749 | 2574.7052 | -5763.7315
21 | 4952.6293 | 2077.7086 | -3839.4549 | 2586.8813 | -5777.7643
21 | 416.9146 | 2448.0105 | -56.6719 | 3126.9064 | -5935.1596
21 | 4510.4034 | 5625.6472 | 602.8078 | -4738.8583 | -6000
21 | 4376.3456 | 6152.53 | 1280.6435 | -5809.519 | -6000
21 | -6491.7426 | 6317.4525 | 9225.7637 | -3051.4735 | -6000
21 | -6443.3664 | 4501.8256 | 12731.5179 | -4789.9771 | -6000
21 | -6492.4516 | 5568.1703 | 8398.4917 | -1474.2104 | -6000
21 | -6494.877 | 3004.9381 | 5568.4628 | 3921.4761 | -6000
21 | 5040.52 | 198.864 | -1315.9527 | 2076.5687 | -6000
21 | 4990.8307 | -2017.1076 | -562.7665 | 3589.0434 | -6000
21 | 4252.9045 | -211.8146 | 3440.3899 | -1481.4798 | -6000
21 | 4976.0103 | -2907.5239 | -358.9822 | 4092.3097 | -5801.8138
21 | 5090.9138 | -5597.286 | -2811.0463 | 2370.7296 | 946.6889
21 | 5103.2565 | -5939.1798 | -3106.7776 | 2145.5495 | 1797.1514
21 | 3887.7251 | -6243.7168 | 5275.4752 | -1497.9634 | -1421.5201
21 | 4973.2328 | -2984.7931 | -326.4279 | 4140.0752 | -5802.0871
21 | 4612.3456 | -3542.4211 | 1816.8493 | 2588.9803 | -5475.754
21 | 5013.7857 | -823.8037 | -945.8039 | 2755.8219 | -6000
21 | 4980.578 | -2304.7498 | -442.4454 | 3766.6172 | -6000
21 | 4258.2714 | -537.6689 | 3475.9772 | -1196.5796 | -6000
21 | 4969.0288 | -2998.6327 | -283.6405 | 4158.8021 | -5845.5576
21 | 4980.0501 | -3523.4856 | -543.0968 | 4054.3213 | -4967.789
21 | 5083.071 | -5935.0911 | -2741.5854 | 2510.7752 | 1082.8303
21 | 5093.2865 | -6218.0604 | -2986.3482 | 2324.4042 | 1786.7179
21 | 3884.0032 | -6521.0321 | 5352.8183 | -1300.3804 | -1415.4091
21 | 4931.553 | -3874.8659 | -2115.1703 | 4500.853 | -3442.3697
21 | 4808.7966 | -4491.5935 | -4821.1379 | 5284.9522 | -781.0174
21 | -5118.4949 | -6279.1059 | 882.7769 | 7650.6581 | 2864.1658
21 | -6281.4785 | -6396.7905 | 1979.2756 | 7811.3634 | 2887.6299
21 | 4729.484 | -5533.4702 | -7473.9618 | 5558.4372 | 2719.511
21 | 4926.5136 | -6133.5376 | -5365.8969 | 3723.8552 | 2849.0656
21 | -3874.6455 | -6378.1189 | 542.0249 | 6823.237 | 2887.5024
21 | -6382.5114 | -6462.1763 | 2626.889 | 7490.3868 | 2727.4119
21 | -6572.1161 | -6511.0793 | 3973.5122 | 6901.0036 | 2208.6796
21 | -6438.2078 | -6788.3002 | 11734.5333 | 2629.1279 | -1137.1532
21 | -6587.4591 | -5727.6197 | 3810.3167 | 5925.5437 | 2579.2184
21 | 4865.9274 | -3365.0853 | 358.0487 | 3854.3499 | -5713.2406
21 | 4611.3694 | -3809.5006 | 1881.087 | 2802.0496 | -5485.0053
21 | 1418.2544 | -3705.9174 | 3646.1905 | 4320.5494 | -5679.0769
21 | -6422.48 | -4824.3472 | 9521.1064 | 5816.5953 | -4090.8745
21 | -6556.2206 | -6028.4792 | 4087.8962 | 7346.4823 | 1150.3213
21 | -6289.9105 | -6397.3351 | 1988.6669 | 7812.1367 | 2886.442
21 | 4942.9403 | -1341.531 | -1456.9741 | 3855.5649 | -6000
21 | 4920.3818 | -2519.1416 | -1012.0863 | 4610.8461 | -6000
21 | 4928.0277 | -2582.5157 | -885.3694 | 4539.8574 | -6000
21 | -2786.6266 | -3137.7446 | 6155.9435 | 5768.4277 | -6000
21 | -5744.314 | -2962.9293 | 8044.6585 | 6662.5848 | -6000
21 | -6415.0334 | -3031.9912 | 8532.6136 | 6805.27 | -5890.8591
21 | -6542.8289 | -5290.952 | 4170.2793 | 7577.2939 | 86.2078
21 | -6269.1733 | -6332.8293 | 1848.3772 | 7873.9696 | 2879.6558
21 | -6289.2938 | -6396.3318 | 1984.2674 | 7813.7246 | 2887.6337
21 | 4899.5902 | -3079.0288 | -2103.4385 | 4800.2501 | -4517.3729
21 | 4938.4368 | -953.4602 | -3148.6319 | 3405.4373 | -4241.782
21 | 4159.019 | 2630.0726 | 3409.2517 | -4198.3433 | -6000
21 | 3617.9492 | 3840.9065 | 6367.8379 | -7826.6936 | -6000
21 | 3600.1674 | 3792.136 | 6483.3928 | -7875.6962 | -6000
21 | 2968.5252 | -1018.0106 | 9546.6402 | -10364.0714 | -1133.0834
21 | 2583.39 | 3852.2331 | 7132.6848 | -7568.3079 | -6000
21 | -6442.8837 | 3889.0277 | 13169.2187 | -5114.0615 | -5501.3012
21 | -6675.0235 | 2877.3028 | 2931.6461 | -1787.3902 | 2653.4647
21 | -6674.3231 | 2807.2441 | 3017.2409 | -1842.9324 | 2692.7705
21 | -6627.2461 | 844.3421 | 6715.6977 | -3867.008 | 2934.2143
21 | -6460.2649 | -294.5661 | 15476.4904 | -7421.758 | -1299.9013
21 | -6442.5235 | 2587.3589 | 10909.7789 | -1054.6143 | -6000
21 | -6444.7939 | -378.6962 | 7693.9794 | 5129.5106 | -6000
21 | -6436.497 | 3181.2612 | 12166.5895 | -2911.3537 | -6000
21 | -6415.0168 | -2802.1764 | 8545.9773 | 6671.2158 | -6000
21 | 4252.3508 | 3383.6383 | 2699.7873 | -4335.7763 | -6000
21 | 3802.9571 | 4389.3147 | 5157.0858 | -7349.3577 | -6000
21 | 3626.9388 | 3906.5459 | 6300.9395 | -7834.4242 | -6000
21 | 5174.4059 | 3985.0122 | -3573.3559 | -1267.277 | -4318.7852
21 | 5064.7967 | 3380.2619 | -5259.1867 | 157.6432 | -3343.515
21 | 5231.094 | 4848.0484 | -4714.6038 | -2873.6485 | -2490.8901
21 | 5194.0727 | 4711.0393 | -5530.0363 | -2498.6259 | -1876.4498
21 | -6589.7228 | 4805.7125 | 3780.0479 | 582.0401 | -2578.0777
21 | 5074.606 | 3815.7855 | -6503.6558 | -572.4944 | -1814.2413
21 | 4904.2477 | 2801.3611 | -7579.5684 | 1619.7732 | -1745.8136
21 | -6397.16 | 3604.7639 | 2198.5964 | 3067.6387 | -2473.839
21 | -6591.032 | 4386.5598 | 3281.5704 | 1468.6354 | -2545.7336
21 | -6554.5043 | 3376.2897 | 3632.3512 | 3420.0961 | -3874.2326
21 | 4868.3996 | 3201.7729 | -9964.9627 | 1101.5972 | 793.193
21 | -5966.0144 | 4153.0521 | -1690.5977 | 2251.7136 | 1251.8464
21 | 5209.0171 | 2548.8576 | -4373.8226 | -1943.7286 | -1440.3235
21 | 5227.5807 | 2703.9426 | -4752.7143 | -2424.9264 | -753.8826
21 | 5172.8186 | 3450.758 | -5333.9344 | -4715.1168 | 1425.4745
21 | 5146.6517 | 2835.1154 | -5347.9311 | -4919.3571 | 2285.5212
21 | 4976.7684 | 2106.5261 | -4332.8226 | -5451.3253 | 2700.8534
21 | 4376.8821 | 319.0325 | -482.5755 | -7139.0163 | 2925.6771
21 | 4075.9918 | -151.9549 | 1592.6405 | -7882.1344 | 2365.4571
21 | 2969.1619 | -1102.6243 | 9490.9311 | -10425.7579 | -931.7109
21 | 2947.7366 | -1200.4491 | 9633.2665 | -10463.2814 | -917.2726
21 | 4867.1411 | -2811.8136 | -2735.6 | -2225.228 | 2905.5004
21 | 5096.8387 | -3913.5503 | -3862.254 | -204.0749 | 2883.0406
21 | 5112.8521 | -5694.3107 | -3268.5995 | 1895.5892 | 1954.469
21 | 5126.0896 | 958.3359 | -4981.1665 | -3804.8993 | 2701.6403
21 | 5147.5772 | 2821.799 | -5337.9199 | -4880.0162 | 2248.5599
21 | 5199.6338 | 1722.039 | -4285.0753 | -1596.3907 | -1040.2068
21 | 5215.3807 | 1853.5926 | -4606.4769 | -2004.5752 | -457.9211
21 | 5147.2039 | 2783.3505 | -5330.0747 | -4855.7786 | 2255.2989
21 | 5141.9198 | 2796.7624 | -5303.4197 | -4896.1012 | 2260.8387
21 | 4962.6853 | 2028.068 | -4232.4347 | -5457.3516 | 2699.0329
21 | 4349.2245 | 200.1261 | -295.0624 | -7183.2323 | 2928.9441
21 | 4029.0812 | -300.9981 | 1912.9393 | -7973.9 | 2332.8775
21 | 2968.8875 | -1211.6111 | 9478.4364 | -10410.3482 | -825.3647
21 | 3205.2743 | -2722.2645 | 8467.6305 | -7897.1526 | -1053.4876
21 | 935.4615 | -1181.5128 | 11000.5636 | -9906.2336 | -848.2786
21 | -4317.3747 | -1037.2151 | 14446.0928 | -8410.0641 | -681.4389
21 | -6551.8997 | -325.8296 | 11159.8711 | -5879.4758 | 1597.334
21 | -6468.3881 | -939.4551 | 15574.3148 | -7684.7017 | -481.7699
21 | -6458.9937 | -1937.7756 | 15173.3154 | -6076.745 | -699.8012
21 | 4870.8535 | -3131.0518 | -2692.2499 | -1955.0281 | 2907.4763
21 | 5095.3003 | -4207.6034 | -3793.1494 | 19.9227 | 2885.5299
21 | 5109.629 | -5801.0193 | -3261.9502 | 1898.6921 | 2054.6484
21 | 5017.2559 | -5505.2992 | -4877.6916 | 2504.9498 | 2860.7852
21 | 5125.2349 | 778.1592 | -4938.2155 | -3665.0681 | 2699.8895
21 | 4972.2128 | -2933.3698 | -6658.7232 | 1917.7627 | 2702.1174
21 | 4737.5004 | -5154.0859 | -7603.6465 | 5316.8526 | 2703.3793
21 | 5153.3473 | 1582.3531 | -5316.3738 | -1137.581 | -281.7456
21 | -6588.6698 | 1662.2804 | 3961.5382 | 1938.3818 | -973.5306
21 | 5121.5662 | 1342.4629 | -5575.0456 | -624.7515 | -264.2319
21 | 4957.2655 | 357.1429 | -6611.102 | 1490.9611 | -194.2674
21 | -898.0496 | 357.1429 | -2031.6532 | 3108.5774 | -536.0173
21 | -6462.6507 | 749.0388 | 2783.6122 | 3822.4406 | -892.4409
21 | -6589.8968 | 1266.0089 | 3494.1419 | 2771.3535 | -941.6075
21 | -6566.0764 | 561.3023 | 3725.8889 | 4062.3908 | -1783.5055
21 | 4897.1795 | -195.2252 | -6415.8076 | 2532.773 | -818.9198
21 | 4886.5813 | -26.3605 | -7217.475 | 2328.8282 | 28.4261
21 | 4865.2467 | 162.5007 | -8611.9838 | 2036.2036 | 1548.0329
21 | -6132.7536 | 1082.5736 | -192.4382 | 3217.6921 | 2024.9261
21 | 4889.6419 | 14.5198 | -7051.971 | 2349.137 | -201.3277
21 | 5140.0051 | 1561.6025 | -5769.7614 | -1063.8707 | 132.0245
21 | 5022.4532 | 1481.3682 | -7480.7091 | -760.0694 | 1736.9571
21 | -6222.4485 | 1506.8534 | 267.8494 | 2357.6847 | 2090.0609
21 | -6603.8296 | 1634.8413 | 3360.4229 | 2035.144 | -426.5785
21 | -6674.9251 | 2748.61 | 2710.5531 | -1386.089 | 2601.8509
21 | -6671.8678 | 2275.7083 | 2756.4575 | -1053.3997 | 2693.1017
21 | -6609.6114 | -4188.9782 | 3557.4768 | 4339.2565 | 2901.8564
21 | -6155.5027 | -2020.2798 | 355.6444 | 5124.1133 | 2696.0248
21 | 5125.8034 | 1475.6695 | -5977.0467 | -872.3604 | 247.9342
21 | 4989.4322 | 941.5396 | -7965.2726 | 375.646 | 1658.6549
21 | 5194.4485 | 2307.2775 | -4081.5709 | -1527.8303 | -1892.3247
21 | 5215.4399 | 1632.7548 | -4546.1799 | -1800.7181 | -501.2966
21 | 5128.0239 | -4674.8351 | -3440.1508 | 1407.6343 | 1579.3277
21 | 5199.5598 | 1720.8115 | -4283.5904 | -1594.2775 | -1042.5034
21 | 5210.0539 | 1383.6026 | -4515.8588 | -1730.7002 | -347.0975
21 | 5122.0547 | -4966.0697 | -3402.4505 | 1499.0575 | 1747.4081
21 | 5140.3509 | 1035.0877 | -5561.4035 | -824.5614 | 210.5263
21 | 5120.9393 | 1306.8503 | -5483.7571 | -572.2105 | -371.822
21 | 5193.1971 | 4125.268 | -3942.7615 | -1511.5617 | -3864.1419
21 | 5099.3982 | 3608.425 | -5397.5929 | -292.1768 | -3018.0535
21 | 5133.3333 | 3133.3333 | -5533.3333 | -733.3333 | -2000
21 | 5223.1442 | 4577.1648 | -4545.4135 | -2352.2151 | -2902.6804
21 | 5252.6989 | 5318.5475 | -5372.8072 | -3742.0312 | -1456.408
21 | 5244.7458 | 5551.9881 | -5491.1107 | -4189.024 | -1116.5991
21 | 5058.4759 | 5260.9157 | -8236.8155 | -3241.4418 | 1158.8658
21 | -6224.1128 | 5385.0464 | -432.1734 | -235.9809 | 1507.2208
21 | -6639.4865 | 5687.273 | 2774.1872 | -1037.1898 | -784.7839
21 | -6683.4128 | 3268.0968 | 2503.9609 | -1794.2791 | 2705.6341
21 | -6642.6489 | 1568.4236 | 5706.4479 | -3546.9224 | 2914.6998
21 | -6628.6979 | -2413.4856 | 3207.9482 | 2945.1341 | 2889.1011
21 | -6683.0405 | 3246.0082 | 2517.0913 | -1782.8295 | 2702.7705
21 | -6678.3982 | 3283.9234 | 2470.0934 | -1779.2644 | 2703.6458
21 | -5942.1956 | -2841.0407 | -952.843 | 7028.2659 | 2707.8133
21 | 5137.4609 | 3027.8388 | -5548.4977 | -5026.4143 | 2409.6123
21 | 5014.6186 | 2500.9972 | -4814.4745 | -5411.0796 | 2709.9384
21 | 4482.5162 | 915.4807 | -1399.2846 | -6908.0705 | 2909.3582
21 | 4276.6152 | 593.1813 | 20.7977 | -7416.5906 | 2525.9964
21 | 3083.0603 | -431.9773 | 8537.9549 | -10159.5183 | -1029.5195
21 | 3158.6108 | -854.8248 | 8191.2397 | -9425.22 | -1069.8056
21 | -5938.43 | -3806.531 | 11897.2775 | -1083.1756 | -1069.1409
21 | -6461.9202 | -3899.6643 | 12164.7253 | -740.9464 | -1062.1945
21 | -6462.9069 | -4126.3051 | 11886.6547 | -263.8034 | -1033.6392
21 | -6461.5351 | -3972.1622 | 12102.2136 | -590.1347 | -1078.3816
21 | -6461.363 | -4016.0482 | 12090.5558 | -541.4127 | -1071.7319
21 | -6578.2135 | 567.7071 | 9507.0506 | -5267.9603 | 1771.4161
21 | -6477.9057 | -169.3333 | 14809.3456 | -7436.2608 | -725.8458
21 | -6468.2652 | -696.2523 | 15489.5152 | -7672.4697 | -652.5279
21 | 4818.0033 | -1226.9755 | -2941.0423 | -3545.5367 | 2895.5511
21 | 5097.1555 | -2565.9194 | -4310.2685 | -1089.2232 | 2868.2556
21 | 5122.5925 | 1670.7429 | -5283.2908 | -4220.5518 | 2710.5073
21 | 4938.7245 | -2788.9495 | -7350.6153 | 2487.6561 | 2713.1843
21 | 4978.7191 | 3957.3505 | -9407.3311 | -498.3866 | 969.6481
21 | 4964.31 | 2968.6015 | -9291.9575 | 196.2952 | 1162.7509
21 | 5103.5675 | 3773.2981 | -5860.7572 | -569.6214 | -2446.4871
21 | 4929.369 | 3539.1623 | -9766.6436 | 388.4706 | 909.6418
21 | 5245.2325 | 5053.4899 | -4998.6423 | -3254.9091 | -2045.171
21 | 5256.2755 | 5336.317 | -5320.1393 | -3784.3748 | -1488.0785
21 | 5249.7892 | 5520.533 | -5416.597 | -4136.694 | -1217.0311
21 | 5060.6429 | 5224.5484 | -8204.6994 | -3173.6516 | 1093.1597
21 | -6218.5491 | 5350.2765 | -403.919 | -172.1707 | 1444.3623
21 | -6637.2596 | 5655.3496 | 2827.2293 | -980.5392 | -864.7801
21 | -6677.5016 | 3095.8823 | 2667.0241 | -1633.5638 | 2548.159
21 | 5251.245 | 4617.9542 | -5146.5844 | -3328.6072 | -1394.0076
21 | 5210.6956 | 4244.7125 | -5682.3482 | -2750.382 | -1022.6779
21 | 5121.9512 | 2878.0488 | -6658.5366 | -1170.7317 | -170.7317
21 | 5190.7197 | 4709.4205 | -5645.8513 | -2481.4345 | -1772.8543
21 | 5125.5854 | 4687.0173 | -7244.6331 | -2237.1354 | -330.8341
21 | 4985.906 | 3993.0564 | -9301.5003 | -583.4716 | 906.0096
21 | 4981.412 | 3597.4581 | -9234.3664 | -316.9694 | 972.4657
21 | 5032.7215 | 3424.581 | -8326.0176 | -679.9681 | 548.6832
21 | 5027.1134 | 4666.5537 | -8696.737 | -2000.6938 | 1003.7636
21 | -6089.9633 | 4740.0155 | -1054.6374 | 1062.8396 | 1341.7455
21 | -6605.8967 | 4796.7426 | 3137.8189 | 676.4759 | -2005.1406
21 | 5144.0916 | 4020.0535 | -6701.0786 | -2022.5695 | -440.497
21 | 5150.689 | 3373.6251 | -6342.4211 | -1788.2935 | -393.5995
21 | 5108.3352 | 2752.1008 | -6808.3126 | -1095.8437 | 43.7203
21 | 5078.244 | 3949.692 | -6875.4409 | -798.4042 | -1354.0909
21 | 4961.1328 | 3783.133 | -9481.8737 | -138.2837 | 875.8915
21 | 5091.4058 | 3534.7748 | -6994.5359 | -1002.732 | -628.9127
21 | 5165.3745 | 4044.0332 | -6180.8807 | -2109.4212 | -919.1058
21 | 5221.328 | 3221.328 | -4565.3924 | -1877.2636 | -2000
21 | 5224.9513 | 2224.502 | -4725.6253 | -1724.2774 | -999.5507
21 | 5160.2262 | -2445.8058 | -3906.6918 | 651.2724 | 540.9991
21 | 5172.8395 | 1691.358 | -5395.0617 | -950.6173 | -518.5185
21 | 5230.0557 | 2610.3896 | -4779.2208 | -1990.7236 | -1070.5009
21 | 5166.6667 | 2166.6667 | -5666.6667 | -1166.6667 | -500
22 | 5110.2713 | 2900.1691 | -2460.9544 | 450.514 | -6000
22 | 4957.6948 | 1784.806 | -3561.6237 | 2819.1229 | -6000
22 | 4913.8566 | 1516.2838 | -3821.5139 | 3391.3735 | -6000
22 | 4853.6134 | -1478.9946 | -2677.9341 | 5303.3154 | -6000
22 | 273.6297 | -1807.1373 | 1266.1243 | 6267.3833 | -6000
22 | -6434.6388 | -2455.1991 | 7734.5315 | 7155.3065 | -6000
22 | -6433.6783 | -2475.8998 | 7819.4913 | 7090.0868 | -6000
22 | -6427.8399 | -2859.3772 | 8746.4373 | 6206.6755 | -5665.8956
22 | -6411.3795 | -4105.2617 | 10735.2665 | 4735.2364 | -4953.8617
22 | -6417.1723 | -5486.0263 | 12258.7219 | 2827.6258 | -3183.1491
22 | -6433.4517 | -2500.0674 | 7820.2439 | 7113.2752 | -6000
22 | -6402.5156 | -4998.952 | 10961.5128 | 5321.367 | -4881.4123
22 | -6498.2164 | -2993.1102 | 5151.467 | 7865.6698 | -3525.8102
22 | -6576.3824 | -3979.7947 | 2494.1016 | 8124.0948 | -62.0193
22 | -6615.4617 | -5083.584 | 2138.3118 | 7099.3936 | 2461.3403
22 | -6341.9924 | -4655.3193 | 369.5427 | 8245.5078 | 2382.2612
22 | -6586.3337 | -5050.4408 | 2466.8069 | 8162.9889 | 1006.9787
22 | -6604.4013 | -6101.2036 | 2345.6455 | 7894.4644 | 2465.495
22 | -6603 | -6186.7361 | 2395.8324 | 7937.6173 | 2456.2865
22 | -6486.3618 | -5695.0265 | 1522.5424 | 8229.0569 | 2429.789
22 | -6444.8191 | -2090.454 | 6979.4397 | 7555.8334 | -6000
22 | -6426.9877 | -2831.8467 | 8199.501 | 7059.3335 | -6000
22 | 4863.0751 | -1764.1394 | -2386.1469 | 5287.2112 | -6000
22 | 4719.6221 | -5540.0486 | -7328.1922 | 5829.0146 | 2319.6041
22 | 4665.2389 | -3827.5254 | -9000.5996 | 5918.8728 | 2244.0133
22 | 5043.0465 | -4962.0783 | -4940.8343 | 2404.8211 | 2455.0449
22 | -6607.3922 | -5286.5353 | 2898.3318 | 6496.5886 | 2499.0071
22 | 4818.6107 | 2681.4294 | -10336.9005 | 1904.6819 | 932.1785
22 | -6185.5083 | 3649.9564 | -1890.1394 | 3057.3714 | 1368.32
22 | -6601.352 | 3050.4852 | 2051.8946 | 3923.9079 | -2424.9357
22 | 4912.5717 | -1644.5512 | -2027.4376 | 4759.4171 | -6000
22 | 4954.4766 | -1788.9477 | -1454.7028 | 4289.1739 | -6000
22 | -3793.8188 | -2460.6903 | 6264.5751 | 5989.9341 | -6000
22 | 4895.4115 | -2026.222 | -1905.2429 | 5036.0534 | -6000
22 | 4886.1346 | -2048.1883 | -1931.3673 | 5093.4209 | -6000
22 | 4336.5622 | 6023.0624 | 1481.825 | -5841.4497 | -6000
22 | -6497.8191 | 6177.2843 | 9417.1882 | -3096.6534 | -6000
22 | -6500.6809 | 2445.4 | 5370.4976 | 4684.7834 | -6000
22 | -6468.8027 | 5137.6749 | 11569.3771 | -4238.2493 | -6000
22 | -6448.021 | 3260.4526 | 13968.6184 | -5776.2868 | -5004.7632
22 | -6449.986 | 2501.8566 | 14450.7257 | -6226.2607 | -4276.3356
22 | -3848.6773 | -59.6421 | 14436.5671 | -8483.8497 | -2044.398
22 | -3424.9709 | -600.6881 | 14365.8877 | -8874.9749 | -1465.2538
22 | -6522.1827 | -61.6353 | 12996.3518 | -6661.5782 | 249.0444
22 | -3747.6196 | -780.7531 | 14445.2998 | -8444.2413 | -1472.6857
22 | -6458.4337 | -2036.4167 | 14870.696 | -5043.2556 | -1332.59
22 | -6449.5036 | -2344.739 | 15148.7116 | -4823.8915 | -1530.5775
22 | -6443.4077 | -2783.063 | 15449.5996 | -4726.884 | -1496.2448
22 | -6439.8763 | -3127.0154 | 15667.8069 | -4691.5212 | -1409.3941
22 | -6439.9155 | -4234.4408 | 13973.9391 | -1599.1248 | -1700.4581
22 | -6449.6742 | -2129.921 | 15103.4802 | -4872.6647 | -1651.2204
22 | -6443.9803 | -3056.8027 | 14334.5611 | -2948.3761 | -1885.4021
22 | -3133.1884 | -1001.6955 | 14680.0599 | -9130.2882 | -1414.8878
22 | -3219.2518 | -1355.1395 | 14836.7757 | -9118.0085 | -1144.3759
22 | -3851.6681 | -1447.7717 | 14887.7726 | -8160.387 | -1427.9458
22 | -3897.2337 | -3070.0887 | 14499.8774 | -6035.7525 | -1496.8025
22 | -3743.4669 | -201.5579 | 14515.6503 | -8577.2327 | -1993.3928
22 | -3170.7093 | -954.7387 | 14698.5104 | -9095.181 | -1477.8814
22 | -6447.824 | -1642.2152 | 15081.9899 | -4984.3732 | -2007.5775
22 | -6446.4241 | -1796.3523 | 15160.8081 | -4949.9355 | -1968.0963
22 | -6423.6572 | -1995.3071 | 11412.0748 | 2002.0543 | -4995.1648
22 | -6439.2874 | -2741.856 | 14013.1294 | -2370.2877 | -2461.6982
22 | 3767.4336 | 4462.1021 | 5180.3036 | -7409.8393 | -6000
22 | 3192.033 | 2086.636 | 8642.9635 | -9202.0892 | -4719.5433
22 | 3040.1166 | 1030.2255 | 9408.2687 | -9786.4904 | -3692.1205
22 | 2548.125 | 766.5297 | 9885.2 | -9803.8382 | -3396.0165
22 | 3007.1273 | 801.3023 | 9582.8798 | -9909.8504 | -3481.459
22 | 3277.1627 | 1414.9639 | 8275.7691 | -8251.9889 | -4715.9069
22 | 3713.3604 | -2981.8419 | 6686.7201 | -2803.0167 | -4615.2218
22 | 5011.6826 | -1496.5415 | -966.5571 | 3451.416 | -6000
22 | 4337.0713 | 96.6058 | 2704.9688 | -1138.6459 | -6000
22 | 4994.9296 | -2179.1939 | -698.8021 | 3883.0664 | -6000
22 | 4975.4175 | -2857.7017 | -361.9696 | 4244.2538 | -6000
22 | 4701.1626 | -3058.5279 | 1284.6169 | 3072.7483 | -6000
22 | 5015.8431 | -2272.4009 | -1117.0219 | 3543.2768 | -5169.6971
22 | 5095.4573 | -4055.7757 | -2808.7047 | 2332.1796 | -563.1565
22 | 5131.4667 | -5007.006 | -3665.3263 | 1668.4432 | 1872.4223
22 | 4343.6127 | -5203.6952 | 1787.5297 | -655.6893 | -271.7579
22 | 3026.0891 | -1080.9922 | 9126.8041 | -9704.0318 | -1367.8691
22 | -3143.525 | -5458.778 | 8137.2868 | 1280.7464 | -815.7302
22 | -6478.7389 | -5547.9278 | 10276.2538 | 2507.6815 | -757.2686
22 | -6465.5578 | -5479.5067 | 10880.4588 | 2278.9427 | -1214.3369
22 | -3528.7217 | -5414.7982 | 8549.2187 | 1251.7245 | -857.4234
22 | -6473.7039 | -5402.0942 | 10715.668 | 2047.5334 | -887.4034
22 | -6464.8717 | -5387.4919 | 11066.0727 | 1991.5671 | -1205.2763
22 | -5484.4744 | -5623.8353 | 10360.2696 | 1826.6201 | -1078.5799
22 | -6462.379 | -5677.0308 | 11177.9498 | 2103.1249 | -1141.6649
22 | -6459.9137 | -5701.6906 | 11311.8457 | 2047.7372 | -1197.9786
22 | -6427.5586 | -6303.2171 | 12963.3117 | 1618.4754 | -1851.0114
22 | -6461.1981 | -5659.6731 | 11224.12 | 2088.961 | -1192.2098
22 | 5108.0088 | 2962.5308 | -2391.6757 | 321.1361 | -6000
22 | 4953.9424 | 1836.2922 | -3503.0756 | 2712.841 | -6000
22 | 4944.6205 | 1745.8944 | -3594.4652 | 2903.9503 | -6000
22 | 4953.0112 | 1888.0134 | -3778.8325 | 2644.0668 | -5706.2588
22 | 4497.4089 | 5427.137 | 719.9782 | -4644.5241 | -6000
22 | 4358.6343 | 5980.43 | 1419.7475 | -5758.8119 | -6000
22 | -6497.8502 | 6136.6154 | 9373.0886 | -3011.8538 | -6000
22 | -6462.1882 | 4798.1677 | 11957.4679 | -4293.4475 | -6000
22 | -6498.4505 | 5353.8246 | 8524.2648 | -1379.6389 | -6000
22 | -6500.428 | 2775.1717 | 5728.0875 | 3997.1688 | -6000
22 | -6448.7666 | 2387.5966 | 11023.2657 | -962.0956 | -6000
22 | 5059.1013 | 945.6525 | -1615.1497 | 1610.3959 | -6000
22 | 4972.4784 | -2917.4269 | -302.1282 | 4247.0767 | -6000
22 | 4836.5236 | -3290.3129 | 581.3732 | 3872.4161 | -6000
22 | 4723.154 | -3445.3566 | 1285.8498 | 3436.3528 | -6000
22 | 4350.1291 | -4238.604 | 3424.7446 | 1774.5471 | -5310.8167
22 | 4004.8458 | -5367.5271 | 5478.7222 | 535.0856 | -4651.1266
22 | 3655.312 | -6885.093 | 6998.8154 | -1632.1583 | -2136.8762
22 | 1195.2836 | -5149.2641 | 7092.7772 | 1524.0791 | -4662.8758
22 | 4728.5028 | -3613.2068 | 1288.854 | 3595.8501 | -6000
22 | 4984.7822 | -3482.7806 | -589.9071 | 4125.7606 | -5037.8551
22 | 5079.3055 | -5600.1211 | -2598.3848 | 2687.8659 | 431.3345
22 | 5099.2288 | -6126.42 | -3072.3384 | 2320.6323 | 1778.8973
22 | 3845.4145 | -6439.4371 | 5605.4991 | -1378.0615 | -1633.415
22 | 3654.7652 | -6888.3799 | 6999.8322 | -1637.7712 | -2128.4463
22 | 3638.2531 | -6888.528 | 7012.6811 | -1633.211 | -2129.1951
22 | 5005.6326 | -1099.6829 | -874.8521 | 2968.9024 | -6000
22 | 4962.416 | -3026.9918 | -219.7793 | 4284.3551 | -6000
22 | 4708.4795 | -3723.4686 | 1430.4255 | 3584.5636 | -6000
22 | 4556.1768 | -4352.2301 | 2346.9561 | 3110.1734 | -5661.0762
22 | 4001.2105 | -5532.3805 | 5529.0877 | 637.8291 | -4635.7467
22 | 3728.7434 | -6710.2359 | 6712.8396 | -1055.8678 | -2675.4793
22 | 1364.0812 | -5559.7699 | 7111.9819 | 1708.8291 | -4625.1223
22 | -4354.4896 | -5399.5419 | 10011.6678 | 4535.7752 | -4793.4114
22 | -6401.4155 | -5697.0917 | 11489.1026 | 4938.4546 | -4329.0499
22 | -6407.2678 | -6598.0233 | 12607.986 | 3394.5715 | -2997.2663
22 | -6418.5024 | -5150.8356 | 14014.665 | -45.7084 | -2399.6186
22 | 5003.9069 | -4933.4682 | -1190.2229 | 3875.2549 | -2755.4707
22 | 5063.719 | -6273.2716 | -2461.1404 | 2965.3889 | 705.3041
22 | 5079.2741 | -6684.178 | -2831.1784 | 2678.6723 | 1757.41
22 | 3716.5584 | -7024.3825 | 6600.382 | -1341.2755 | -1951.2823
22 | 76.9703 | -7132.4548 | 9238.4158 | -162.9097 | -2020.0216
22 | -4555.9123 | -3614.3339 | 14591.6896 | -4898.6132 | -1522.8303
22 | 4976.3994 | -5122.0222 | -2088.1211 | 4124.2839 | -1890.54
22 | 4780.0004 | -6055.2099 | -6444.9282 | 5357.0647 | 2363.0729
22 | -3215.7703 | -6857.2405 | 1117.8114 | 6454.4616 | 2500.7378
22 | -6557.0819 | -7014.1388 | 5164.6042 | 6677.742 | 1728.8745
22 | -6416.5688 | -7299.6274 | 13222.6479 | 2321.124 | -1827.5757
22 | -6588.2943 | -6791.7961 | 3528.0871 | 7335.8726 | 2516.1308
22 | -6591.7862 | -6631.7296 | 3293.1631 | 7419.6637 | 2510.689
22 | 4971.1533 | -6629.2401 | -4390.8784 | 3579.1203 | 2469.8449
22 | 4944.195 | -1548.6593 | -1318.1422 | 3922.6065 | -6000
22 | 4922.5083 | -2696.2112 | -881.1773 | 4654.8803 | -6000
22 | -4704.9387 | -3102.2002 | 7305.9269 | 6501.212 | -6000
22 | -6421.3818 | -3219.0078 | 8673.1452 | 6845.1697 | -5877.9254
22 | -6601.3308 | -6260.9653 | 2512.8649 | 7889.3204 | 2460.1108
22 | -6399.9996 | -5150.4713 | 11141.7113 | 5262.6915 | -4853.9318
22 | 4900.3925 | -3266.8849 | -2047.7733 | 4848.6943 | -4434.4286
22 | 4734.9428 | -5735.4087 | -7028.5699 | 5699.4663 | 2329.5696
22 | 4938.6474 | -1142.6524 | -3087.3937 | 3464.7793 | -4173.3807
22 | 4136.9801 | 2410.3021 | 3550.952 | -4098.2342 | -6000
22 | 3813.7076 | 3133.7381 | 5318.6162 | -6266.0619 | -6000
22 | -6251.5029 | 2368.4468 | 10900.7409 | -1017.6849 | -6000
22 | -6448.4624 | 2328.7114 | 10997.8466 | -878.0955 | -6000
22 | -6450.6895 | -580.8235 | 7843.3264 | 5188.1867 | -6000
22 | -6425.6657 | -2612.7061 | 8564.0686 | 6474.3032 | -6000
22 | -6448.5774 | 2366.7575 | 11033.178 | -956.3264 | -5995.0317
22 | 4323.6438 | 3917.4334 | 2132.0232 | -4373.1004 | -6000
22 | 3955.5988 | 4741.0635 | 4144.5044 | -6841.1666 | -6000
22 | 3734.1807 | 4133.7756 | 5583.3886 | -7451.3448 | -6000
22 | 3118.8666 | 1593.5321 | 9286.2406 | -9367.9166 | -4630.7227
22 | 2891.3564 | 11.4496 | 10432.3632 | -10243.117 | -3092.0522
22 | 2823.7971 | -366.9517 | 10846.392 | -10399.5617 | -2903.6757
22 | 442.0143 | -660.2106 | 12526.833 | -9901.4603 | -2407.1764
22 | -1159.7108 | -1146.7226 | 13724.2361 | -9717.5885 | -1700.2142
22 | 3718.611 | -3138.443 | 6699.3315 | -2674.3953 | -4605.1041
22 | 3782.8119 | -3532.9515 | 6406.5209 | -2032.8766 | -4623.5046
22 | 3714.8886 | 4027.5401 | 5719.7905 | -7462.2192 | -6000
22 | 5128.4645 | 3224.4126 | -2760.5543 | -156.1804 | -5436.1424
22 | 5049.3379 | 3008.996 | -5000 | 555.9589 | -3614.2928
22 | 5215.1308 | 4660.1852 | -4574.0566 | -2788.1041 | -2513.1554
22 | 5228.2407 | 4867.5787 | -4847.7998 | -3167.1199 | -2080.8996
22 | 5198.3341 | 5406.0163 | -5032.2064 | -4189.0804 | -1383.0637
22 | 5005.4196 | 5095.0568 | -8147.323 | -3145.9524 | 1192.799
22 | -6516.7533 | 5219.3417 | -136.8252 | -99.105 | 1533.3418
22 | -6684.4371 | 5338.5877 | 1198.7056 | -426.9563 | 574.1002
22 | -6701.2141 | 4356.398 | 1087.781 | -675.4344 | 1932.4696
22 | -6693.2835 | 3709.9158 | 1901.6211 | -1144.6972 | 2226.4438
22 | -6685.3324 | 2279.2686 | 1343.6361 | 836.9633 | 2225.4643
22 | 5065.4809 | 2864.2931 | -5362.2489 | -4773.5902 | 2206.0651
22 | 5071.1477 | 2737.8372 | -5164.9985 | -4880.1295 | 2236.1431
22 | 4902.7827 | 2824.958 | -5197.0527 | -4760.264 | 2229.5759
22 | 5201.2051 | 4604.8948 | -4906.388 | -2635.9489 | -2263.763
22 | -6585.1352 | 4679.0897 | 4406.1355 | 453.9497 | -2954.0398
22 | -6589.2708 | 3337.2945 | 2829.0595 | 3267.1406 | -2844.2239
22 | 5055.7526 | 3413.7186 | -6195.4624 | -99.5043 | -2174.5045
22 | 4907.8266 | 2523.9822 | -7127.5773 | 1805.8825 | -2110.114
22 | 4863.46 | 3010.6112 | -9988.6771 | 1202.9633 | 911.6425
22 | -6256.3539 | 3981.2575 | -1462.3709 | 2384.6437 | 1352.8235
22 | -6616.2536 | 3492.624 | 1932.3537 | 3077.463 | -1886.1872
22 | 5178.8491 | 4596.3592 | -5742.8554 | -2513.4483 | -1518.9046
22 | 4991.9105 | 4566.7769 | -8623.1977 | -2050.9323 | 1115.4425
22 | -6392.2227 | 4626.8824 | -766.2386 | 1088.8981 | 1442.6808
22 | -6658.8482 | 4649.2142 | 1477.6304 | 881.143 | -349.1393
22 | 5201.6471 | 3169.3995 | -4358.8941 | -2182.975 | -1829.1776
22 | 5213.0464 | 3273.2532 | -4600.8927 | -2499.6459 | -1385.761
22 | 5139.3694 | 3973.0268 | -4940.9161 | -4619.1676 | 447.6876
22 | 5078.1102 | 2675.784 | -4934.5423 | -5080.559 | 2261.2072
22 | 4146.535 | -63.3763 | 1055.4268 | -7695.4712 | 2556.8856
22 | 4049.1215 | -216.0507 | 1728.1886 | -7934.2538 | 2372.9944
22 | 2748.2947 | -1311.172 | 11039.3551 | -10878.3824 | -1598.0953
22 | 3413.1289 | -5086.7591 | 8013.5491 | -4346.8647 | -1993.0542
22 | 3652.8521 | -6878.5949 | 7009.2814 | -1654.7232 | -2128.8155
22 | 2732.3195 | -1385.1734 | 11145.2651 | -10906.3516 | -1586.0596
22 | -905.7721 | -1351.8006 | 13600.0728 | -9894.1341 | -1448.3659
22 | 5114.1191 | -4935.3485 | -3650.0323 | 987.8075 | 2483.4542
22 | 4309.3085 | -1098.8499 | 306.2529 | -6067.781 | 2551.0694
22 | 5126.5149 | -5438.2065 | -3533.5749 | 1611.0324 | 2234.2341
22 | 5183.9967 | 1518.2737 | -4189.4488 | -1486.5157 | -1026.3058
22 | 5194.1381 | 1610.6677 | -4404.7441 | -1768.2437 | -631.818
22 | 5082.2684 | 2673.1896 | -4921.0288 | -4986.482 | 2152.0527
22 | 3620.0829 | 3621.8633 | 6301.2221 | -7731.0803 | -5812.088
22 | 3069.4253 | 1348.5458 | 9614.9826 | -9446.2609 | -4586.6928
22 | 2834.8155 | -282.9063 | 10796.8704 | -10348.7723 | -3000.0074
22 | 284.5957 | -554.4792 | 12574.731 | -9788.205 | -2516.6424
22 | -2262.454 | -938.8503 | 14301.9131 | -9254.499 | -1846.1098
22 | 3731.3977 | -3874.4072 | 6759.6623 | -2058.2366 | -4558.4161
22 | 2895.8765 | -693.0384 | 10529.9972 | -9702.5906 | -3030.2446
22 | -379.7066 | -1319.8327 | 12663.8817 | -8542.4946 | -2421.8479
22 | -6448.6598 | 3695.3776 | 13345.7425 | -5093.931 | -5498.5293
22 | -6671.1707 | 2783.6485 | 3570.1443 | -1990.2576 | 2307.6355
22 | -6610.8018 | 325.4945 | 8271.4019 | -4553.1456 | 2567.051
22 | -6435.4918 | 2505.9075 | 14865.9811 | -6068.4823 | -4867.9144
22 | -6436.3025 | 2192.9262 | 15064.8888 | -6254.1324 | -4567.38
22 | -5984.5687 | 1748.1056 | 15062.43 | -6646.1771 | -4179.7898
22 | -3593.3549 | -729.282 | 14981.6245 | -8744.6369 | -1914.3508
22 | -3222.1115 | -1351.1456 | 14838.079 | -9115.2713 | -1149.5505
22 | -3221.71 | -1355.3012 | 14836.0004 | -9116.3306 | -1142.6586
22 | -6520.0653 | -781.2405 | 13377.5222 | -6759.1884 | 682.972
22 | -6440.2979 | -3252.2299 | 15722.8373 | -4734.2261 | -1296.0835
22 | -6434.0627 | -3895.8868 | 15471.2256 | -3698.2797 | -1442.9965
22 | -6427.9132 | -4828.7557 | 14935.3106 | -2095.9027 | -1582.739
22 | -3239.8976 | -1367.7806 | 14842.6666 | -9090.0768 | -1144.9117
22 | -4587.1533 | -3380.7122 | 14742.3513 | -5288.5792 | -1485.9065
22 | -6435.9417 | 1501.3426 | 15170.2373 | -6046.88 | -4188.7582
22 | -6437.6267 | -2892.5099 | 15739.7645 | -4795.2362 | -1614.3916
22 | 5078.9969 | 2603.9113 | -4920.6884 | -5011.1223 | 2248.9024
22 | 4090.725 | -301.9576 | 1433.8376 | -7785.1811 | 2562.5761
22 | 3955.9094 | -513.2515 | 2364.907 | -8115.6446 | 2308.0797
22 | 2848.9413 | -1445.1698 | 10288.4552 | -10621.0176 | -1071.2091
22 | -6555.6153 | -527.9991 | 11513.5798 | -6009.598 | 1579.6326
22 | -6589.6249 | -5800.4682 | 4406.2426 | 5451.1243 | 2532.7262
22 | 5117.6033 | -5556.2332 | -3543.5231 | 1494.9723 | 2487.1807
22 | 4315.9956 | -1735.0024 | 397.0176 | -5532.5375 | 2554.5268
22 | 5120.0535 | -5655.633 | -3520.503 | 1618.165 | 2437.9174
22 | 5115.3541 | -5634.4556 | -3611.1734 | 1644.3938 | 2485.8812
22 | 5075.4523 | 2662.6466 | -5031.4394 | -4949.3773 | 2242.7178
22 | 5163.2052 | 1451.9962 | -4691.7084 | -1264.527 | -658.9659
22 | -6584.0204 | 1528.9124 | 4589.7364 | 1813.836 | -1348.4643
22 | -6587.2598 | 482.1422 | 3354.7174 | 4014.8242 | -1264.424
22 | -6629.8618 | 677.5302 | 1946.9907 | 3728.2112 | 277.1296
22 | -6434.5898 | 886.7724 | 102.831 | 3364.7846 | 2080.2017
22 | 5089.3775 | 849.3824 | -5346.3944 | 22.4054 | -614.7708
22 | 4892.636 | -330.1508 | -6586.9861 | 2555.8042 | -531.3033
22 | 4861.2042 | -59.3356 | -8576.738 | 2152.0717 | 1622.7977
22 | 5147.1906 | 1427.3977 | -5281.2716 | -1169.9232 | -123.3935
22 | 5011.4022 | 1338.8861 | -7353.3826 | -807.1596 | 1810.254
22 | -6537.241 | 1367.6868 | 629.907 | 2390.4949 | 2149.1523
22 | -6658.2092 | 1406.2566 | 1646.4242 | 2283.9392 | 1321.5892
22 | -6679.8733 | 1735.4198 | 1423.047 | 1284.5624 | 2236.844
22 | -6606.9832 | -5764.0287 | 2352.167 | 7576.6713 | 2442.1735
22 | -6610.1683 | 1565.1038 | 1023.6142 | 1796.452 | 2224.9983
22 | -6442.104 | 167.2579 | 242.1511 | 3806.9011 | 2225.7939
22 | 5058.5144 | 2378.3911 | -5576.4521 | -4057.8276 | 2197.3742
22 | 5069.6157 | 2573.9033 | -5209.5867 | -4670.6815 | 2236.7492
22 | 4854.1078 | 2448.2863 | -5314.3833 | -4217.3124 | 2229.3017
22 | 5042.2282 | 1221.3959 | -6024.2522 | -2469.3887 | 2230.0168
22 | 5005.7994 | -1022.2045 | -7097.7504 | 882.9889 | 2231.1666
22 | 4790.431 | -3059.4846 | -7964.8981 | 4001.8168 | 2232.1349
22 | 5095.6584 | 1119.3038 | -6212.8452 | -467.3484 | 465.2314
22 | 4996.5975 | 788.8358 | -7865.1481 | 344.4891 | 1735.2257
22 | 5138.2016 | 2037.8847 | -3035.5403 | -243.8144 | -3896.7315
22 | 5184.8552 | -282.3559 | -4142.7864 | -663.6971 | -96.0158
22 | 5144.357 | -3983.1271 | -3701.1624 | 999.625 | 1540.3075
22 | 5145.4816 | 831.3797 | -3386.0976 | -309.3348 | -2281.4289
22 | 5175.9465 | -683.7416 | -4109.1314 | -583.5189 | 200.4454
22 | 5133.8583 | -4529.8088 | -3650.1687 | 1145.1069 | 1901.0124
22 | 5087.7447 | 718.6367 | -5000 | 210.2973 | -1016.6788
22 | 5133.8583 | -480.315 | -5000 | -204.7244 | 551.1811
22 | 5141.4719 | 3297.4662 | -3024.2654 | -273.2467 | -5141.4259
22 | 5072.628 | 3111.6709 | -5000 | 346.3476 | -3530.6465
22 | 5165.3543 | 700.7874 | -5000 | -488.189 | -377.9528
22 | 5230.072 | 4753.9359 | -4877.5581 | -2941.7691 | -2164.6806
22 | 5192.8316 | 5438.0337 | -5100.2542 | -4241.8246 | -1288.7864
22 | 5002.5167 | 5131.7333 | -8173.1536 | -3213.6992 | 1252.6028
22 | -6523.2224 | 5254.6544 | -159.1108 | -163.2871 | 1590.9659
22 | -6686.7081 | 5370.756 | 1143.3656 | -482.6635 | 655.25
22 | -6704.6012 | 4459.7146 | 991.7293 | -765.9167 | 2019.0741
22 | -6700.1339 | 4056.1809 | 1507.4778 | -1096.5382 | 2233.0133
22 | -6626.3545 | 1051.967 | 7253.0834 | -4228.7519 | 2550.056
22 | -6696.3647 | 3240.2936 | 1107.0519 | 115.5807 | 2233.4385
22 | -6230.2722 | -636.3507 | -1060.1787 | 5691.1567 | 2235.6449
22 | 5049.1038 | 3270.7857 | -5813.1372 | -4745.0536 | 2238.3014
22 | 4983.5322 | -767.6827 | -7745.4281 | 1289.2076 | 2240.371
22 | 4666.5014 | -3766.6399 | -9021.9039 | 5880.246 | 2241.7964
22 | 5065.4163 | 2850.1066 | -5339.8844 | -4805.9722 | 2230.3337
22 | 5072.3211 | 2886.0682 | -5087.7156 | -5149.4843 | 2278.8106
22 | 4232.031 | 415.318 | 315.2968 | -7508.1613 | 2545.5155
22 | 4208.4199 | 378.3129 | 478.3606 | -7566.0374 | 2500.944
22 | 2924.3787 | -702.6772 | 9669.3778 | -10472.1756 | -1418.9037
22 | 2911.0245 | -691.824 | 9772.6304 | -10496.675 | -1495.1559
22 | 1071.3436 | -635.3396 | 11405.1129 | -10116.4784 | -1724.6385
22 | -2841.5294 | -617.0042 | 13986.2765 | -9042.0974 | -1485.6455
22 | 2893.0418 | -741.7537 | 9896.7065 | -10543.3115 | -1504.6831
22 | 2824.6605 | -852.859 | 10398.9194 | -10698.9706 | -1671.7502
22 | 1861.0711 | -785.5227 | 10974.0516 | -10405.3012 | -1644.2989
22 | -6581.8175 | 363.1743 | 9869.6102 | -5404.1491 | 1753.1821
22 | -6609.2642 | -3891.8534 | 4133.7935 | 3844.9692 | 2522.3549
22 | 5103.9729 | -3804.0999 | -3958.6342 | 184.596 | 2474.1652
22 | 4271.484 | 164.3403 | 133.7123 | -7113.6424 | 2544.1058
22 | 5132.7979 | -4973.4318 | -3687.8275 | 1633.8258 | 1894.6357
22 | 5077.5137 | -4724.3029 | -4754.4676 | 1942.3788 | 2458.8779
22 | 5184.292 | 4497.0654 | -5709.9562 | -2324.8319 | -1646.5692
22 | 4963.5296 | 3665.0229 | -9517.0614 | -170.307 | 1058.8158
22 | 4964.8095 | 2917.1548 | -9306.8156 | 193.5477 | 1231.3036
22 | 5081.3368 | 3600.5637 | -6430.6422 | -447.3525 | -1803.9058
22 | 4933.806 | 3410.6636 | -9734.3869 | 364.0668 | 1025.8505
22 | 5131.3131 | 2126.2626 | -6080.8081 | -722.2222 | -454.5455
22 | 5114.7243 | 4234.8684 | -6909.6686 | -1645.8882 | -794.0359
22 | 4968.4601 | 3683.6059 | -9432.0328 | -218.4265 | 998.3932
22 | 4968.7742 | 3614.0053 | -9408.9213 | -186.0991 | 1012.241
22 | 5062.9602 | 3785.1937 | -7274.2399 | -703.7617 | -870.1523
22 | 4964.6536 | 3651.0266 | -9459.8543 | -149.9838 | 994.1579
22 | 5072.4157 | 3377.8335 | -7464.8982 | -884.1902 | -101.1607
22 | 5196.7335 | 549.1215 | -4335.808 | -770.6013 | -639.4457
22 | 5165.3543 | -2318.3352 | -3993.6258 | 518.1852 | 628.4214
23 | 5109.3971 | 3102.748 | -2433.3159 | 221.1708 | -6000
23 | 4333.673 | 6006.6744 | 1308.6515 | -5648.999 | -6000
23 | -6480.5027 | 6167.5661 | 9312.2696 | -2999.333 | -6000
23 | -6483.4858 | 2699.4332 | 5515.9975 | 4268.0551 | -6000
23 | -6452.0787 | 152.5696 | 6423.9174 | 5875.5917 | -6000
23 | -6479.696 | 6138.8995 | 9372.3423 | -3031.5459 | -6000
23 | -6429.3222 | 1746.0584 | 15116.5163 | -6731.2025 | -3702.05
23 | -6433.1801 | 248.1158 | 16081.2365 | -7637.6378 | -2258.5343
23 | -6410.339 | -2420.9365 | 13000.9245 | -449.2227 | -3720.4263
23 | -6420.0701 | 1192.1457 | 15785.0815 | -6957.4825 | -3599.6746
23 | 4093.316 | 5409.8496 | 2757.7597 | -6260.9254 | -6000
23 | 2848.8551 | 763.8213 | 9762.631 | -9852.5501 | -3522.7574
23 | 2725.9861 | 744.9314 | 9875.5032 | -9837.9883 | -3508.4325
23 | 2839.4895 | 726.8262 | 9817.4669 | -9878.8027 | -3504.9799
23 | 4891.5389 | 1801.7185 | -3700.5651 | 3007.3077 | -6000
23 | 4812.8458 | -1653.9935 | -2366.8529 | 5208.0005 | -6000
23 | 4907.6523 | -1921.5999 | -1315.1084 | 4329.056 | -6000
23 | 4917.0408 | -1958.4269 | -1229.9794 | 4239.8422 | -5968.4767
23 | 812.685 | -1945.1929 | 1096.8878 | 6035.62 | -6000
23 | -2578.0247 | -2263.8257 | 3829.2897 | 6756.9141 | -5744.3533
23 | -6430.2851 | -2740.9794 | 7216.6817 | 7310.0702 | -5355.4873
23 | -6463.237 | -3013.8811 | 5868.5046 | 7689.3873 | -4080.7738
23 | -6563.9199 | -4268.2374 | 2419.264 | 8053.5502 | 359.3431
23 | -6594.5184 | -5137.2969 | 2148.3443 | 7242.1371 | 2341.334
23 | -6366.022 | -4793.4728 | 717.5433 | 8161.1802 | 2280.7713
23 | -6576.0548 | -5591.4897 | 2388.2307 | 8106.442 | 1672.8716
23 | -6584.3755 | -6074.298 | 2333.8046 | 7980.1666 | 2344.7022
23 | -6583.723 | -6114.591 | 2356.8796 | 8000.9341 | 2340.5002
23 | -6526.0159 | -5885.1705 | 1941.8794 | 8140.7173 | 2328.5897
23 | -6416.2298 | -3629.8209 | 9393.5006 | 5248.251 | -4595.7008
23 | -6393.8595 | -5279.7491 | 12037.3051 | 3315.5032 | -3679.1996
23 | -6432.9429 | -2509.206 | 6913.6097 | 7505.2701 | -5476.7309
23 | 4825.2242 | -2140.1201 | -1864.397 | 5179.2929 | -6000
23 | 4863.4209 | -2459.6282 | -1269.3402 | 4865.5475 | -6000
23 | 4859.2832 | -2629.062 | -1068.8901 | 4838.6689 | -6000
23 | 1820.8903 | -2143.8468 | 510.5358 | 5812.4207 | -6000
23 | 4727.2252 | -5825.0839 | -6889.9525 | 5762.192 | 2225.6192
23 | 4681.3655 | -3951.5218 | -8741.3815 | 5865.1246 | 2146.4132
23 | 5040.6862 | -5028.3666 | -4870.5481 | 2520.7059 | 2337.5226
23 | -6584.7241 | -5381.7577 | 3067.8409 | 6514.0174 | 2384.6234
23 | 4859.7106 | 2699.6806 | -8842.3256 | 1903.1889 | -620.2545
23 | 4812.7274 | 3057.4472 | -10847.4932 | 1470.4358 | 1506.8828
23 | -6102.2749 | 3991.5737 | -2423.3015 | 2590.2484 | 1943.7544
23 | -6590.7022 | 3339.8449 | 1955.9509 | 3498.234 | -2203.3276
23 | -6161.6123 | 4262.785 | -2126.1288 | 2043.7366 | 1981.2195
23 | -6104.5868 | 3800.7914 | -2385.3003 | 2707.6265 | 1981.4691
23 | 4779.7702 | 306.6455 | -10252.8801 | 3168.0488 | 1998.4157
23 | 4884.3042 | 471.1439 | -9396.6195 | 2008.1801 | 2032.9914
23 | 5058.8235 | -3657.2694 | -5480.2566 | 1794.2532 | 2284.4493
23 | 5085.6215 | -4728.5712 | -4631.8597 | 1932.5036 | 2342.3057
23 | 4994.4123 | -1126.1372 | -976.8418 | 3108.5667 | -6000
23 | 4980.7552 | -1790.9897 | -817.0337 | 3488.8599 | -5861.5917
23 | 4985.3657 | -2404.7646 | -938.9466 | 3553.0421 | -5194.6966
23 | 5132.8234 | -5079.3887 | -3463.3224 | 1710.518 | 1699.3697
23 | 4299.938 | -5278.8064 | 1860.8444 | -521.7091 | -360.2669
23 | 3234.8613 | -2215.3117 | 7437.3185 | -7290.7541 | -1166.1139
23 | -1396.5036 | -5487.0522 | 6708.9629 | 927.5182 | -752.9254
23 | -6464.9541 | -5633.0335 | 9948.9632 | 2785.5482 | -636.5237
23 | -6444.4179 | -5528.7451 | 10894.0044 | 2424.8004 | -1345.6418
23 | -1583.8149 | -5465.8638 | 6910.5814 | 911.5529 | -772.4557
23 | -6457.9133 | -5431.7329 | 10563.868 | 2142.7483 | -816.9701
23 | -6443.4811 | -5401.9849 | 11151.4966 | 2025.7672 | -1331.7979
23 | -3063.7301 | -5609.6516 | 8300.0834 | 1307.929 | -934.6307
23 | -6441.2666 | -5820.277 | 11257.5863 | 2195.3648 | -1191.4075
23 | -6435.4604 | -5877.6703 | 11573.9768 | 2063.0083 | -1323.8543
23 | -6398.853 | -6558.3451 | 13447.5801 | 1569.7386 | -2060.1206
23 | -6390.7317 | -7335.3676 | 13625.2287 | 2130.3314 | -2029.4609
23 | -6438.3494 | -5781.9928 | 11375.1469 | 2157.4066 | -1312.2113
23 | 4967.9598 | -2336.4219 | -656.3296 | 3785.0919 | -5760.3001
23 | 4938.832 | -3290.223 | -249.7151 | 4236.2769 | -5635.1709
23 | 5106.4483 | 3163.9457 | -2364.1554 | 93.7614 | -6000
23 | 4524.0278 | 5344.3425 | 445.4597 | -4313.83 | -6000
23 | 4356.4461 | 5964.4735 | 1245.9481 | -5566.8678 | -6000
23 | -6480.537 | 6127.6879 | 9268.6183 | -2915.7693 | -6000
23 | -6476.6333 | 5982.3523 | 9552.6856 | -3058.4045 | -6000
23 | 4062.1818 | 5148.3364 | 3084.617 | -6295.1353 | -6000
23 | -6481.3024 | 5237.8338 | 8294.5701 | -1051.1015 | -6000
23 | -6483.201 | 3030.5601 | 5878.4541 | 3574.1867 | -6000
23 | -6448.7668 | 711.0652 | 7346.7144 | 4390.9872 | -6000
23 | -6468.0965 | 4449.8616 | 8959.2487 | -941.0139 | -6000
23 | 4932.011 | 2122.2149 | -3378.8392 | 2324.6133 | -6000
23 | 5047.1736 | 1152.9304 | -1581.6595 | 1381.5555 | -6000
23 | 4972.9229 | -1577.8452 | -641.1507 | 3246.073 | -6000
23 | 4937.3003 | -3312.0208 | -224.3133 | 4238.0149 | -5638.9811
23 | 4943.6279 | -3545.7073 | -342.28 | 4186.2674 | -5241.908
23 | 5090.0262 | -6201.1151 | -2848.5189 | 2356.9812 | 1602.6266
23 | 3744.5411 | -6523.2645 | 5752.4082 | -1249.0708 | -1724.6141
23 | 3204.285 | -4969.3185 | 8581.0533 | -4682.643 | -2133.3769
23 | 3599.5468 | -6833.1758 | 6726.5412 | -1428.3346 | -2064.5777
23 | -1272.8635 | -6900.0699 | 10562.7031 | -109.8214 | -2279.9483
23 | 4890.4527 | -3486.9201 | 39.3845 | 4102.8085 | -5545.7255
23 | 4099.0179 | -5036.9209 | 4304.4642 | 858.2334 | -4224.7947
23 | 3692.9269 | -6266.1469 | 6569.9318 | -471.2691 | -3525.4427
23 | 2235.6405 | -6351.3441 | 7726.8614 | -190.1084 | -3421.0494
23 | 4331.4683 | 3837.9749 | 1869.6648 | -4039.1079 | -6000
23 | 4184.581 | 4140.2916 | 2626.1391 | -4951.0118 | -6000
23 | 4271.1209 | 3396.3138 | 2289.9781 | -3957.4128 | -6000
23 | 4982.6284 | -892.8584 | -827.5783 | 2737.8084 | -6000
23 | 4956.4291 | -1856.4108 | -495.7204 | 3395.7021 | -6000
23 | 4924.7308 | -3399.5405 | -124.804 | 4278.3666 | -5678.7528
23 | 4968.0342 | -4998.7789 | -932.1113 | 3924.2313 | -2961.3754
23 | 5065.1365 | -6760.0451 | -2594.4375 | 2710.9112 | 1578.4348
23 | 3725.8535 | -7080.7095 | 5966.8435 | -878.5187 | -1733.4688
23 | 4761.1179 | -6121.8365 | -6372.2358 | 5483.1464 | 2249.808
23 | 4953.4347 | -6698.1889 | -4300.4758 | 3693.1358 | 2352.0942
23 | -2917.9808 | -6937.4654 | 1074.5052 | 6396.9556 | 2383.9855
23 | -6529.98 | -7122.4596 | 5594.8913 | 6549.9727 | 1507.5757
23 | -6393.5475 | -7408.6933 | 13433.325 | 2302.7935 | -1933.8777
23 | -6565.5178 | -6872.3788 | 3724.0507 | 7312.1546 | 2401.6913
23 | -6569.4291 | -6694.7464 | 3459.5805 | 7408.832 | 2395.7629
23 | 4604.1282 | -4596.4675 | 1679.8169 | 3353.0789 | -5040.5564
23 | 3748.238 | -6272.7022 | 6292.2498 | -155.7383 | -3612.0474
23 | 313.8538 | -6483.3089 | 8784.2144 | 834.1893 | -3448.9486
23 | -6389.3954 | -5958.1616 | 11346.7059 | 4931.6677 | -3930.8166
23 | -6383.1516 | -6353.0171 | 12313.7276 | 4015.733 | -3593.2919
23 | -6389.0641 | -7286.7433 | 13481.607 | 2411.5007 | -2217.3003
23 | 4921.149 | -1260.0595 | -1185.1635 | 3524.074 | -6000
23 | 4894.6758 | -2422.5976 | -736.4886 | 4264.4104 | -6000
23 | 4880.3474 | -3002.6991 | -615.1886 | 4622.4479 | -5884.9076
23 | 4734.6933 | -5935.6526 | -6717.3285 | 5687.2418 | 2231.046
23 | -6415.0416 | -3721.6937 | 8422.2522 | 6815.2239 | -5100.7408
23 | -6576.851 | -6417.3126 | 2840.0365 | 7798.6485 | 2355.4786
23 | -765.9508 | -788.0434 | 3414.2761 | 4139.7181 | -6000
23 | 4653.1987 | 343.0319 | 761.0205 | 242.7489 | -6000
23 | 5195.2322 | 4100.862 | -3676.5669 | -1609.5356 | -4009.9916
23 | 5229.4237 | 4647.9399 | -4311.7288 | -2614.0382 | -2951.5966
23 | 5230.8833 | 4681.1592 | -4345.7146 | -2675.3797 | -2890.9482
23 | 5244.1179 | 4969.074 | -4653.0318 | -3205.6508 | -2354.5093
23 | 5218.7617 | 5438.0276 | -4803.7166 | -4095.8855 | -1757.1872
23 | 4957.9917 | 5022.5463 | -9030.7733 | -2658.2367 | 1708.472
23 | -3928.7463 | 5123.6356 | -2797.0554 | -376.9476 | 1979.1136
23 | -6368.5286 | 5158.8239 | -1007.2817 | 225.0072 | 1991.9792
23 | -6662.9564 | 5355.519 | 1236.9006 | -332.7532 | 403.2901
23 | -6683.6485 | 4145.6293 | 1103.7731 | -645.4952 | 2079.7414
23 | 4975.0307 | 4414.0923 | -8255.2695 | -3115.1785 | 1981.325
23 | 5154.3651 | 4465.7354 | -5664.7561 | -2060.5713 | -1894.7732
23 | -6560.6413 | 4638.6068 | 4522.014 | 623.0452 | -3223.0247
23 | -6566.5219 | 3554.1849 | 3139.3562 | 2921.6931 | -3048.7123
23 | 5053.4695 | 4403.2586 | -7877.3641 | -1624.6497 | 45.2857
23 | 4940.6198 | 4353.1718 | -9640.3473 | -1264.812 | 1611.3676
23 | -6207.3309 | 4465.1882 | -1834.2109 | 1627.6375 | 1948.7161
23 | -6633.6093 | 4555.2339 | 1548.4788 | 1184.7638 | -654.8672
23 | -6249.55 | 4658.4509 | -1625.5793 | 1238.5661 | 1978.1123
23 | -6213.9765 | 4328.2669 | -1773.8836 | 1681.6859 | 1977.9073
23 | -6189.6685 | 4114.2182 | -1878.9077 | 1976.4915 | 1977.8666
23 | 4951.8809 | 2608.8811 | -8939.3752 | -601.5251 | 1980.1383
23 | 4945.4325 | 2152.5342 | -9129.7044 | 51.6998 | 1980.0379
23 | 4902.3377 | 1590.4049 | -9343.8962 | 871.2475 | 1979.9061
23 | 4867.2481 | 1214.6449 | -9483.4542 | 1421.7446 | 1979.8166
23 | 4932.0653 | 4035.2605 | -9934.5369 | -602.3253 | 1569.5364
23 | 5228.9255 | 4410.5253 | -4313.2235 | -2563.4594 | -2762.768
23 | 5217.3264 | 3177.2656 | -4146.8383 | -2058.5789 | -2189.1749
23 | 5226.5403 | 3259.0936 | -4320.3791 | -2306.4806 | -1858.7741
23 | 5230.028 | 3303.7163 | -4403.1429 | -2441.6337 | -1688.9677
23 | 5158.7674 | 3995.569 | -4718.1712 | -4534.3546 | 98.1894
23 | 3948.8868 | 4689.5214 | 3759.7416 | -6608.3857 | -5789.7641
23 | 2755.3638 | 233.6628 | 10477.8917 | -10052.9992 | -3413.9191
23 | 2586.1343 | -853.1887 | 11284.8215 | -10665.2235 | -2352.5436
23 | 3365.8928 | -4158.3637 | 7942.6355 | -3729.6563 | -3420.5083
23 | 3160.3497 | -4444.4822 | 8875.9643 | -4985.0165 | -2606.8153
23 | 3500.2224 | -5467.1921 | 7443.405 | -2078.3697 | -3398.0655
23 | 2710.9134 | 35.2267 | 10751.1105 | -10119.962 | -3377.2886
23 | 5089.0157 | 2526.3466 | -4712.4182 | -5064.562 | 2161.6178
23 | 4048.6972 | -237.7974 | 1501.7318 | -7762.3499 | 2449.7183
23 | 2596.9426 | -1330.0909 | 11058.4419 | -10774.7658 | -1550.5278
23 | 5122.5925 | -4953.0094 | -3517.148 | 981.1912 | 2366.3738
23 | 5225.5319 | 2666.6667 | -4323.4043 | -2092.1986 | -1476.5957
23 | 5223.3863 | 2666.6667 | -4329.841 | -2140.4741 | -1419.7379
23 | 5180.6081 | 4168.4253 | -4458.1758 | -1638.7839 | -3252.0737
23 | 5031.0502 | 3579.1075 | -6694.4132 | -150.3356 | -1765.4089
23 | 4911.1027 | 2883.0189 | -7483.1147 | 1355.4063 | -1666.4132
23 | 4906.6016 | 2993.2155 | -8138.8711 | 1223.2247 | -984.1706
23 | 4850.5482 | 3395.4914 | -10482.152 | 748.8974 | 1487.215
23 | -6176.7343 | 4325.333 | -1987.3644 | 1909.446 | 1929.3197
23 | -6605.3476 | 3778.5352 | 1842.1586 | 2658.7262 | -1674.0724
23 | 4982.1424 | 3385.1028 | -7428.5823 | 339.2943 | -1277.9572
23 | 4856.2325 | 3433.2664 | -10450.4199 | 668.8705 | 1492.0505
23 | 5195.6695 | 2421.7248 | -4412.9914 | -1608.661 | -1595.7419
23 | 5119.7705 | 1687.3008 | -5591.2529 | -809.8948 | -405.9236
23 | 5202.9505 | 1660.4853 | -4391.1485 | -1594.099 | -878.1883
23 | 5201.698 | 2909.1229 | -3857.3629 | -1596.604 | -2656.8539
23 | 5217.1337 | 1655.2013 | -4200.5797 | -1565.7327 | -1106.0225
23 | 5131.8669 | -5336.6724 | -3433.1789 | 1461.237 | 2176.7474
23 | 5125.5344 | -5506.89 | -3427.2665 | 1439.1541 | 2369.4679
23 | 5205.2271 | 2071.7337 | -4040.7289 | -1589.5459 | -1646.686
23 | 5195.5299 | 1526.7996 | -3963.0114 | -1365.4591 | -1393.859
23 | 5207.6865 | 1599.1138 | -4147.3823 | -1584.627 | -1074.791
23 | 5209.6618 | 1438.6473 | -4191.3043 | -1580.6763 | -876.3285
23 | 5125.4248 | -5468.7879 | -3433.1712 | 1409.7377 | 2366.7966
23 | 5122.8332 | -5568.0113 | -3400.6615 | 1475.7137 | 2370.1258
23 | 5204.2394 | 1604.0306 | -4345.8428 | -1591.5211 | -870.9061
23 | 5192.0721 | 1571.8919 | -4558.1982 | -1481.4414 | -724.3243
23 | 5058.8235 | 539.2157 | -6656.8627 | -49.0196 | 1107.8431
23 | 5211.2575 | 1630.8277 | -4214.6413 | -1680.7059 | -946.7381
23 | 5101.391 | 2697.4975 | -4700.3388 | -4907.1762 | 1808.6265
23 | 3649.28 | 3530.3862 | 5474.9381 | -7396.4493 | -5258.1549
23 | 2744.424 | 152.2273 | 10568.2278 | -10007.9442 | -3456.9349
23 | 1449.1127 | 122.4724 | 11535.2662 | -9712.2535 | -3394.5978
23 | -833.8581 | -114.9334 | 13155.0338 | -9232.609 | -2973.6334
23 | -3413.0806 | 654.1501 | 14318.6589 | -8062.3044 | -3497.424
23 | -5519.691 | -766.6636 | 16404.3906 | -8285.0349 | -1833.0011
23 | -6446.6176 | 3602.9007 | 12611.6365 | -4836.2549 | -4931.6647
23 | -6650.6555 | 2781.1809 | 3598.9941 | -1924.4785 | 2194.9591
23 | -6583.8351 | 98.1249 | 8811.1141 | -4792.8315 | 2467.4277
23 | -6417.3246 | 1048.4078 | 15951.9466 | -6987.6522 | -3595.3776
23 | -6424.7571 | -632.7851 | 16888.0702 | -7952.5948 | -1877.9332
23 | -6432.094 | -1135.5731 | 16926.3642 | -8154.8355 | -1203.8616
23 | -6421.1393 | -1695.1936 | 16586.5677 | -6773.7767 | -1696.4582
23 | -6409.2262 | -629.3889 | 15219.6252 | -4612.9592 | -3568.0508
23 | -6394.0165 | -6261.2332 | 14047.5793 | 782.3561 | -2174.6857
23 | 5089.8551 | 2454.5097 | -4699.3873 | -4994.8647 | 2149.8872
23 | 3972.0946 | -515.3989 | 1977.3478 | -7893.4776 | 2459.434
23 | 2779.8842 | -1412.4125 | 9825.5124 | -10367.3347 | -825.6493
23 | 3773.0482 | -511.8471 | 2121.9337 | -7843.5351 | 2460.4003
23 | -6542.1135 | -546.2803 | 11276.1256 | -5915.1753 | 1727.4435
23 | -6436.0891 | -1292.3787 | 16857.6455 | -8189.0908 | -940.0869
23 | -6568.3541 | -4469.0046 | 5895.4303 | 2700.2374 | 2441.6909
23 | 5077.1786 | 2660.7222 | -5094.2354 | -4772.6617 | 2128.9963
23 | 5111.2865 | 1318.9632 | -5578.1184 | -643.1738 | -208.9575
23 | 4893.237 | 60.4401 | -7013.3642 | 2092.7778 | -33.0906
23 | 4880.5471 | 316.2334 | -8810.3945 | 1741.3676 | 1872.2464
23 | 4876.0856 | 182.6762 | -8889.1187 | 1811.9605 | 2018.3965
23 | 4928.9556 | 265.8743 | -8456.0492 | 1225.3356 | 2035.8838
23 | 5058.8235 | -2806.2709 | -5541.7006 | 1066.1426 | 2223.0053
23 | 5098.9927 | 1300.8323 | -5934.137 | -570.8994 | 105.2114
23 | 4952.956 | 694.845 | -8129.0555 | 893.8356 | 1587.4189
23 | 4948.2759 | 465.5172 | -8241.3793 | 982.7586 | 1844.8276
23 | 5052.6352 | 1249.0652 | -6943.781 | -361.3997 | 1003.4803
23 | 4979.0004 | 1189.8484 | -8086.1691 | -115.9983 | 2033.3185
23 | -6452.4402 | 1260.2968 | 289.5682 | 2808.0316 | 2094.5436
23 | -6632.4675 | 1326.0059 | 1716.6373 | 2608.7983 | 981.0259
23 | -6659.574 | 1743.3851 | 1444.5475 | 1344.4882 | 2127.1533
23 | -6599.742 | -4414.7948 | 2186.6665 | 6541.3323 | 2286.538
23 | 4971.593 | 979.243 | -8309.7595 | 330.6766 | 2028.2469
23 | 4933.5888 | 692.5414 | -8593.8677 | 946.2493 | 2021.4882
23 | 4877.3997 | 335.3052 | -8941.4583 | 1715.6407 | 2013.1128
23 | 4937.0827 | 566.2556 | -8510.0149 | 979.0276 | 2027.649
23 | 4973.9618 | 843.3034 | -8233.8759 | 382.3607 | 2034.25
23 | -6562.316 | 1470.6045 | 4572.9712 | 2040.1789 | -1521.4386
23 | -6566.4684 | 709.3839 | 3595.9213 | 3662.1305 | -1400.9672
23 | -6618.6769 | 964.0828 | 1859.1064 | 3320.7457 | 474.7421
23 | -6429.9532 | 1166.7397 | 171.5285 | 2999.5285 | 2092.1565
23 | 4185.9614 | 2279.7771 | 2893.6984 | -3622.5697 | -5736.8671
23 | -6446.9562 | 2161.2423 | 10065.7914 | -314.9428 | -5465.1347
23 | -6439.8673 | -268.4329 | 7786.9486 | 4700.9568 | -5779.6052
23 | 5204.4152 | 4100.1546 | -3839.3494 | -1591.1696 | -3874.0507
23 | 5229.7928 | 4503.2512 | -4310.6217 | -2330.9632 | -3091.4591
23 | 5245.743 | 4863.7319 | -4681.8537 | -2996.3491 | -2431.2721
23 | 5213.5708 | 5470.3031 | -4867.1367 | -4149.2607 | -1667.4765
23 | 4955.1943 | 5059.3634 | -9055.0222 | -2726.2801 | 1766.7446
23 | -2179.2306 | 5139.4669 | -4049.7369 | -892.8544 | 1982.355
23 | -6383.0555 | 5199.3604 | -966.4497 | 145.8457 | 2004.299
23 | -6665.143 | 5387.5051 | 1184.3675 | -388.0243 | 481.2947
23 | -6686.3025 | 4309.5256 | 1009.9127 | -729.9691 | 2096.8334
23 | -6599.5142 | 824.6899 | 7779.5745 | -4455.4743 | 2450.724
23 | 4966.1794 | 4640.9259 | -8512.296 | -3080.2204 | 1985.4111
23 | 4927.2294 | 2242.1108 | -9660.1582 | 504.2427 | 1986.5754
23 | 4943.92 | 1284.2865 | -9125.4858 | 868.4064 | 2028.8728
23 | 4877.6768 | 1617.5312 | -9935.7557 | 1453.6847 | 1986.863
23 | 4896.7088 | 929.6206 | -9478.9883 | 1632.2363 | 2020.4226
23 | 4782.5317 | 627.3806 | -10362.8668 | 2965.6421 | 1987.3125
23 | 5083.5508 | 2731.6119 | -4856.4128 | -5137.5892 | 2178.8393
23 | 4175.1154 | 317.8836 | 569.9576 | -7493.3734 | 2430.4167
23 | 2796.2333 | -719.581 | 9646.9575 | -10354.5775 | -1369.0323
23 | 2738.4778 | -679.7421 | 10053.8117 | -10451.7584 | -1660.789
23 | 38.4338 | -603.1491 | 12468.7647 | -9920.727 | -1983.3225
23 | -3593.1185 | -598.7458 | 14799.9329 | -8926.2964 | -1681.7723
23 | -5795.8174 | -601.9362 | 16159.3917 | -8306.4761 | -1455.162
23 | -6435.6999 | -759.7466 | 16434.503 | -7799.6775 | -1439.379
23 | -6427.7453 | -1764.2729 | 15662.4373 | -5709.7665 | -1760.6526
23 | -6420.6052 | -2861.5099 | 14759.4874 | -3421.155 | -2056.2173
23 | -6423.1013 | -2688.0523 | 15402.5807 | -4607.3175 | -1684.1096
23 | -6413.9431 | -4255.7761 | 14494.3103 | -1966.5071 | -1858.0839
23 | -6393.9828 | -6755.1006 | 13985.6985 | 1123.9299 | -1960.5451
23 | 2664.6426 | -865.6641 | 10523.3798 | -10628.3108 | -1694.0475
23 | 2567.8406 | -1006.4331 | 11175.3036 | -10830.1587 | -1906.5524
23 | 2518.4902 | -1297.1405 | 11554.9972 | -10936.2265 | -1840.1203
23 | 1250.0324 | -1290.7274 | 12384.6292 | -10579.4342 | -1764.5
23 | -2612.5064 | -1278.5637 | 14810.1875 | -9451.4583 | -1467.6591
23 | 2970.7885 | -3886.7343 | 9661.3376 | -6571.8796 | -2173.5121
23 | 1406.0728 | -916.4919 | 11834.7748 | -10468.7187 | -1855.637
23 | -2950.4131 | -734.2115 | 14492.7733 | -9177.2581 | -1630.8905
23 | 1062.6943 | 373.4217 | 2830.7987 | -6712.4396 | 2445.525
23 | -6568.6478 | 347.9474 | 9603.2344 | -5285.8044 | 1903.2704
23 | -6436.8394 | -579.5945 | 16542.1229 | -8112.7129 | -1412.9762
23 | -6433.8616 | -836.9401 | 16791.1102 | -8196.7208 | -1323.5877
23 | -6434.517 | -1286.737 | 16933.888 | -8221.3837 | -991.2503
23 | -6418.3134 | -2929.5955 | 16230.7694 | -5470.2802 | -1412.5803
23 | -6588.061 | -2554.1546 | 5622.4993 | 1088.0328 | 2431.6835
23 | 5112.8709 | -3799.5721 | -3812.6693 | 141.7325 | 2357.638
23 | 4923.8017 | 3894.2655 | -10133.8245 | -298.2692 | 1614.0265
23 | 5193.7495 | 4150.0273 | -4418.7515 | -1612.501 | -3312.5244
23 | 4964.1042 | 3241.1038 | -7861.5002 | 682.021 | -1025.7288
23 | 4847.8744 | 3291.172 | -10651.0137 | 975.2775 | 1536.6897
23 | 4913.7931 | 775.8621 | -9068.9655 | 1637.931 | 1741.3793
23 | 5226.1072 | 2337.9953 | -4321.6783 | -1547.7855 | -1694.6387
23 | 5226.7604 | 2174.0594 | -4345.191 | -1521.0072 | -1534.6216
23 | 5140.1495 | -4928.0289 | -3565.6935 | 1553.6774 | 1799.8955
23 | 5058.8235 | 872.549 | -6990.1961 | 284.3137 | 774.5098
23 | 5225.5319 | 2123.4043 | -4323.4043 | -1548.9362 | -1476.5957
24 | 5127.4194 | 3346.4387 | -2580.4766 | 106.6184 | -6000
24 | 4444.5425 | 5864.8307 | 720.9584 | -5030.3316 | -6000
24 | -1063.5371 | 5950.7933 | 4789.0126 | -3676.2688 | -6000
24 | -6855.6629 | 4753.4875 | 7630.5699 | 471.6055 | -6000
24 | -6857.88 | 2625.9552 | 5259.1519 | 4972.7729 | -6000
24 | -6838.6558 | 1067.0224 | 5814.8888 | 5956.7446 | -6000
24 | -6859.1014 | 6021.8339 | 8855.936 | -2186.2986 | -5832.3698
24 | -6794.9481 | 653.5486 | 16017.3334 | -6779.9718 | -3095.9621
24 | -6795.4688 | 465.6922 | 16137.8556 | -6894.9431 | -2913.136
24 | -6780.6286 | -2490.8037 | 14422.1947 | -2041.8339 | -3108.9284
24 | -6793.7497 | 582.8228 | 16103.2386 | -6808.7524 | -3083.5593
24 | 4329.4025 | 5578.9293 | 1415.1353 | -5323.4672 | -6000
24 | 2883.4512 | 274.6378 | 9575.153 | -9490.1243 | -3243.1177
24 | 271.3867 | -107.7079 | 11964.4437 | -9171.9461 | -2956.1764
24 | 2687.8273 | -486.3752 | 10723.6551 | -10037.4841 | -2887.6231
24 | 5119.8542 | 3284.5207 | -2644.0832 | 239.7083 | -6000
24 | 4850.2062 | 1693.5372 | -4224.1842 | 3680.4408 | -6000
24 | 4772.5296 | -1717.5344 | -2907.7007 | 5852.7055 | -6000
24 | 3200.7872 | -1831.9524 | -1546.7283 | 6177.8936 | -6000
24 | -4845.4468 | -2581.3292 | 4951.0122 | 7890.3459 | -5414.5821
24 | -6809.4934 | -2824.731 | 6688.3579 | 8167.1859 | -5221.3195
24 | -6828.8832 | -2991.7219 | 5905.2611 | 8378.276 | -4462.9321
24 | -6910.2125 | -3997.4507 | 3107.0754 | 8686.6357 | -886.0479
24 | -6962.0471 | -5469.6548 | 2648.1321 | 7312.0858 | 2471.484
24 | -6571.006 | -4884.3887 | 197.7416 | 8882.2765 | 2375.3767
24 | -6918.5173 | -4912.6505 | 3086.587 | 8726.5103 | 18.0705
24 | -6949.1564 | -6659.9098 | 2883.7887 | 8249.8268 | 2475.4507
24 | -6726.3447 | -5941.3402 | 1386.8338 | 8862.4331 | 2418.4181
24 | -6788.8992 | -4065.3018 | 9779.4396 | 5262.9336 | -4188.1721
24 | -6759.3049 | -6176.5276 | 13183.1763 | 2811.0351 | -3058.3789
24 | -6810.9445 | -2703.3027 | 6526.3702 | 8271.0928 | -5283.2158
24 | 4809.781 | -1822.6823 | -2494.4494 | 5507.3507 | -6000
24 | 4958.8701 | -2401.691 | -1131.9003 | 4091.8536 | -5517.1324
24 | 4783.3833 | -2143.7826 | -2467.1346 | 5827.5339 | -6000
24 | 4787.2035 | -2339.3785 | -2317.6224 | 5820.9428 | -5951.1455
24 | 4681.0344 | -5885.6848 | -7568.2882 | 6451.3468 | 2321.5919
24 | 4635.5932 | -4033.1992 | -9404.5363 | 6553.3523 | 2248.79
24 | 4998.7988 | -5117.1566 | -5483.5058 | 3173.7274 | 2428.1361
24 | -6961.5773 | -5481.257 | 2692.0411 | 7277.3938 | 2473.3994
24 | 4842.1823 | 1893.3984 | -5405.0269 | 3437.5694 | -4768.1231
24 | 4719.5529 | 2891.9378 | -11198.677 | 2241.2978 | 1345.8884
24 | -5719.7438 | 3804.8329 | -3228.8989 | 3293.8359 | 1849.9738
24 | -6327.7688 | 3857.0558 | -2759.0603 | 3356.2993 | 1873.4739
24 | -6935.4577 | 3076.6053 | 2672.9856 | 4437.505 | -3251.6383
24 | 4715.9024 | 2759.0308 | -11263.7494 | 2313.6985 | 1475.1177
24 | 4721.301 | 2934.8232 | -11265.6247 | 2164.4007 | 1445.0998
24 | 5086.9565 | 3438.087 | -4431.4783 | 173.913 | -4267.4783
24 | 5124.1218 | 3152.2248 | -2524.5902 | 248.2436 | -6000
24 | 5048.3189 | 364.3616 | -1564.4198 | 2151.7393 | -6000
24 | 4992.725 | -2311.6682 | -911.4261 | 3692.8171 | -5462.4478
24 | 4995.5412 | -2644.9501 | -982.5189 | 3722.4576 | -5090.5298
24 | 5135.7815 | -5188.6623 | -3383.3368 | 1970.1175 | 1466.1001
24 | 4365.7954 | -5363.9183 | 1544.0623 | -86.0164 | -459.923
24 | 3511.8057 | -2935.8029 | 6028.8449 | -5473.8518 | -1130.9958
24 | -635.5563 | -5545.0565 | 5800.1397 | 1188.4867 | -808.0136
24 | -6831.3343 | -5737.5532 | 10147.8611 | 3254.9354 | -833.909
24 | -6801.3704 | -6025.4168 | 11776.8481 | 2573.4346 | -1523.4955
24 | -6761.6218 | -6751.4153 | 13808.0264 | 2036.0893 | -2331.0786
24 | -6756.1185 | -7278.4378 | 13928.4345 | 2416.1671 | -2310.0453
24 | -6813.3059 | -5633.3138 | 10957.279 | 2962.2214 | -1472.8807
24 | 4985.8188 | -2602.8763 | -824.416 | 3851.8437 | -5410.3701
24 | 5181.8182 | -1534.7594 | -3807.4866 | 363.6364 | -203.2086
24 | 5122.9737 | 3411.1137 | -2505.133 | -28.9544 | -6000
24 | 4647.5895 | 5164.9426 | -206.1142 | -3606.4179 | -6000
24 | 4466.9492 | 5823.7242 | 658.9501 | -4949.6235 | -6000
24 | -2824.6936 | 5939.0923 | 6046.0262 | -3160.4248 | -6000
24 | -6855.2187 | 5179.6936 | 8105.6333 | -430.1083 | -6000
24 | -6857.7186 | 5989.2382 | 8875.6709 | -2124.928 | -5882.2626
24 | 4305.1069 | 5374.8574 | 1670.1986 | -5350.1629 | -6000
24 | -6855.3328 | 5070.2571 | 7983.6518 | -198.5761 | -6000
24 | -6857.5516 | 2941.1545 | 5610.4836 | 4305.9135 | -6000
24 | -6836.1078 | 1496.6977 | 6524.8372 | 4814.573 | -6000
24 | -6854.2488 | 5005.579 | 8038.2097 | -189.54 | -6000
24 | 4485.0176 | 3893.1647 | 996.2965 | -3374.4788 | -6000
24 | 5108.9517 | 3296.2657 | -2623.1207 | 217.9033 | -6000
24 | 4889.2733 | 1999.4015 | -3911.2012 | 3022.5264 | -6000
24 | 4881.2417 | 2260.9214 | -5354.4486 | 2690.9711 | -4478.6856
24 | 5071.9385 | 3466.7414 | -4598.0585 | 143.8769 | -4084.4983
24 | 5115.5087 | 3032.0957 | -2378.6219 | 231.0175 | -6000
24 | 5065.7022 | 1342.3051 | -1721.1162 | 1313.1089 | -6000
24 | 4576.9174 | 3176.0329 | 635.9357 | -2388.886 | -6000
24 | 5026.8295 | -87.3464 | -1228.7286 | 2289.2456 | -6000
24 | 4951.0359 | -3735.6945 | -338.4739 | 4390.2641 | -5267.1317
24 | 5092.9591 | -6309.932 | -2768.1023 | 2616.8954 | 1368.1798
24 | 3803.5384 | -6603.4162 | 5483.3334 | -826.312 | -1857.1436
24 | 3052.2011 | -4467.1684 | 9429.0301 | -5566.5116 | -2447.5512
24 | 3598.7157 | -7034.3852 | 6859.9828 | -1081.0882 | -2343.2251
24 | -1363.4009 | -7103.6446 | 10769.1112 | 263.4717 | -2565.5374
24 | -5805.2061 | -7479.9224 | 13425.8199 | 2205.0225 | -2345.7139
24 | 4076.6156 | -5424.3874 | 4387.7296 | 825.1602 | -3865.118
24 | 3645.6229 | -6726.3818 | 6800.8857 | -568.4961 | -3151.6307
24 | -371.3912 | -6953.6258 | 9977.8004 | 227.4102 | -2880.1936
24 | 4940.5975 | -4004.4771 | -237.7675 | 4540.1582 | -5238.511
24 | 5013.4862 | -312.7009 | -1111.0782 | 2410.2928 | -6000
24 | 4921.8598 | -1177.1061 | -1428.2547 | 3683.501 | -6000
24 | 4878.2354 | -1437.6638 | -1681.9892 | 4241.4176 | -6000
24 | 4016.258 | -1366.1217 | -984.8654 | 4334.729 | -6000
24 | 4874.2229 | -1613.8664 | -1613.9848 | 4353.6283 | -6000
24 | 4835.3551 | -3185.517 | -1277.6029 | 5326.2014 | -5698.4366
24 | 4689.1967 | -6006.233 | -7379.4861 | 6369.4286 | 2327.0938
24 | -6792.7994 | -3907.1287 | 8042.4315 | 7578.752 | -4921.2554
24 | -6938.2568 | -6245.7991 | 3006.1186 | 8447.8561 | 1730.0811
24 | -6947.9733 | -6733.8203 | 2925.8198 | 8287.6233 | 2468.3504
24 | -6865.7301 | -6493.7997 | 2389.4846 | 8524.9515 | 2445.0937
24 | 5201.1007 | 4651.5739 | -3957.0121 | -2324.4799 | -3571.1825
24 | 5241.6755 | 5267.282 | -4709.5035 | -3460.5247 | -2338.9293
24 | 5235.9938 | 5371.098 | -4743.0305 | -3659.2126 | -2204.8487
24 | 4945.6911 | 4927.6044 | -9446.0813 | -2083.2456 | 1656.0314
24 | -6598.7519 | 5071.1462 | -1346.2871 | 880.8407 | 1993.0522
24 | -7017.6591 | 5340.8721 | 1850.571 | 100.1133 | -273.8973
24 | -7048.7294 | 3549.2544 | 1649.7017 | -380.5664 | 2230.3398
24 | -6671.1324 | 4757.4484 | -881.0277 | 661.8607 | 2132.851
24 | 4977.7002 | 3829.4927 | -8022.3249 | -2920.3869 | 2135.5189
24 | 4948.5111 | 1553.0581 | -8884.7835 | 249.0752 | 2134.1391
24 | 5204.4071 | 5069.0334 | -5386.7788 | -2969.8746 | -1916.787
24 | 4927.9581 | 4262.1078 | -10065.4506 | -684.4011 | 1559.7858
24 | 5132.0342 | 4389.3194 | -5603.8974 | -1573.4546 | -2344.0016
24 | 5092.1449 | 4001.1101 | -5723.5654 | -776.9897 | -2592.6999
24 | 5058.3362 | 2416.6379 | -5824.9914 | 116.6724 | -1766.6552
24 | 5029.5506 | 1945.6191 | -6290.7856 | 438.5386 | -1122.9227
24 | 5102.3979 | 4307.0322 | -6114.5421 | -1335.6297 | -1959.2583
24 | -6931.7542 | 4500.2325 | 4347.6527 | 1413.6787 | -3329.8096
24 | -6937.5905 | 3433.9907 | 2972.1989 | 3694.8167 | -3163.4157
24 | 5060.3329 | 4007.8462 | -6466.1863 | -684.9219 | -1917.0709
24 | 4830.0772 | 2734.1124 | -7919.8287 | 2098.8036 | -1743.1644
24 | 4764.589 | 3238.6285 | -10938.5994 | 1507.2217 | 1428.1603
24 | -6401.416 | 4183.0019 | -2327.4955 | 2685.4562 | 1860.4534
24 | -6949.8482 | 3503.3222 | 2561.5615 | 3614.1947 | -2729.2303
24 | 4809.1968 | 305.5223 | -9597.4121 | 2415.1143 | 2067.5788
24 | 4851.1468 | 355.4265 | -7560.6426 | 2721.3159 | -367.2466
24 | 4900.2348 | 4046.0323 | -10253.6789 | -223.7205 | 1531.1323
24 | 5017.9086 | 1965.7546 | -6570.1936 | 463.3969 | -876.8665
24 | 5023.6435 | 1383.7256 | -6432.555 | 550.7727 | -525.5869
24 | 4986.9663 | 1450.5979 | -6734.3579 | 958.4147 | -661.6211
24 | 4889.6146 | 2096.6445 | -9649.2488 | 782.8339 | 1880.1558
24 | 4919.5099 | 4196.9987 | -10121.4159 | -545.6461 | 1550.5534
24 | -6433.5175 | 4327.3381 | -2166.1934 | 2391.9598 | 1880.413
24 | -6984.3454 | 4441.6972 | 2203.6899 | 1818.9665 | -1480.0082
24 | -6493.8027 | 3111.2244 | -1620.2675 | 2870.9376 | 2131.9082
24 | -6476.9269 | 2962.6126 | -1693.1796 | 3075.6117 | 2131.8821
24 | 4933.4499 | 1352.1176 | -8953.6431 | 534.0618 | 2134.0138
24 | 4914.7194 | 1107.7826 | -9046.7351 | 890.2721 | 2133.961
24 | 5186.5486 | 3107.8716 | -3748.1314 | -1692.1374 | -2854.1514
24 | 5121.1977 | 1977.9999 | -2538.0034 | 242.3954 | -4803.5895
24 | 5223.4539 | 3441.3988 | -4443.0137 | -2686.9346 | -1534.9045
24 | 5175.1779 | -2372.8437 | -3736.9769 | 339.3681 | 595.2747
24 | 5174.9215 | -2386.2737 | -3732.5692 | 349.8431 | 594.0783
24 | 5174.9925 | 3918.1012 | -4658.1593 | -4114.4969 | -320.4375
24 | 4088.4065 | 4511.2221 | 2963.6107 | -5948.7206 | -5614.5187
24 | 2623.6685 | -861.9862 | 11229.6486 | -10169.5137 | -2821.8172
24 | 2557.9007 | -1284.0959 | 11541.9621 | -10410.2498 | -2405.5171
24 | 2523.4683 | -1510.0533 | 11677.8456 | -10550.3953 | -2140.8653
24 | 1317.8792 | -852.2146 | 12139.1437 | -9780.1135 | -2824.6948
24 | 3089.5234 | -4214.055 | 9295.2102 | -5344.1567 | -2826.522
24 | 3036.1324 | -4285.8847 | 9536.8867 | -5672.8385 | -2614.2959
24 | 3124.7822 | -4557.7996 | 9164.31 | -4910.3582 | -2820.9344
24 | 2606.093 | -940.105 | 11337.8706 | -10195.7237 | -2808.1348
24 | 5086.3633 | 2069.7611 | -4653.5581 | -4801.291 | 2298.7246
24 | 4176.9387 | -333.5069 | 782.1407 | -7157.6947 | 2532.1223
24 | 2565.6872 | -1537.8882 | 11406.1583 | -10467.7802 | -1966.177
24 | 5116.1036 | -4446.422 | -3610.7493 | 476.8739 | 2464.1938
24 | 5137.0708 | -5305.1607 | -3422.1788 | 1556.0352 | 2034.2335
24 | 5132.1116 | -5506.4327 | -3315.6381 | 1779.9418 | 1910.0173
24 | 4466.8226 | 3631.3322 | 1139.3318 | -3297.4097 | -5940.0769
24 | 5168.4506 | 1458.1425 | -3589.2358 | -991.7529 | -2045.6043
24 | 5126.4075 | 731.2475 | -2810.7085 | 252.8151 | -3299.7615
24 | 5003.9989 | -670.9284 | -1008.8695 | 2614.5283 | -5938.7293
24 | 4933.7375 | -4052.9862 | -183.5938 | 4562.195 | -5259.3525
24 | 4781.501 | -4611.4468 | 675.531 | 4123.5099 | -4969.0951
24 | 4954.8851 | -4815.8981 | -576.3832 | 4385.0934 | -3947.6972
24 | 5068.0631 | -6868.7477 | -2513.9131 | 2970.904 | 1343.6937
24 | 3676.569 | -7185.4648 | 6390.7245 | -744.8753 | -2136.9534
24 | -5998.6596 | -7498.3454 | 13536.0717 | 2294.3613 | -2333.4279
24 | 4718.1741 | -6209.5306 | -7000.3883 | 6145.5654 | 2346.1794
24 | -2998.3566 | -7027.9324 | 495.9365 | 7058.6709 | 2471.6816
24 | -6904.2696 | -7222.4783 | 5358.638 | 7242.7261 | 1525.3836
24 | -6754.0235 | -7518.1372 | 13959.5428 | 2602.4878 | -2289.8699
24 | -6942.3381 | -6958.0056 | 3363.9278 | 8046.8554 | 2489.5605
24 | -6946.5821 | -6765.9471 | 3077.1765 | 8151.7736 | 2483.5792
24 | 4911.7133 | -6787.1323 | -4911.0128 | 4344.6854 | 2441.7464
24 | 3683.181 | -6732.5383 | 6611.903 | -354.4571 | -3208.0886
24 | -2833.8921 | -7123.6294 | 11334.8374 | 1536.37 | -2913.686
24 | -5864.075 | -7479.2473 | 13444.0417 | 2264.8693 | -2365.5888
24 | -6767.2787 | -6042.6721 | 10891.2881 | 5751.355 | -3832.6923
24 | -6750.5335 | -7051.3818 | 13404.6503 | 3389.9039 | -2992.6389
24 | -6752.7078 | -7382.1602 | 13814.0672 | 2823.7592 | -2502.9584
24 | 5203.979 | 1779.2265 | -4258.1936 | -1949.4365 | -775.5755
24 | 5168.5739 | -2484.8847 | -3740.3928 | 270.0256 | 786.6781
24 | 5167.0078 | -2566.9259 | -3713.467 | 334.0156 | 779.3696
24 | 5132.0535 | 1508.1443 | -5603.8394 | -1036.9401 | 0.58173
24 | 5112.2995 | 347.5936 | -5663.1016 | -320.8556 | 524.0642
24 | 5088.2353 | 58.8235 | -5735.2941 | 176.4706 | 411.7647
24 | 5117.5069 | 2629.8297 | -4642.0884 | -4496.705 | 1391.4568
24 | 3785.3996 | 3356.9703 | 4701.872 | -6745.3841 | -5098.8578
24 | 2719.362 | -553.6552 | 10717.9013 | -9817.2808 | -3066.3273
24 | -1035.4103 | -631.7765 | 13519.4182 | -8957.8407 | -2894.3908
24 | -2191.5618 | -3427.997 | 12867.4377 | -4362.7715 | -2885.1075
24 | -6824.4444 | 3436.3117 | 12215.207 | -4060.965 | -4766.1092
24 | -7027.1221 | 2662.7073 | 3279.4125 | -1215.0661 | 2300.0684
24 | -6954.6331 | -221.12 | 8915.0528 | -4312.2052 | 2572.9055
24 | -6784.6862 | 109.3807 | 16653.3979 | -6907.8393 | -3070.2531
24 | -6791.7453 | -1396.8118 | 17484.0434 | -7781.9073 | -1513.579
24 | -6758.0205 | -5407.3485 | 14238.673 | 912.5554 | -2985.8594
24 | 5087.1737 | 1997.2382 | -4640.5136 | -4731.7593 | 2287.861
24 | 4100.0605 | -611.3317 | 1259.5358 | -7289.4614 | 2541.1969
24 | 2752.0457 | -1618.9484 | 10147.8647 | -10058.7649 | -1222.1971
24 | 5119.4547 | -5075.5971 | -3508.6218 | 997.2987 | 2467.4655
24 | 5129.5388 | -5488.6062 | -3417.9291 | 1516.3197 | 2260.6768
24 | 5123.6316 | -5728.355 | -3291.0212 | 1783.0301 | 2112.7144
24 | 5110.17 | -5390.668 | -3787.376 | 1605.2663 | 2462.6077
24 | 5070.2593 | -5730.8175 | -4067.0645 | 2270.1323 | 2457.4904
24 | -2231.6255 | -499.071 | 5863.8223 | -5703.0255 | 2569.8997
24 | -6935.5321 | -514.1884 | 10039.6982 | -4821.1852 | 2231.2074
24 | -6794.3782 | -1494.8241 | 17435.8653 | -7802.8084 | -1343.8547
24 | -6774.4146 | -4314.8776 | 15871.5851 | -2968.3265 | -1813.9664
24 | -6947.6064 | -2307.0016 | 7580.0437 | -887.3122 | 2561.8767
24 | 5053.6155 | 2537.7089 | -5681.4911 | -4146.6848 | 2236.8515
24 | 5078.3182 | 1187.1464 | -5765.0454 | -34.3519 | -466.0672
24 | 5069.648 | 1099.7095 | -5791.0559 | 139.2961 | -517.5978
24 | 5063.1368 | 1153.8957 | -6028.8556 | 84.245 | -272.4218
24 | -6933.3719 | 1303.7507 | 4401.3115 | 2844.0745 | -1615.7648
24 | -6937.4882 | 548.7258 | 3431.6809 | 4453.7535 | -1496.6719
24 | 5041.6659 | 1000.5003 | -6208.2435 | 416.5732 | -250.496
24 | 4848.0437 | -116.4048 | -7482.5857 | 2845.8979 | -94.9511
24 | 4844.0939 | -40.5614 | -8010.1138 | 2745.4149 | 461.1664
24 | 4818.1672 | 135.3945 | -9211.8054 | 2515.8462 | 1742.3975
24 | 4810.1356 | 183.7713 | -9541.0003 | 2452.9206 | 2094.1728
24 | 4818.4485 | -723.2725 | -8632.9857 | 3087.3533 | 1450.4563
24 | 5018.4737 | 905.2103 | -6556.6317 | 649.0001 | -16.0524
24 | 4878.2934 | 174.4015 | -7874.9498 | 2289.4209 | 532.834
24 | 4937.9847 | 1024.7542 | -8754.5255 | 646.3503 | 2145.4363
24 | -6651.2661 | 1096.6702 | -258.3138 | 3609.7452 | 2203.1644
24 | -6983.176 | 1208.8202 | 2372.4463 | 3245.4146 | 156.495
24 | -7033.0185 | 1985.9789 | 1871.8762 | 916.195 | 2258.9684
24 | 4958.3161 | 1116.0115 | -8578.7877 | 353.5714 | 2150.8887
24 | 4962.406 | 884.7118 | -8448.6216 | 441.1028 | 2160.401
24 | 4921.869 | 903.2301 | -8875.1443 | 907.2727 | 2142.7725
24 | 4857.2974 | 492.8419 | -9275.1036 | 1791.1384 | 2133.8258
24 | 3829.0185 | 260.3469 | -8781.3664 | 2558.4427 | 2133.5583
24 | -6635.0407 | 1029.2284 | -343.5348 | 3747.783 | 2201.5642
24 | -6962.9534 | 674.5589 | 2581.4602 | 4291.0463 | -584.112
24 | 4807.5561 | -24.7554 | -9498.4038 | 2581.5607 | 2134.0424
24 | 4795.8681 | -1388.7563 | -9027.9303 | 3442.8887 | 2177.9298
24 | 4802.9838 | -56.3643 | -9545.8905 | 2664.8555 | 2134.4155
24 | 4787.0436 | -1377.5221 | -9152.8986 | 3567.1444 | 2176.2328
24 | 4929.2929 | 636.3636 | -8696.9697 | 976.431 | 2154.8822
24 | 4878.3273 | -1257.2844 | -8351.9187 | 2527.6682 | 2203.2077
24 | 5000 | 0 | -7000 | 1000 | 1000
24 | 4344.2174 | 2057.6116 | 2007.9072 | -2830.1174 | -5579.6189
24 | -6825.2465 | 1935.6434 | 9552.8947 | 639.5251 | -5302.8168
24 | -6818.7536 | -375.8561 | 7376.0606 | 5411.142 | -5592.5928
24 | 5243.348 | 5170.7235 | -4733.9644 | -3267.3771 | -2412.7301
24 | 5230.8752 | 5402.878 | -4805.3567 | -3712.2226 | -2116.1739
24 | 4943.0711 | 4964.1371 | -9467.4406 | -2151.7289 | 1711.9613
24 | -6605.4792 | 5105.6963 | -1363.4722 | 817.265 | 2045.9901
24 | -7019.792 | 5371.9377 | 1799.5167 | 45.9894 | -197.6518
24 | -7052.0061 | 3753.9534 | 1533.2942 | -485.2459 | 2250.0044
24 | -6970.3782 | 506.5541 | 7879.435 | -3972.8497 | 2557.2387
24 | -6648.1447 | 4932.5932 | -1100.4218 | 680.1727 | 2135.8006
24 | -6345.2193 | 2478.7547 | -2477.1939 | 4206.6356 | 2137.0229
24 | 4966.2763 | 4122.7576 | -8354.4683 | -2874.9456 | 2140.38
24 | 4926.3507 | 1664.007 | -9531.1732 | 799.3352 | 2141.4802
24 | 4932.3308 | 1325.8145 | -9340.8521 | 927.3183 | 2155.3885
24 | 4920.354 | 1235.9882 | -9430.6785 | 1120.944 | 2153.3923
24 | 4853.7102 | -1519.6702 | -8844.9941 | 3283.8634 | 2227.0907
24 | 5000 | 333.3333 | -7333.3333 | 1333.3333 | 666.6667
24 | 4917.2609 | 1549.4462 | -9581.7302 | 973.4942 | 2141.5289
24 | 4677.7668 | -732.853 | -10554.4452 | 4467.0547 | 2142.4767
24 | 4661.2114 | -2924.2666 | -9800.4265 | 5850.5148 | 2212.9668
24 | 4899.993 | 1124.732 | -9400.1686 | 1237.6551 | 2137.7886
24 | 4905.6604 | 849.0566 | -9264.1509 | 1358.4906 | 2150.9434
24 | 4856.0748 | -1155.1402 | -8820.5607 | 2917.757 | 2201.8692
24 | 4975.6098 | 219.5122 | -7585.3659 | 1463.4146 | 926.8293
24 | 5080.9408 | 2276.0336 | -4797.5727 | -4874.0751 | 2314.6734
24 | 4303.9043 | 222.6177 | -153.1677 | -6887.4489 | 2514.0945
24 | 2893.0032 | -832.0052 | 9149.8106 | -9785.9431 | -1424.8656
24 | 2806.5189 | -775.1092 | 9759.6002 | -9929.1902 | -1861.8197
24 | -896.9461 | -672.4576 | 13076.3844 | -9199.6512 | -2307.3296
24 | -2911.8463 | -669.0454 | 14368.7206 | -8648.5225 | -2139.3065
24 | -6800.803 | -672.4447 | 16765.5234 | -7555.4225 | -1736.8532
24 | -6788.1363 | -2259.8692 | 15551.8304 | -4257.1709 | -2246.654
24 | -6785.3782 | -2681.1077 | 15206.4311 | -3379.5132 | -2360.432
24 | -6806.7742 | -699.4463 | 16505.5081 | -7474.3467 | -1524.9409
24 | -6800.8681 | -760.1906 | 16822.7813 | -7600.9543 | -1660.7683
24 | -6792.5146 | -1488.4078 | 17525.8474 | -7840.355 | -1404.57
24 | -6778.7986 | -4120.6047 | 15024.4048 | -2031.4291 | -2093.5724
24 | -6777.5784 | -4328.7051 | 14903.7295 | -1680.4773 | -2116.9686
24 | 2698.4829 | -1046.114 | 10447.0286 | -10186.9595 | -1912.4381
24 | 2571.1996 | -1229.9407 | 11305.1601 | -10450.2547 | -2196.1644
24 | 2522.3634 | -1517.5906 | 11680.6097 | -10555.7075 | -2129.675
24 | 2522.0295 | -1520.141 | 11683.301 | -10556.4404 | -2128.7491
24 | 2524.1851 | -1532.9862 | 11674.4866 | -10534.9157 | -2130.7698
24 | 2970.0164 | -4087.6497 | 9809.9321 | -6229.2618 | -2463.037
24 | 1035.2308 | -1111.9023 | 12177.8257 | -9973.2713 | -2127.883
24 | -1246.8507 | -1016.9864 | 13570.4039 | -9297.8928 | -2008.6739
24 | 5106.3517 | -3291.5659 | -3906.5693 | -364.2711 | 2456.0546
24 | 5145.7725 | -4906.0991 | -3552.0338 | 1664.6834 | 1647.677
24 | 5141.9087 | -5062.9187 | -3469.0234 | 1839.1385 | 1550.8949
24 | 5070.0563 | -4523.2397 | -4996.2739 | 2012.393 | 2437.0644
24 | 5005.9984 | -5069.1893 | -5445.182 | 3079.5219 | 2428.851
24 | -4926.5404 | 386.2734 | 6559.0434 | -4574.7144 | 2555.938
24 | -6962.1124 | 379.7315 | 8366.1149 | -4193.1061 | 2409.3721
24 | -6967.3374 | -396.0918 | 7301.7222 | -2490.7591 | 2552.4661
24 | 5208.1616 | 4979.4917 | -5375.5153 | -2795.8566 | -2016.2814
24 | 5110.1041 | 4028.535 | -5669.6877 | -844.5798 | -2624.3716
24 | 4913.3202 | 4073.7924 | -10305.4235 | -276.8568 | 1595.1677
24 | 4755.1344 | 3132.1995 | -11104.2136 | 1741.7681 | 1475.1116
24 | 5086.9565 | 2130.4348 | -5739.1304 | 173.913 | -1652.1739
24 | 4919.9374 | 4125.6225 | -10260.012 | -387.3812 | 1601.8333
24 | 5133.6898 | 604.2781 | -5598.9305 | -96.2567 | -42.7807
24 | 5176.4706 | -1549.0196 | -4137.2549 | 352.9412 | 156.8627
24 | 5181.8182 | -1712.1212 | -3984.8485 | 363.6364 | 151.5152
24 | 5117.6471 | 411.7647 | -5647.0588 | 235.2941 | -117.6471
24 | 5186.0303 | -1732.4796 | -3895.6927 | 325.7276 | 116.4144
24 | 5181.8182 | -2105.4018 | -3853.7549 | 494.7299 | 282.6087
24 | 5176.4706 | -2543.9045 | -3805.6266 | 684.5695 | 488.491
24 | 5181.8182 | -2013.6364 | -3834.0909 | 363.6364 | 302.2727
24 | 5176.4706 | -2311.7647 | -3755.8824 | 352.9412 | 538.2353

## 4.4 Flow based typical day 4
4.4 Flow based typical day 4 : 2018-11-17 (Weekend)
Vertices
Hour | AT | BE | DE | FR | NL
1 | 4813.2665 | 2376.9221 | -6127.04 | 3781.6429 | -4844.7915
1 | 5202.8131 | 5023.7117 | -3888.5613 | -1920.8747 | -4417.0889
1 | 5095.4005 | 5512.9451 | -3350.8636 | -2926.8517 | -4330.6302
1 | -5009.7346 | 5549.4636 | 3664.1239 | -296.2392 | -3907.6136
1 | -5073.1704 | 5309.3215 | 1799.338 | 298.238 | -2333.7272
1 | -5131.4705 | 4001.4903 | 518.6494 | 199.2182 | 412.1126
1 | -5084.9768 | 3057.171 | 2331.7483 | -901.5633 | 597.6208
1 | -5173.0215 | 346.9523 | -151.5954 | 1881.0164 | 3096.6482
1 | -5152.1995 | 2335.9992 | 406.8253 | -9.6439 | 2419.0189
1 | -2286.3283 | 2979.4217 | -4265.8882 | 12.8414 | 3559.9534
1 | -2073.8243 | 1044.624 | -834.1006 | -2200.3671 | 4063.668
1 | -4942.9583 | 3276.7069 | 6633.3149 | -2421.2953 | -2545.7682
1 | -4991.7794 | 2409.3377 | 5470.0843 | -2368.9697 | -518.673
1 | 5222.0412 | 5398.7553 | -4341.9408 | -2686.3549 | -3592.5007
1 | 4769.2022 | 4422.7548 | -11791.1367 | -217.7798 | 2816.9595
1 | 4430.9016 | 4423.5413 | -11559.7509 | -128.6635 | 2833.9714
1 | 5263.8011 | 1276.8969 | -6313.8759 | -3855.2007 | 3628.3786
1 | 5090.873 | 756.7237 | -5232.8925 | -4390.2184 | 3775.5141
1 | -367.8476 | 906.1369 | -1752.1584 | -2799.7853 | 4013.6545
1 | -2240.8745 | 913.5166 | -163.5182 | -2415.5911 | 3906.4673
1 | -4686.6974 | 374.5674 | 6839.734 | -3932.9142 | 1405.3103
1 | 2404.6017 | 2580.3711 | -4270.4434 | 3996.7799 | -4711.3093
1 | -5028.1012 | 4759.5242 | 2928.4226 | 1379.4553 | -4039.3009
1 | 4745.9664 | 2582.3957 | -8042.8539 | 3454.3411 | -2739.8493
1 | 4755.2072 | 4332.2668 | -11882.1738 | -22.0219 | 2816.7216
1 | 4840.4222 | 2590.1597 | -5895.7006 | 3321.3654 | -4856.2467
1 | 5201.0949 | 5042.5083 | -3818.5711 | -1962.2804 | -4462.7517
1 | 5108.3658 | 5464.9731 | -3353.7581 | -2830.9937 | -4388.5871
1 | -5009.0658 | 5500.7675 | 3669.8635 | -195.5887 | -3965.9764
1 | -5058.3549 | 5309.8271 | 2219.7551 | 275.3984 | -2746.6256
1 | 5217.4784 | 5364.9635 | -4203.2488 | -2620.5938 | -3758.5994
1 | 4787.3813 | 4428.2553 | -11191.5948 | -259.3978 | 2235.356
1 | 4771.6319 | 4373.5691 | -11401.2259 | -132.5318 | 2388.5567
1 | 4752.2691 | 1937.8253 | -10606.1444 | 1110.5322 | 2805.5178
1 | 4771.6396 | 4394.3001 | -11450.3026 | -173.5379 | 2457.9009
1 | 4762.7368 | 4393.7397 | -11762.9482 | -156.7975 | 2763.2692
1 | 4769.9346 | 4240.8908 | -11530.9098 | -189.2253 | 2709.3097
1 | 4285.9365 | 4439.5596 | -10769.4689 | -151.6268 | 2195.5996
1 | -5081.2447 | 4354.6493 | 1843.3279 | 172.6279 | -1289.3603
1 | 5171.8325 | 3184.2626 | -3351.7703 | -857.3368 | -4146.988
1 | 5066.3296 | -4446.5073 | -1978.705 | 3900.0795 | -2541.1969
1 | 4504.7741 | -5616.0273 | 1220.6445 | 1280.9402 | -1390.3315
1 | 4390.6149 | -5274.4462 | 1810.6962 | 338.131 | -1264.996
1 | 4694.2111 | -5665.1962 | -404.3527 | 1294.9031 | 80.4347
1 | 4798.4822 | -5892.5225 | -1048.933 | 1902.4402 | 240.5332
1 | 5098.8387 | -5852.6023 | -3153.2759 | 2809.8919 | 1097.1475
1 | 5136.8223 | -4451.6846 | -3916.8805 | 1231.7428 | 2000
1 | 5210.4586 | -1731.1457 | -5396.2994 | -1828.1831 | 3745.1696
1 | 5067.729 | -1031.1197 | -4652.5607 | -3131.3949 | 3747.3463
1 | 4449.4345 | -1098.8494 | -328.4464 | -5022.1386 | 2000
1 | 4897.7307 | 4466.0279 | -1983.1118 | -3448.0431 | -3932.6037
1 | 4745.8416 | 3796.6496 | -1057.1558 | -3858.7452 | -3626.5901
1 | -4970.5704 | 4128.324 | 5323.9422 | -1127.9768 | -3353.719
1 | 3500.4298 | -997.6722 | 6243.7317 | -8156.3517 | -590.1375
1 | 3472.6208 | -1141.6517 | 6422.2577 | -8202.8437 | -550.3831
1 | 5220.5932 | 4254.8606 | -4477.5957 | -2810.478 | -2187.3801
1 | 5220.2244 | 3980.53 | -4563.1704 | -2850.7685 | -1786.8155
1 | 1869.2187 | 2843.5195 | -3602.6956 | 3581.658 | -4691.7005
1 | -5023.7362 | 4870.9133 | 3082.518 | 1140.5561 | -4070.2512
1 | 4760.0404 | 2898.6629 | -8299.3066 | 2804.2521 | -2163.6489
1 | 4883.7792 | -102.2186 | -4502.2399 | 3903.6833 | -4183.004
1 | 4824.3096 | -4128.1529 | -3807.1038 | 6457.3695 | -3346.4225
1 | -1057.7721 | -4675.5844 | 895.007 | 7642.9297 | -2804.5801
1 | -4991.6747 | -5413.3782 | 4954.7338 | 7526.8717 | -2076.5526
1 | 4626.0759 | -5712.3928 | -8207.4992 | 6972.665 | 2321.1511
1 | 4612.9797 | -6183.3276 | -8915.1183 | 6785.5936 | 3699.8726
1 | 4665.1064 | -6333.0667 | -8402.6269 | 6308.2115 | 3762.3758
1 | 4953.805 | -6393.3839 | -4688.9323 | 4128.5111 | 2000
1 | -3577.916 | -6624.9095 | 1222.6899 | 6980.1356 | 2000
1 | -5073.2303 | -6679.7998 | 3113.0261 | 7025.9017 | 1614.1023
1 | -5086.1434 | -6137.6854 | 2755.2651 | 6468.5637 | 2000
1 | -4992.0259 | -2223.9666 | 6300.3572 | -1084.3647 | 2000
1 | -4961.243 | -2031.9276 | 6455.5233 | -1462.3527 | 2000
1 | -4993.2575 | -2196.8397 | 6263.2737 | -1101.1004 | 2027.924
1 | 3484.1809 | -6363.0819 | -7701.0357 | 6765.0233 | 3814.9134
1 | -1421.0752 | -4489.2783 | -2915.3161 | 4804.3808 | 4021.2888
1 | -5143.103 | -3737.4174 | 1176.3829 | 4004.3542 | 3699.7832
1 | -5090.9223 | -2174.8412 | 3069.7046 | 712.7287 | 3483.3302
1 | -5162.3794 | -2214.98 | 578.7932 | 2713.3124 | 4085.2538
1 | -5148.7053 | -1528.1177 | 1088.3967 | 1519.5344 | 4068.8919
1 | -4964.0173 | -401.4924 | 1846.8525 | -518.3348 | 4036.992
1 | 5144.0627 | 1705.42 | -3017.758 | 75.2456 | -3906.9702
1 | 5051.4799 | -4990.8667 | -1812.8417 | 4250.0567 | -2497.8283
1 | 4516.9123 | -6104.1807 | 1232.7501 | 1756.7908 | -1402.2724
1 | 3454.5069 | -1265.2323 | 6551.0542 | -8193.2082 | -547.1205
1 | -957.8015 | -1249.2869 | 9614.0797 | -7044.577 | -362.4144
1 | -2079.9149 | -1224.3427 | 10365.3321 | -6733.0897 | -327.9848
1 | -4042.6031 | -1177.0359 | 11674.4684 | -6184.8574 | -269.972
1 | -4100.0387 | -1234.1688 | 11678.4291 | -6073.2589 | -270.9626
1 | 3452.8838 | -1245.5222 | 6549.6704 | -8233.585 | -523.4469
1 | 3497.8243 | -1304.2909 | 6212.0567 | -8110.9464 | -294.6437
1 | -4934.4816 | -6438.2279 | 7445.0744 | 4995.9922 | -1068.3571
1 | -4882.385 | -4197.5681 | 9531.8884 | 242.8912 | -694.8264
1 | -4505.5559 | -2039.5306 | 11316.1083 | -4422.4762 | -348.5457
1 | -4017.6121 | -1749.3131 | 11254.0002 | -5167.0582 | -320.0168
1 | -4391.164 | -1486.9269 | 11686.8631 | -5523.2463 | -285.5259
1 | -4423.711 | -1511.6959 | 11686.7034 | -5463.2385 | -288.0579
1 | 4461.3165 | -5818.4268 | 1485.9446 | 1169.6151 | -1298.4494
1 | 4383.8694 | -5462.2851 | 1871.0189 | 437.3469 | -1229.9502
1 | 3722.3562 | -2451.4186 | 5184.1403 | -5753.7183 | -701.3596
1 | 3582.209 | -1494.1472 | 5847.2684 | -7302.6159 | -632.7143
1 | 3515.6878 | -1104.2431 | 6171.2131 | -7987.1903 | -595.4675
1 | 3523.0983 | -1096.9716 | 6123.0119 | -7944.9293 | -604.2093
1 | -495.2237 | -1104.0402 | 8660.1397 | -6555.3779 | -505.498
1 | -4171.7515 | -1219.2948 | 11633.7648 | -5955.8279 | -286.8906
1 | -4468.6347 | -1108.9522 | 11090.3784 | -5131.8872 | -380.9043
1 | -4430.4214 | -753.3277 | 11224.6242 | -5656.6608 | -384.2143
1 | -4426.8131 | -1170.929 | 11470.9852 | -5548.9174 | -324.3257
1 | -3433.0886 | -5612.7211 | 7128.6909 | 2850.205 | -933.0862
1 | 698.6844 | -2958.2334 | 6792.2905 | -3871.5099 | -661.2317
1 | -4919.6585 | -5381.214 | 8051.2507 | 3174.4619 | -924.8402
1 | -4891.2143 | -3699.1286 | 9172.8419 | 191.7564 | -774.2554
1 | -4432.2039 | -465.9116 | 11120.3115 | -5740.772 | -481.4239
1 | -4919.0447 | -5648.8828 | 8097.5089 | 3325.8455 | -855.4269
1 | -4887.5504 | -4244.4929 | 9372.6076 | 348.4234 | -588.9877
1 | 4627.5488 | -5855.0582 | 97.5979 | 1253.8093 | -123.8977
1 | -4946.5019 | -5860.5197 | 7261.0944 | 3807.9272 | -262
1 | -4889.4219 | -4236.676 | 9321.6399 | 334.8605 | -530.4025
1 | -4857.413 | -4070.5518 | 9512.8401 | -27.3944 | -557.4809
1 | -4929.99 | -6167.0696 | 7646.1844 | 4423.4512 | -972.576
1 | -4927.2062 | -6044.3779 | 7758.4978 | 4163.2871 | -950.2008
1 | -4883.9754 | -4223.7279 | 9479.6651 | 299.8279 | -671.7897
1 | 4680.1865 | -6038.4699 | -209.392 | 1631.6398 | -63.9644
1 | -4965.4884 | -6326.2393 | 6595.9229 | 4807.8517 | -112.0469
1 | 4865.4209 | -6448.6648 | -1471.2986 | 2480.433 | 574.1095
1 | -4998.5271 | -6719.4995 | 5551.8153 | 5677.2077 | 489.0036
1 | -4906.4902 | -4100.1752 | 8874.5515 | 75.0655 | 57.0484
1 | -4470.6348 | -1837.9811 | 11477.8487 | -4857.9137 | -311.3192
1 | -4423.699 | -1514.5546 | 11687.2064 | -5462.3204 | -286.6324
1 | 5084.5112 | -6419.5455 | -3006.2779 | 3142.3591 | 1198.953
1 | 5118.2118 | -5176.5953 | -3683.7785 | 1742.162 | 2000
1 | 5190.632 | -2500.9848 | -5138.7655 | -1267.2306 | 3716.3489
1 | 4910.2419 | -1125.7944 | -3677.7022 | -3827.3705 | 3720.6252
1 | 2992.0507 | -1131.991 | -2498.246 | -3167.5239 | 3805.7102
1 | -4901.9349 | -1187.133 | 4134.0566 | -1400.5476 | 3355.5589
1 | -4771.552 | -366.117 | 4624.7104 | -2834.8615 | 3347.8201
1 | 4301.4026 | -1192.4883 | 580.2859 | -5689.2002 | 2000
1 | -4816.3117 | -1236.9216 | 7085.3218 | -3032.0885 | 2000
1 | -4807.0175 | -1236.9201 | 7381.5431 | -3202.8586 | 1865.2531
1 | -4425.9162 | -1235.6853 | 11415.7337 | -5703.4938 | -50.6384
1 | 4738.7987 | 3600.5309 | -994.1741 | -3755.156 | -3589.9995
1 | 4716.1903 | 3668.1787 | -877.3184 | -3941.8728 | -3565.1777
1 | -4957.5356 | 3666.5436 | 5886.7442 | -1457.5067 | -3138.2456
1 | -4925.2649 | 2568.2004 | 7321.6496 | -2484.4714 | -2480.1137
1 | -4427.0826 | -817.8365 | 11466.5731 | -5752.9127 | -468.7412
1 | -5000.6194 | 1229.4335 | 5526.2265 | -2403.7078 | 648.6671
1 | -5116.7163 | 3078.5482 | 1201.5842 | 42.8926 | 793.6912
1 | -5152.1813 | 2282.9702 | 422.5176 | -17.3429 | 2464.0363
1 | -5148.716 | 2260.2792 | 394.4378 | -19.2297 | 2513.2287
1 | -4213.8002 | 1924.4267 | -1177.7647 | -80.4733 | 3547.6115
1 | -4025.6965 | 211.7877 | 1859.9757 | -2039.5552 | 3993.4883
1 | -5122.8662 | 599.4829 | 17.8631 | 734.7762 | 3770.7439
1 | -5169.3454 | -391.2494 | 249.392 | 1427.0009 | 3884.2019
1 | -4966.2431 | 3423.8967 | 5530.4068 | -764.7497 | -3223.3108
1 | -5070.8563 | 2776.9721 | 2327.5076 | 977.0962 | -1010.7196
1 | 5203.1555 | 3002.8704 | -4382.1381 | -2291.753 | -1532.1348
1 | 5220.7171 | 3228.2417 | -4819.6567 | -2979.1724 | -650.1296
1 | 5243.6917 | 960.5615 | -5904.5358 | -3622.2242 | 3322.5068
1 | 5253.0732 | 1048.9715 | -6011.3226 | -3719.58 | 3428.858
1 | 4898.3975 | -17.9037 | -3794.2255 | -4816.9013 | 3730.633
1 | 4789.7604 | -404.8781 | -3066.9856 | -5026.6301 | 3708.7334
1 | 3660.69 | -1196.1893 | 5040.1827 | -7723.7413 | 219.0579
1 | 2950.7139 | -354.5407 | -1894.3241 | -4490.8122 | 3788.9631
1 | -4708.8304 | -324.3623 | 4602.2512 | -2919.6909 | 3350.6324
1 | -4763.202 | -336.3433 | 4757.9364 | -2953.4216 | 3295.0306
1 | -4713.8284 | -694.1005 | 7928.5919 | -4279.5188 | 1758.8558
1 | -4426.9667 | -1096.6682 | 11292.0126 | -5815.8059 | 47.4282
1 | 4969.8943 | 2702.0288 | -8936.6088 | -1608.64 | 2873.3257
1 | -628.932 | 2695.1281 | -5070.3718 | -155.992 | 3160.1676
1 | 4753.3467 | 1729.9562 | -10497.7385 | 1198.9758 | 2815.4598
1 | 4689.8081 | 1728.5772 | -10456.1519 | 1219.1439 | 2818.6227
1 | -399.6436 | 363.6544 | -432.9406 | 4363.1926 | -3894.2628
1 | -5003.9891 | 1755.7518 | 4020.9837 | 2713.5306 | -3486.2769
1 | 4742.5367 | 704.1597 | -8735.8756 | 2963.2953 | 325.8839
1 | 4750.4677 | 1711.125 | -10516.3893 | 1239.3584 | 2815.4382
1 | 4748.0748 | -2036.38 | -5365.0192 | 6581.0401 | -3927.7157
1 | 5087.3845 | -3324.9602 | -2386.3181 | 3284.1188 | -2660.2251
1 | 4878.7987 | -3759.3702 | -1197.9422 | 2311.2579 | -2232.7442
1 | -4986.077 | -4081.5692 | 5221.0161 | 5756.8838 | -1910.2538
1 | -5067.8845 | -4425.7393 | 2793.2208 | 6649.7874 | 50.6157
1 | 4477.6944 | -2559.2069 | 875.2353 | -1001.3513 | -1792.3715
1 | -4937.8145 | -2736.6644 | 7196.0661 | 1917.1809 | -1438.768
1 | -4912.0275 | -1603.6858 | 8227.6398 | -453.9504 | -1257.9761
1 | -4984.1352 | -1148.3771 | 6235.4067 | -1016.3905 | 913.4961
1 | 3816.9034 | 513.7897 | 4176.5021 | -7234.8419 | -1272.3534
1 | -4542.0323 | 551.6997 | 9969.0572 | -5051.6642 | -927.0603
1 | -4688.0645 | 372.2928 | 8014.2173 | -4355.4754 | 657.0298
1 | 4309.226 | 208.9049 | 379.6401 | -6257.4085 | 1359.6376
1 | -4678.5698 | 315.6754 | 7361.6693 | -4151.2088 | 1152.4339
1 | -4669.9345 | 136.0508 | 8178.1318 | -4482.6211 | 838.373
1 | 4454.3417 | -2902.9088 | 1063.3954 | -908.1034 | -1706.725
1 | -4933.4703 | -3132.8398 | 7392.2619 | 2015.1223 | -1341.0742
1 | -4909.0053 | -1912.8092 | 8365.4096 | -357.4212 | -1186.174
1 | 3806.2532 | 463.7636 | 4245.4459 | -7266.297 | -1249.1657
1 | -4534.2586 | 482.2285 | 10049.0374 | -5101.1692 | -895.8382
1 | -4432.3566 | -442.2921 | 11110.2079 | -5748.8631 | -486.6961
1 | -4420.7835 | -457.1618 | 11120.3359 | -5761.8444 | -480.5462
1 | 3507.4635 | -953.2578 | 6189.7319 | -8141.5925 | -602.3451
1 | -1333.5268 | -754.7006 | 9328.1796 | -6758.6598 | -481.2924
1 | -4099.9274 | -1047.6781 | 11571.1676 | -6120.8398 | -302.7223
1 | -4311.396 | -621.4928 | 11210.199 | -5888.5816 | -388.7287
1 | 4138.8085 | -29.3566 | 1613.8205 | -6658.3518 | 935.0794
1 | -4659.5591 | 106.6794 | 8304.1849 | -4538.7173 | 787.4122
1 | -4431.8832 | -568.959 | 11079.5337 | -5770.8031 | -307.8883
1 | 5101.974 | -4460.2744 | -3578.4589 | 1559.7801 | 1376.9792
1 | -5047.3548 | -4445.7466 | 3967.0855 | 4273.6698 | 1252.3461
1 | -4978.7604 | -1800.0121 | 6499.486 | -819.0929 | 1098.3794
1 | 4354.9244 | -957.8899 | 395.6293 | -4955.6053 | 1162.9416
1 | -4848.1004 | -999.9349 | 7183.7263 | -2388.8509 | 1053.16
1 | 5102.2925 | -3969.7661 | -2924.9519 | 2784.1814 | -991.7559
1 | 4803.2531 | -4652.5564 | -7619.9677 | 4592.0481 | 2877.223
1 | -252.9671 | -4789.6049 | -4125.8394 | 6286.9906 | 2881.4209
1 | -5124.6578 | -4052.3976 | 1399.3629 | 5493.2726 | 2284.4199
1 | 4948.48 | -5063.8718 | -5530.2054 | 3645.5972 | 2000
1 | 5105.1874 | -5504.9104 | -3274.5288 | 2624.5852 | 1049.6667
1 | -3659.1612 | -5300.5648 | 435.9962 | 6523.7297 | 2000
1 | -5093.4104 | -5514.6541 | 2357.3121 | 6623.4412 | 1627.3113
1 | -5111.1118 | -4687.2643 | 1814.7874 | 5983.5888 | 2000
1 | 5142.4791 | -3454.0449 | -3926.1338 | 1211.1469 | 1026.5527
1 | 4998.2563 | -3875.1059 | -5837.2305 | 2370.9323 | 2343.1477
1 | 5170.8287 | -2826.23 | -4579.6195 | 75.0472 | 2159.9736
1 | 4932.8527 | -1947.773 | -3236.9155 | -1748.1641 | 2000
1 | -5078.1261 | -2915.4106 | 3057.25 | 2936.2867 | 2000
1 | -5028.7732 | -1545.8195 | 4834.8322 | -16.1068 | 1755.8672
1 | -4984.6434 | -1642.0215 | 6314.3333 | -895.3775 | 1207.7091
1 | -5045.126 | -1543.1544 | 4300.2556 | 288.0248 | 2000
1 | -4992.9636 | -2178.0331 | 6265.039 | -1094.0424 | 2000
1 | 4652.0436 | -912.0888 | -1651.9437 | -3897.8976 | 1809.8865
1 | -4914.6445 | -958.7612 | 5526.4068 | -1305.8314 | 1652.8302
1 | -4859.5853 | -996.901 | 7065.2224 | -2306.4401 | 1097.7041
1 | 4720.4389 | -911.6938 | -2128.0324 | -3680.7127 | 2000
1 | -4938.5906 | -958.7651 | 4763.205 | -865.8493 | 2000
1 | -5113.1923 | -3890.0279 | 1793.8758 | 5036.9896 | 2172.3548
1 | 5050.0063 | -4084.7908 | -5043.996 | 2078.7805 | 2000
1 | 5131.4807 | -4411.4554 | -3796.1707 | 1617.6318 | 1458.5136
1 | 5161.8273 | -3189.2795 | -4400.4644 | 427.9166 | 2000
1 | -5100.8311 | -3995.2273 | 2202.029 | 4894.0294 | 2000
1 | 1765.3968 | -2313.9709 | -2980.6793 | 7182.2123 | -3652.959
1 | -5013.7671 | -3585.3864 | 4015.3134 | 6982.2135 | -2398.3734
1 | 4647.5547 | -2839.7142 | -7596.3657 | 6842.3354 | -1053.8102
1 | 4601.3906 | -4499.7634 | -10090.7292 | 6182.907 | 3806.1951
1 | 4642.9191 | -4619.0582 | -9682.4354 | 5802.5842 | 3855.9904
1 | 5160.832 | -842.4872 | -6465.8538 | -1663.1213 | 3810.6302
1 | 5224.1426 | -856.5167 | -5650.7423 | -2140.3876 | 3423.5041
1 | 5241.9694 | -147.38 | -5998.7944 | -2886.2225 | 3790.4276
1 | -273.9403 | -860.044 | -3124.1244 | 206.4087 | 4051.7
1 | -4954.1251 | -892.7365 | 808.034 | 1254.0133 | 3784.8143
1 | -5043.5171 | -897.7518 | 1146.5892 | 1133.5157 | 3661.1641
1 | -5039.0627 | -916.8955 | 1148.8122 | 1061.7316 | 3745.4145
1 | 5226.7405 | -927.4483 | -5712.1985 | -2364.3122 | 3777.2185
1 | 3702.0945 | -4642.9708 | -9123.4888 | 6166.5189 | 3897.8462
1 | -2255.2012 | -2367.289 | -3311.3669 | 3785.3738 | 4148.4834
1 | -5178.6603 | -1776.7414 | -97.5504 | 3156.9945 | 3895.9575
1 | -5169.9212 | -1515.045 | 219.5386 | 2605.7211 | 3859.7065
1 | -5064.7138 | -965.1979 | 812.0524 | 1429.2818 | 3788.5775
1 | -4865.9125 | -780.2659 | -873.1502 | 2326.2099 | 4193.1186
1 | -5152.3476 | -981.3051 | -452.769 | 2484.0487 | 4102.373
1 | -5183.9637 | -1357.8766 | -261.9639 | 2801.793 | 4002.0112
1 | -5144.58 | -886.7425 | -412.1609 | 2264.8926 | 4178.5908
1 | -5179.8948 | -1304.1138 | -59.8697 | 2395.3721 | 4148.5062
2 | 4885.1788 | 2122.9084 | -5600.9277 | 3249.2433 | -4656.4028
2 | 746.8491 | 2473.079 | -2416.081 | 3621.9403 | -4425.7874
2 | -4988.1275 | 4161.4995 | 3147.7972 | 1577.0356 | -3898.2049
2 | 5200.6937 | 4249.4396 | -3785.1749 | -1363.2073 | -4301.7511
2 | 4901.888 | 5598.988 | -2289.1655 | -4155.54 | -4056.1706
2 | -4953.5723 | 5636.2104 | 4533.8811 | -1571.8312 | -3644.6879
2 | -5071.3844 | 5198.793 | 1065.9461 | -457.629 | -735.7257
2 | -5143.8513 | 3572.4631 | -525.5298 | -581.6876 | 2678.6056
2 | -5041.8744 | 1570.5904 | 3426.3036 | -2965.7407 | 3010.7212
2 | -4166.4159 | 3222.1667 | -2167.7805 | -646.1318 | 3758.1615
2 | -5164.6603 | 1790.518 | -867.8509 | 238.929 | 4003.0643
2 | -5154.8759 | 2680.7466 | -583.1053 | -694.4246 | 3751.6592
2 | -4913.6526 | 4269.7186 | 6313.4654 | -2852.6676 | -2816.8639
2 | -4951.6053 | 3174.7934 | 5577.0178 | -3062.6582 | -737.5478
2 | -4952.0806 | 1076.4419 | 4244.6242 | -3530.474 | 3161.4884
2 | 5253.9285 | 5288.3485 | -5040.2843 | -3482.5663 | -2019.4263
2 | 4921.1913 | 4588.1366 | -10496.3282 | -1659.8302 | 2646.8305
2 | 1162.8916 | 4628.3519 | -7683.479 | -738.9321 | 2631.1675
2 | 4896.8058 | 4527.738 | -10817.2644 | -1511.1412 | 2903.8617
2 | 2288.8197 | 4525.6296 | -9033.1841 | -801.4891 | 3020.224
2 | 4923.2541 | 4400.9594 | -10583.5657 | -1714.0476 | 2973.3997
2 | 5286.3377 | 2097.2746 | -6569.1063 | -4390.4745 | 3575.9685
2 | 4943.1531 | 1066.0705 | -4425.26 | -5455.6371 | 3871.6735
2 | -3893.0616 | 1291.5107 | 1217.8471 | -2881.0434 | 4264.7472
2 | -4945.9625 | 1068.5505 | 4246.3008 | -3537.7709 | 3168.8821
2 | -4952.0084 | 1061.954 | 4243.8151 | -3532.5791 | 3178.8184
2 | -5059.4325 | 667.2576 | 3162.2002 | -2972.4982 | 4202.4729
2 | -5061.6326 | 647.8773 | 3097.8136 | -2941.9819 | 4257.9236
2 | -5059.3069 | 595.8159 | 3183.8684 | -2973.6566 | 4253.2792
2 | -5059.11 | 592.1803 | 3190.962 | -2976.3442 | 4252.3119
2 | -5059.0785 | 590.6879 | 3192.2463 | -2976.4668 | 4252.6111
2 | 824.9362 | 4298.5539 | -7583.2026 | -751.8098 | 3211.5222
2 | 4770.2226 | 2494.6432 | -8894.7905 | 2668.9069 | -1038.9821
2 | 4776.9925 | 3457.1296 | -10960.8409 | 761.966 | 1964.7528
2 | 4789.2648 | 3848.0679 | -11467.101 | -31.5479 | 2861.3162
2 | 4756.8827 | 2527.061 | -11382.1827 | 1025.3717 | 3072.8673
2 | 4911.8047 | 2329.5412 | -5374.5887 | 2799.8709 | -4666.628
2 | 226.5674 | 2729.3353 | -1764.8896 | 3214.6622 | -4405.6752
2 | -4983.8644 | 4269.2166 | 3298.4613 | 1344.12 | -3927.9335
2 | 5199.0018 | 4267.1469 | -3716.6021 | -1402.8844 | -4346.6623
2 | 4914.9206 | 5550.6366 | -2291.6618 | -4058.6698 | -4115.2256
2 | -4952.8909 | 5587.7259 | 4539.9599 | -1471.35 | -3703.445
2 | -5055.5216 | 5197.9591 | 1516.5194 | -482.4575 | -1176.4994
2 | 5248.9487 | 5251.0649 | -4889.0071 | -3410.7055 | -2200.301
2 | 4965.1397 | 4647.5181 | -9488.0123 | -1845.5208 | 1720.8753
2 | 4850.7551 | 4253.119 | -11000.2833 | -916.3667 | 2812.7759
2 | 3657.3933 | 4225.9997 | -10220.8991 | -535.3856 | 2872.8917
2 | 4886.8028 | 4482.6612 | -10772.4988 | -1416.3829 | 2819.4177
2 | 2697.2922 | 4488.6788 | -9281.2436 | -836.5045 | 2931.7771
2 | -253.2232 | 4758.6414 | -5149.4607 | -702.908 | 1346.9505
2 | -5067.6016 | 4691.5494 | 1318.6222 | -537.4178 | -405.1522
2 | 5251.5388 | 4324.3699 | -5117.6528 | -3569.3754 | -888.8805
2 | 5158.1058 | 1665.5409 | -3064.9716 | 140.8949 | -3899.57
2 | 5076.2476 | -4271.5547 | -2002.9282 | 3833.7548 | -2635.5195
2 | 5112.7832 | -5851.8014 | -3322.9755 | 2608.5421 | 1453.4517
2 | 5210.877 | -2238.5351 | -5295.9393 | -1466.615 | 3790.2124
2 | 4623.9854 | 4167.9403 | -400.1421 | -4914.1038 | -3477.6798
2 | 4594.8155 | 4039.1463 | -222.5099 | -4993.2474 | -3418.2044
2 | -4918.5127 | 4356.4147 | 6019.8721 | -2309.3285 | -3148.4456
2 | 3366.888 | -756.6797 | 6990.0984 | -9167.6786 | -432.6282
2 | 4732.2882 | 4098.0899 | -1236.1322 | -4699.1818 | -2895.0641
2 | 5238.3789 | 3437.0807 | -4916.5684 | -3075.3985 | -683.4927
2 | 5254.3326 | 3641.8176 | -5314.0288 | -3699.8795 | 117.7582
2 | 4785.9606 | 2838.8135 | -9167.9934 | 1960.4966 | -417.2773
2 | 4796.2309 | 3903.8282 | -11356.9645 | -155.114 | 2812.0194
2 | 4954.8467 | -389.6776 | -3977.3349 | 3393.313 | -3981.1473
2 | 4901.2317 | -3871.0537 | -3397.666 | 5623.2665 | -3255.7786
2 | -2637.9798 | -4423.2595 | 2588.3105 | 7061.9396 | -2589.0108
2 | -4954.7315 | -5022.6217 | 4997.5236 | 7102.6027 | -2122.7732
2 | 4909.1642 | -3934.8155 | -3318.6434 | 5561.639 | -3217.3443
2 | -4953.9392 | -5049.6711 | 5032.84 | 7077.1257 | -2106.3554
2 | -4956.6493 | -5065.8809 | 4955.4245 | 7099.4619 | -2032.3562
2 | 4885.6562 | -4022.8953 | -3726.8878 | 5682.9891 | -2818.8622
2 | 4656.0908 | -5851.6778 | -8816.1211 | 6283.2623 | 3728.4458
2 | 4321.8299 | -5880.7364 | -8544.1092 | 6350.6074 | 3752.4084
2 | 4725.4859 | -6051.4303 | -8134.3173 | 5647.4877 | 3812.774
2 | 2982.8566 | -6094.6327 | -7104.7217 | 6325.7919 | 3890.7059
2 | -5041.8516 | -6391.7512 | 3033.1318 | 6571.8416 | 1828.6293
2 | -5121.8289 | -2991.4939 | 823.6532 | 3052.0453 | 4237.6243
2 | -5055.3409 | -318.6278 | 3322.8597 | -2170.9866 | 4222.0956
2 | -5044.8992 | -14.9753 | 3701.3654 | -2819.1941 | 4177.7032
2 | -5047.3423 | 82.3868 | 3620.9274 | -2868.4374 | 4212.4654
2 | -749.1907 | -4953.2075 | -426.1426 | 6953.1736 | -824.6327
2 | -2050.9917 | 226.0913 | 1410.7921 | 4009.6014 | -3595.493
2 | -4964.3074 | 1115.8839 | 4233.145 | 2949.103 | -3333.8245
2 | 5144.259 | 927.2983 | -2898.7781 | 605.6238 | -3778.4029
2 | 5068.8252 | -4543.8416 | -1920.0861 | 4008.6603 | -2613.5577
2 | 4349.1472 | -6050.3208 | 2175.0026 | 645.5819 | -1119.4109
2 | 3750.6589 | -3347.2635 | 5171.4116 | -4947.2779 | -627.5291
2 | -3820.3999 | -6334.7151 | 7529.4815 | 3458.4496 | -832.8161
2 | 294.0943 | -3909.0472 | 7014.8619 | -2817.3236 | -582.5854
2 | -2006.1556 | -2506.117 | 9531.8021 | -4634.1877 | -385.3417
2 | -4882.2845 | -6344.8771 | 8159.9021 | 3889.4009 | -822.1414
2 | -4846.6558 | -4567.9964 | 9574.1587 | 445.9096 | -605.4161
2 | -4881.3918 | -6374.169 | 8207.1045 | 3829.8658 | -781.4095
2 | 4313.4803 | -5868.2312 | 2337.3455 | 269.3191 | -1051.9137
2 | 4011.7777 | -4505.599 | 3847.8586 | -2550.0851 | -803.9522
2 | 4287.4126 | -5755.0045 | 2440.9451 | 36.4041 | -1009.7573
2 | 4051.6003 | -4686.5872 | 3641.7329 | -2175.2635 | -831.4825
2 | 4287.0322 | -5752.8442 | 2441.8889 | 31.9745 | -1008.0515
2 | 4319.7327 | -5784.9023 | 2188.9292 | 101.0327 | -824.7923
2 | 872.7525 | -5884.3229 | 4621.0291 | 1236.6703 | -846.129
2 | -4881.1062 | -6202.3596 | 8262.2965 | 3469.2773 | -648.108
2 | -4883.9153 | -5948.5804 | 8149.5244 | 3351.9736 | -669.0024
2 | 4235.8714 | -5514.2377 | 2686.9233 | -461.2898 | -947.2672
2 | 4244.9477 | -5528.7862 | 2621.2315 | -430.5715 | -906.8214
2 | 3632.7564 | -5528.1193 | 3080.1056 | -268.3447 | -916.3979
2 | 4213.2391 | -5410.4104 | 2799.2459 | -676.0917 | -925.983
2 | -4874.342 | -5131.4464 | 8522.2835 | 2116.0087 | -632.5039
2 | -4858.025 | -4095.0689 | 9160.0783 | 355.9561 | -562.9405
2 | 4521.4823 | -6217.5526 | 839.9588 | 1006.0412 | -149.9296
2 | -4903.9662 | -6471.781 | 7538.8215 | 4072.2802 | -235.3545
2 | -4848.0852 | -4896.7111 | 9558.4576 | 677.3331 | -490.9944
2 | -4846.5291 | -4813.871 | 9619.3949 | 525.035 | -484.0298
2 | -4911.3207 | -2949.8499 | 7722.1721 | -1006.7581 | 1145.7567
2 | 4400.3557 | -5952.5341 | 1664.3395 | 451.0294 | -563.1906
2 | 5105.6122 | -6134.9605 | -3249.2154 | 2775.0181 | 1503.5456
2 | 5200.9832 | -2621.9862 | -5167.4163 | -1187.0263 | 3775.4456
2 | 4578.6556 | 3577.1987 | -76.8734 | -4747.3359 | -3331.645
2 | 4525.2484 | 3737.2066 | 198.914 | -5189.0272 | -3272.3418
2 | 3334.4461 | -927.7054 | 7199.4179 | -9218.2826 | -387.876
2 | -14.5445 | -852.5578 | 9435.2962 | -8282.2017 | -285.9923
2 | -4900.9524 | 3731.3725 | 6779.5846 | -2756.3781 | -2853.6267
2 | -4897.4913 | 3612.8973 | 6933.875 | -2867.4269 | -2781.8541
2 | -4942.5403 | 2313.2485 | 6059.7302 | -3116.6804 | -313.758
2 | -5050.5281 | 394.161 | 3486.8584 | -3000.7393 | 4170.248
2 | -5023.5253 | 249.7546 | 3735.5947 | -3169.626 | 4207.8021
2 | -5116.4375 | 2932.7462 | 435.9587 | -717.582 | 2465.3146
2 | -4912.7788 | 3400.7175 | 6295.0901 | -1812.3073 | -2970.7214
2 | -5053.5452 | 2512.5452 | 1976.8997 | 582.7903 | -18.6899
2 | 5226.0199 | 2731.6709 | -4784.6914 | -2670.2788 | -502.7206
2 | 5254.6949 | 3099.6626 | -5499.0825 | -3792.714 | 937.4389
2 | 5268.2012 | 1769.8101 | -6136.2058 | -4171.0769 | 3269.2715
2 | 5272.8987 | 1813.7612 | -6189.8383 | -4219.9888 | 3323.1671
2 | 4718.3842 | 147.5513 | -2725.8315 | -5941.0684 | 3800.9645
2 | 4667.2296 | -35.9944 | -2381.9858 | -6036.348 | 3787.0985
2 | -4327.7348 | 193.4961 | 3362.5043 | -3415.4996 | 4187.2341
2 | -5004.867 | 195.7709 | 3936.4154 | -3276.0601 | 4148.7407
2 | -4943.0386 | 113.0015 | 4662.6359 | -3607.2133 | 3774.6145
2 | 5107.4098 | 2789.9957 | -7914.007 | -2985.8227 | 3002.4242
2 | -3272.9596 | 2775.4679 | -2139.428 | -799.8744 | 3436.7942
2 | -5141.3996 | 2372.538 | -112.2437 | -760.3154 | 3641.4207
2 | 4863.6226 | 1695.5088 | -9670.9866 | 175.3938 | 2936.4615
2 | 2874.4447 | 1651.1527 | -8372.2988 | 810.0759 | 3036.6255
2 | 4768.9823 | 713.6444 | -9593.7437 | 2111.3363 | 1999.7807
2 | 4675.0255 | -4329.4497 | -9190.3186 | 5295.4328 | 3549.31
2 | 4772.6167 | 1100.2434 | -10260.5337 | 1451.901 | 2935.7727
2 | 4824.6291 | -1808.7604 | -4946.2825 | 5767.6263 | -3837.2126
2 | 151.5748 | -2241.9039 | -1221.9402 | 6717.3666 | -3405.0973
2 | -4976.6312 | -3207.9818 | 4065.4593 | 6563.451 | -2444.2973
2 | 5102.5492 | -2868.8851 | -2511.8301 | 3064.3743 | -2786.2084
2 | 4693.4419 | -3725.2564 | -183.9409 | 1152.6029 | -1936.8475
2 | -4930.5952 | -4040.1129 | 6074.5032 | 4515.4332 | -1619.2282
2 | -5066.976 | -4613.8762 | 2027.1448 | 6003.9857 | 1649.7217
2 | -4894.214 | -5402.9914 | 7650.9174 | 3647.3531 | -1001.0651
2 | 4287.8566 | -5747.8317 | 2436.7543 | 34.3451 | -1011.1242
2 | 4312.2672 | -2583.2566 | 1784.3945 | -1999.813 | -1513.5922
2 | -4885.6151 | -2782.5154 | 7917.2064 | 924.7996 | -1173.8755
2 | -4873.1954 | -2240.9935 | 8414.7184 | -215.7698 | -1084.7596
2 | -4922.8707 | -1669.3865 | 7107.1369 | -1120.676 | 605.7963
2 | 4237.8811 | -2240.1953 | 2156.0841 | -2699.9669 | -1453.8031
2 | -3913.939 | -1549.4442 | 8401.9445 | -1929.381 | -1009.1802
2 | 3628.9948 | 612.4889 | 5193.9353 | -8462.562 | -972.857
2 | -934.3153 | 630.6146 | 8351.9882 | -7265.4158 | -782.8717
2 | -436.4539 | 3.9122 | 8770.4537 | -7816.6577 | -521.2543
2 | 3952.9397 | 403.5591 | 2693.4015 | -7819.7078 | 769.8075
2 | -1889.0315 | 469.6559 | 7206.5747 | -6437.4632 | 650.264
2 | 3436.3735 | -302.9619 | 6446.2661 | -9028.9248 | -550.7529
2 | 2352.4314 | -262.887 | 7152.7243 | -8720.4779 | -521.7909
2 | -190.8798 | -431.326 | 9097.1021 | -8087.9411 | -386.9552
2 | -327.4948 | -154.7293 | 8856.6297 | -7940.9119 | -433.4938
2 | 4360.7723 | -1140.1157 | 410.6354 | -4639.4653 | 1008.1733
2 | -3694.5693 | -749.4633 | 7016.6615 | -3371.2031 | 798.5742
2 | 5016.6799 | -3542.514 | -3289.3648 | 377.7545 | 1437.4443
2 | -5005.1972 | -3583.0691 | 4226.9832 | 3093.0445 | 1268.2387
2 | -4933.4709 | -1602.7586 | 6814.3163 | -1203.2453 | 925.1586
2 | -4924.86 | -1558.9581 | 6866.2367 | -1300.1125 | 917.6939
2 | -4952.0286 | 1064.5838 | 4245.5346 | -3527.5803 | 3169.4905
2 | 4306.4575 | -2673.2386 | 1831.8518 | -1973.6964 | -1491.3742
2 | -4881.9281 | -3132.6741 | 8084.6267 | 1018.2232 | -1088.2478
2 | -4871.184 | -2456.4628 | 8506.9963 | -144.1342 | -1035.2154
2 | -4921.0127 | -1935.401 | 7206.0741 | -1042.317 | 692.6566
2 | 4237.4555 | -5331.1237 | 2653.8273 | -565.989 | -994.17
2 | -4877.1728 | -3925.2563 | 8312.8715 | 1430.4146 | -940.8569
2 | -4864.2767 | -3184.2507 | 8822.5182 | 95.1918 | -869.1827
2 | 3707.6089 | -2099.6126 | 5177.2906 | -6098.3852 | -686.9016
2 | 4808.4374 | -3890.8598 | -1753.2125 | -29.944 | 865.5788
2 | -4955.5515 | -4005.2301 | 5866.9926 | 2515.4948 | 578.2941
2 | -4921.129 | -1934.9126 | 7202.9069 | -1043.162 | 696.2967
2 | -4921.0352 | -1934.212 | 7203.2942 | -1044.3859 | 696.339
2 | -4920.9893 | -1938.7235 | 7207.3194 | -1041.3565 | 693.7499
2 | 5131.8917 | -4138.0107 | -3571.9847 | 2080.3832 | 497.7206
2 | 5014.3075 | -4406.4882 | -5418.0944 | 2791.2477 | 2019.0275
2 | 5154.7128 | -3845.1422 | -4140.5375 | 1187.0858 | 1643.8809
2 | -4464.5613 | -4659.3087 | 1162.1421 | 5958.3612 | 2003.3668
2 | -5074.0476 | -4566.6287 | 1853.8811 | 5857.7716 | 1929.0236
2 | -5070.1639 | -4749.9317 | 1972.7235 | 6000.6766 | 1846.6955
2 | 5133.0363 | -4745.0287 | -3710.2124 | 2017.2765 | 1304.9283
2 | 4666.5911 | -3067.7354 | -8449.825 | 6180.8679 | 670.1013
2 | 4636.9287 | -4146.8365 | -10066.7297 | 5749.6419 | 3826.9956
2 | 4703.3983 | -4338.168 | -9413.6688 | 5140.6697 | 3907.7688
2 | 5247.953 | -410.6595 | -6015.8793 | -2686.4333 | 3865.0191
2 | 3206.9751 | -4375.2666 | -8529.5388 | 5723.1402 | 3974.6901
2 | -5153.8441 | -1174.0588 | -350.6023 | 2345.9329 | 4332.5723
2 | -5111.7159 | 519.5248 | 1232.947 | -963.489 | 4322.733
2 | -5046.5448 | 881.6081 | 3410.7098 | -2737.4695 | 3491.6965
2 | 4647.038 | -5671.4633 | -9004.3358 | 6299.9311 | 3728.83
2 | 4897.6922 | -3818.7315 | -3454.7076 | 5648.512 | -3272.7651
2 | -2065.7782 | -4103.9425 | 1818.2302 | 7082.3748 | -2730.8843
2 | -4954.9916 | -5012.3271 | 4987.2049 | 7104.4511 | -2124.3373
3 | 5151.233 | 2843.8075 | -4458.6456 | 836.2952 | -4372.69
3 | 5243.9162 | 3474.3673 | -3927.9448 | -522.1055 | -4268.2333
3 | 4757.8094 | 5694.4166 | -1499.1504 | -5086.9675 | -3866.1081
3 | -4937.2298 | 5722.4517 | 5213.9194 | -2547.8662 | -3451.2751
3 | -5101.2055 | 5092.1931 | 391.0329 | -991.3412 | 609.3207
3 | -4910.0609 | 4777.6295 | 6430.3323 | -3425.7756 | -2872.1253
3 | -4608.16 | 2706.8777 | 8927.5966 | -5412.7019 | -1613.6123
3 | -4962.606 | 3833.4943 | 5180.0463 | -3365.5518 | -685.3828
3 | -5166.0616 | 3625.4854 | -1032.3233 | -1095.0888 | 3667.9883
3 | 5330.9041 | 5171.0626 | -5979.0315 | -3985.1346 | -537.8005
3 | 5115.6893 | 4701.8727 | -9506.9945 | -2801.3542 | 2490.7867
3 | -1660.9553 | 4769.6585 | -4437.5313 | -1142.2135 | 2471.0416
3 | -2350.8778 | 4114.3846 | -4209.4809 | -1164.0632 | 3610.0374
3 | 5120.4382 | 4308.0502 | -9681.8508 | -2915.9588 | 3169.3213
3 | 5354.4645 | 2815.7642 | -7097.5328 | -4641.6041 | 3568.9081
3 | 4817.572 | 890.4352 | -11136.1567 | 2072.1574 | 3355.9921
3 | -2345.4131 | 4110.7044 | -4215.1462 | -1166.4456 | 3616.3005
3 | -2355.4668 | 4110.3533 | -4207.6276 | -1164.1848 | 3616.9259
3 | -5149.1351 | 3502.8203 | -1180.5783 | -1104.594 | 3931.4871
3 | -5170.9612 | 3290.6575 | -1120.3155 | -957.0506 | 3957.6698
3 | -5167.1191 | 3394.2003 | -996.266 | -1126.4728 | 3895.6576
3 | -2349.3341 | 4107.8979 | -4213.6038 | -1161.6288 | 3616.6688
3 | 2098.675 | 2058.5403 | -3093.8225 | 3315.1675 | -4378.5603
3 | -276.7387 | 2258.0658 | -1267.354 | 3529.835 | -4243.8081
3 | -4985.0444 | 3652.5845 | 3294.9918 | 1842.476 | -3805.0079
3 | 4990.2944 | 1844.9011 | -5601.7115 | 3004.913 | -4238.397
3 | 4852.9396 | 2270.7679 | -9526.7712 | 2324.0212 | 79.0424
3 | 4855.6385 | 2657.9567 | -10362.2718 | 1554.0428 | 1294.6338
3 | 5223.2868 | 3360.658 | -3974.7064 | -278.0079 | -4331.2304
3 | 5242.3651 | 3490.5529 | -3865.2035 | -557.8406 | -4309.8739
3 | 4769.7025 | 5649.7694 | -1500.1575 | -4997.7714 | -3921.543
3 | -4936.5502 | 5676.9237 | 5220.8247 | -2453.8437 | -3507.3546
3 | -5084.5886 | 5093.4453 | 862.7542 | -1018.3878 | 146.777
3 | 5325.7367 | 5132.8936 | -5821.9045 | -3910.8705 | -725.8553
3 | 5155.7929 | 4758.2169 | -8570.159 | -2968.9753 | 1625.1246
3 | 5013.2122 | 4248.5701 | -10433.3753 | -1791.6378 | 2963.2308
3 | 2037.7916 | 4173.0951 | -8495.1122 | -832.8 | 3117.0255
3 | 5059.9572 | 4549.0967 | -10139.4725 | -2441.5133 | 2971.9319
3 | 5065.5097 | 4574.3115 | -10166.2958 | -2494.3925 | 3020.867
3 | 536.4203 | 4566.2185 | -7068.733 | -1262.6583 | 3228.7525
3 | -2348.8236 | 4111.4272 | -4214.2421 | -1164.4054 | 3616.0439
3 | 644.5192 | 4556.5765 | -7133.6799 | -1272.0122 | 3204.5964
3 | -3638.2008 | 3320.2627 | -2013.1372 | -1245.497 | 3576.5723
3 | -5137.6163 | 3140.2795 | -85.5346 | -1211.1695 | 3294.0409
3 | -5148.4636 | 2972.0879 | -345.6328 | -1217.4793 | 3739.4878
3 | -3404.3835 | 4936.0828 | -1466.9266 | -1093.5923 | 1028.8196
3 | 5327.2853 | 4551.6165 | -5963.2168 | -4007.6139 | 91.929
3 | 5200.2709 | 805.2818 | -3195.7216 | 1030.5485 | -3840.3796
3 | 5134.4664 | -3988.0795 | -2346.087 | 4001.2418 | -2801.5417
3 | 5179.2351 | -5924.4268 | -3963.6003 | 2499.9337 | 2208.8583
3 | 5253.9617 | -3167.1546 | -5465.6326 | -604.9423 | 3983.7678
3 | 4472.3387 | 4224.3598 | 431.6606 | -5871.8675 | -3256.4915
3 | 4454.0077 | 4142.7708 | 543.1476 | -5921.5589 | -3218.3671
3 | -4902.9302 | 4457.9395 | 6672.5386 | -3276.2785 | -2951.2694
3 | -4894.9726 | 4171.0772 | 7017.9328 | -3479.7445 | -2814.2929
3 | -5088.9721 | 4907.5429 | 791.3527 | -1037.8243 | 427.9007
3 | 4538.6628 | 4181.8136 | -79.5804 | -5738.9335 | -2901.9624
3 | 3225.0816 | -709.0985 | 7750.3617 | -10095.8316 | -170.5132
3 | 4562.3897 | 184.151 | -1856.8415 | -6888.8951 | 3999.196
3 | 5306.635 | 3164.5412 | -5646.7546 | -3232.3215 | 407.8999
3 | 5331.5272 | 3483.9876 | -6266.9035 | -4206.6855 | 1658.0741
3 | 1257.2648 | 2330.0687 | -2212.1707 | 2964.5515 | -4339.7143
3 | -768.1199 | 2502.0987 | -652.6149 | 3143.5389 | -4224.9028
3 | -4981.049 | 3754.3579 | 3435.9905 | 1624.1892 | -3833.4885
3 | 5013.2249 | 2056.7831 | -5466.6419 | 2552.686 | -4156.0521
3 | 4869.4235 | 2631.5052 | -9812.8161 | 1582.1285 | 729.759
3 | 4875.9473 | 3299.0108 | -11187.2535 | 251.4174 | 2760.8779
3 | 4915.6095 | 3617.3416 | -11069.0326 | -426.0471 | 2962.1287
3 | 3484.6713 | 3761.2278 | -9936.501 | -347.2512 | 3037.8531
3 | 4875.7753 | 3267.9718 | -11285.2472 | 175.421 | 2966.0792
3 | 4853.0113 | 564.593 | -10229.5489 | 1723.5287 | 3088.4157
3 | 5036.6578 | 1264.7833 | -4732.4488 | 2793.422 | -4362.4143
3 | 5068.4511 | -753.2724 | -3701.2295 | 3231.615 | -3845.5641
3 | 5186.4794 | 68.6033 | -3030.7332 | 1493.0297 | -3717.3792
3 | 5127.4439 | -4231.6869 | -2268.4967 | 4158.1414 | -2785.4018
3 | 5128.0595 | -4223.3817 | -2274.6609 | 4152.1865 | -2782.2034
3 | 5112.2943 | -4291.6587 | -2179.5964 | 4106.8698 | -2747.9091
3 | 4240.8106 | -6130.2574 | 2769.659 | 22.308 | -902.5203
3 | 3560.2473 | -3022.1252 | 6170.0403 | -6368.6288 | -339.5335
3 | -4740.7447 | -4504 | 10497.781 | -1009.8666 | -243.1696
3 | -4841.8946 | -5031.6707 | 9899.807 | 140.245 | -166.4866
3 | -4868.8872 | -6453.6339 | 8747.6364 | 3147.725 | -572.8404
3 | -4836.5392 | -5053.3084 | 10045.8468 | 177.5306 | -333.5298
3 | 4205.5498 | -5947.8464 | 2929.3365 | -352.5026 | -834.5372
3 | 3827.33 | -4220.5171 | 4819.0818 | -3904.2346 | -521.66
3 | 4179.9476 | -5835.3602 | 3030.4373 | -582.5996 | -792.4251
3 | -2853.8437 | -6097.5728 | 7636.8481 | 1856.9904 | -542.422
3 | -4864.8652 | -6205.9071 | 8929.0561 | 2624.7786 | -483.0624
3 | -4837.4234 | -5067.6395 | 10016.8688 | 208.7413 | -320.5471
3 | -4865.5629 | -6125.5433 | 8899.6129 | 2584.0492 | -492.556
3 | 4099.1313 | -5467.4841 | 3426.9064 | -1338.6991 | -719.8544
3 | 2067.7898 | -5508.9858 | 4788.9276 | -706.509 | -641.2226
3 | -4855.0222 | -5227.0868 | 9309.9106 | 1224.9571 | -452.7586
3 | 4029.4972 | -5149.3819 | 3775.332 | -1992.8029 | -662.6444
3 | 4124.6087 | -5510.0537 | 3243.2556 | -1250.2865 | -607.5241
3 | 4233.4828 | -5889.1427 | 2616.0313 | -469.6828 | -490.6886
3 | 4309.8077 | -6050.9004 | 2120.4082 | -136.0218 | -243.2937
3 | 4428.4108 | -6315.6912 | 1314.0848 | 411.8406 | 161.355
3 | -4894.9272 | -6567.995 | 7977.863 | 3424.6979 | 60.3613
3 | -5053.8841 | -6472.2258 | 2781.4193 | 6311.5272 | 2433.1634
3 | -4924.6773 | -5431.5242 | 6304.3483 | 5650.2698 | -1598.4166
3 | -5024.8556 | -6020.5009 | 3436.3457 | 6491.2878 | 1117.723
3 | 5128.2382 | -4312.0147 | -2306.3889 | 4136.1029 | -2645.9375
3 | 5172.0625 | -6207.514 | -3889.7801 | 2666.4654 | 2258.7662
3 | 5244.0526 | -3551.2125 | -5336.8083 | -324.7107 | 3968.6789
3 | 4884.7213 | -6141.882 | -7579.642 | 4839.2973 | 3997.5056
3 | 1639.0068 | -6221.9823 | -5670.1709 | 6107.2896 | 4145.8568
3 | 4822.0146 | -5431.5088 | -7592.6039 | 5733.6717 | 2468.4263
3 | 4773.2807 | -5819.7372 | -8672.9867 | 5861.1025 | 3858.3408
3 | 3388.2111 | -5940.8731 | -7547.9762 | 6140.3814 | 3960.2568
3 | 2593.2717 | -5795.4726 | -6275.3938 | 6234.8404 | 3242.7542
3 | 4435.5043 | 3595.9128 | 711.4744 | -5627.8835 | -3115.0081
3 | 4372.3564 | 3785.4797 | 1037.0934 | -6151.2587 | -3043.6708
3 | 3192.8484 | -880.0007 | 7958.2539 | -10145.7836 | -125.318
3 | -3603.2603 | -726.9115 | 12489.5721 | -8242.9112 | 83.5109
3 | -4277.8793 | -1287.6895 | 12522.8172 | -7006.7144 | 49.466
3 | -4278.6391 | -1214.1974 | 12449.6003 | -7068.9831 | 112.2193
3 | -5010.7791 | -1305.8921 | 4813.8654 | -2156.8307 | 3659.6365
3 | -4149.0178 | -620.2474 | 11962.7129 | -7724.0795 | 530.6319
3 | 4511.1181 | 0.53222 | -1512.1781 | -6984.502 | 3985.0298
3 | -4606.2337 | 235.3733 | 4288.7331 | -4317.4183 | 4399.5456
3 | -5055.5905 | -1008.2849 | 3381.4269 | -1743.557 | 4426.0054
3 | -5120.6536 | -3622.8131 | 935.8905 | 3366.0446 | 4441.5315
3 | -4850.1332 | 3778.2457 | 7467.2856 | -3767.1656 | -2628.2325
3 | -4363.3118 | 439.1153 | 11494.1762 | -6971.1256 | -598.8541
3 | -4227.7199 | -151.0507 | 12171.4018 | -7550.2462 | -242.385
3 | -4279.6056 | -997.9651 | 12430.1138 | -7123.6419 | -28.9011
3 | -4914.9886 | 3662.6536 | 6580.4107 | -3463.0205 | -1865.0551
3 | -4984.5041 | 2413.5928 | 4926.3222 | -3383.3464 | 1027.9355
3 | -4896.8872 | 3418.1584 | 6965.1896 | -2730.2779 | -2756.1829
3 | -4889.6743 | 3620.8563 | 7261.1692 | -3309.0592 | -2683.2919
3 | -5071.9023 | 2292.2826 | 1586.1024 | 310.2479 | 883.2694
3 | 5294.2219 | 2458.4372 | -5513.53 | -2825.0843 | 585.9553
3 | 5331.8261 | 2941.0189 | -6450.3774 | -4297.038 | 2474.5704
3 | 5336.2938 | 2494.3934 | -6662.4742 | -4421.5216 | 3253.3086
3 | 5340.9974 | 2537.2736 | -6716.4859 | -4470.5538 | 3308.7687
3 | 5282.5796 | 2836.9056 | -7255.6317 | -4025.4483 | 3161.5947
3 | -2244.698 | 2821.7543 | -2081.9891 | -2056.5824 | 3561.5153
3 | -5120.3325 | 2895.0153 | 532.1949 | -1501.0342 | 3194.1565
3 | -5121.3728 | 2374.5169 | 707.0224 | -1796.3633 | 3836.1967
3 | -5116.981 | 2278.1511 | 881.2362 | -1904.9703 | 3862.5641
3 | 5025.5486 | 1682.6612 | -9106.9083 | -691.5592 | 3090.2578
3 | 1270.8675 | 1595.916 | -6665.434 | 514.742 | 3283.9086
3 | -2677.274 | 2319.0926 | -2666.6837 | -522.6667 | 3547.5318
3 | -5130.8037 | 2685.8196 | 142.9424 | -907.6088 | 3209.6505
3 | -5140.9074 | 2038.3525 | -42.2569 | -650.9498 | 3795.7615
3 | 5027.1776 | -3414.8593 | -3265.6571 | 4935.658 | -3282.3192
3 | -3557.548 | -4044.6578 | 3539.8851 | 6573.3318 | -2511.0111
3 | -4954.0401 | -4409.4497 | 4989.6561 | 6598.3361 | -2224.5025
3 | -3066.1216 | -35.2124 | 2548.2163 | 3944.5464 | -3391.4288
3 | -4961.3663 | 545.4663 | 4382.3082 | 3252.2743 | -3218.6824
3 | 4853.2065 | 555.3618 | -10223.3351 | 1725.8455 | 3088.9212
3 | 4843.5023 | 556.2125 | -10215.8493 | 1726.703 | 3089.4315
3 | 4990.7865 | 1221.3623 | -5227.5355 | 3432.9404 | -4417.5537
3 | 4944.6422 | -1754.329 | -4740.5595 | 5338.0842 | -3787.838
3 | 5160.7417 | -2584.2704 | -2854.037 | 3232.7449 | -2955.1792
3 | 4585.7481 | -3797.3538 | 411.4171 | 537.8044 | -1737.6157
3 | -4918.7744 | -4109.0946 | 6586.3708 | 3860.8843 | -1419.3861
3 | 4202.9503 | -2648.2143 | 2385.2938 | -2634.855 | -1305.1748
3 | -4872.9665 | -2821.78 | 8466.109 | 185.0999 | -956.4625
3 | -4865.5255 | -2492.6479 | 8764.3183 | -503.4798 | -902.6651
3 | -4447.3996 | -53.0813 | 10725.0946 | -5705.6144 | -518.9993
3 | 3489.7357 | 678.6187 | 5941.7 | -9381.4297 | -728.6246
3 | -4148.9223 | 708.0384 | 11221.2987 | -7374.1313 | -406.2835
3 | 3830.4043 | 463.5849 | 3317.1533 | -8697.5721 | 1086.4296
3 | -4186.6492 | 553.5087 | 9518.3409 | -6804.5064 | 919.306
3 | -4692.1669 | -752.5111 | 8201.4115 | -3874.3941 | 1117.6606
3 | -4939.2 | -2027.4457 | 6728.7957 | -1078.1413 | 1315.9914
3 | -4995.2704 | -790.4724 | 5040.2429 | -1840.7795 | 2586.2794
3 | 4787.7547 | 1103.0433 | -3560.4394 | -6401.7944 | 4071.4358
3 | -4609.6487 | 1345.0978 | 2418.6545 | -3652.7876 | 4498.684
3 | -5108.8117 | -36.4063 | 1410.7833 | -793.6418 | 4528.0766
3 | -5152.7423 | -1801.7347 | -240.4419 | 2656.3591 | 4538.5598
3 | 4925.2669 | -3620.4936 | -2831.5965 | -230.8822 | 1757.7055
3 | -4995.6628 | -3628.6861 | 4686.6753 | 2367.7536 | 1569.92
3 | 4148.9951 | -3459.8012 | 2820.9362 | -2411.4432 | -1098.6869
3 | -4864.2574 | -3638.0675 | 8862.6741 | 390.5454 | -750.8946
3 | -4857.7487 | -3303.2208 | 9121.6625 | -251.2828 | -709.4102
3 | -4411.7601 | -399.7879 | 11100.1484 | -5922.9069 | -365.6935
3 | 3427.9583 | 385.4147 | 6340.8411 | -9564.5836 | -589.6306
3 | -4115.4514 | 422.9843 | 11544.2621 | -7576.5277 | -275.2673
3 | -4095.7573 | 246.9358 | 11743.5968 | -7699.167 | -195.6084
3 | 3293.496 | -259.1288 | 7214.3731 | -9959.8335 | -288.9068
3 | -3907.7901 | 8.3416 | 11901.5305 | -7907.345 | -94.737
3 | -4137.7495 | -196.5892 | 11921.2684 | -7482.858 | -104.0717
3 | -4360.2469 | -886.7028 | 11640.9936 | -6245.1479 | -148.896
3 | -4845.2125 | -4584.4391 | 9694.9188 | 140.9615 | -406.2287
3 | -4279.0151 | -1171.0287 | 12451.1189 | -7031.1034 | 30.0283
3 | -4083.2493 | 78.3309 | 11716.6128 | -7738.1091 | 26.4147
3 | 3635.7518 | 208.2065 | 4729.3337 | -9155.6572 | 582.3652
3 | -4133.0134 | 313.9764 | 10647.2101 | -7284.759 | 456.5859
3 | -4533.8411 | -813.1269 | 9842.5185 | -5002.4666 | 506.9161
3 | -4901.2546 | -3051.2484 | 7923.9097 | -584.9101 | 613.5035
3 | 4582.5964 | -4202.722 | -302.4468 | -895.7691 | 818.3415
3 | -4930.8168 | -4190.6541 | 6829.3021 | 1621.9605 | 670.2083
3 | 5202.2058 | -4377.6838 | -4352.1515 | 1842.2577 | 1685.3719
3 | 5151.0998 | -4494.3731 | -5154.5324 | 2151.2231 | 2346.5826
3 | 4862.223 | -4428.3904 | -8864.1123 | 4335.6662 | 4094.6135
3 | 1870.4222 | -4502.2244 | -7104.0198 | 5504.4629 | 4231.3591
3 | -5075.191 | -4767.1505 | 1944.4076 | 5568.1228 | 2329.8112
3 | -5083.37 | -4762.2228 | 1677.029 | 5716.6621 | 2451.9017
3 | 5212.1426 | -4250.1622 | -4599.7122 | 1453.2958 | 2184.436
3 | 5291.1156 | -1336.2054 | -6187.0989 | -1828.0177 | 4060.2064
3 | 5202.705 | -4642.4275 | -4412.4379 | 1814.7345 | 2037.4259
3 | -834.4825 | -2292.4493 | -141.8608 | 6513.3717 | -3244.5792
3 | -4975.0938 | -3077.2888 | 4119.9048 | 6387.1691 | -2454.6913
3 | 4748.8968 | -3313.6925 | -9080.0392 | 5849.9243 | 1794.9107
3 | 4728.8535 | -4042.8548 | -10172.6022 | 5558.5394 | 3928.0642
3 | 4735.6957 | -5071.5711 | -9454.4111 | 5930.3085 | 3859.978
3 | 4978.7453 | -2697.986 | -4044.6205 | 5282.6383 | -3518.7771
3 | -1633.3987 | -2967.5016 | 952.5841 | 6645.0708 | -2996.7547
3 | -4963.8216 | -4023.8719 | 4601.4012 | 6670.2505 | -2283.9581
4 | 5293.7022 | 3116.5557 | -4637.1644 | 676.6243 | -4449.7178
4 | 4986.2781 | 1208.4491 | -6820.6438 | 4819.1084 | -4193.1918
4 | 4998.9045 | 3019.8756 | -10729.4553 | 1216.8364 | 1493.8388
4 | -126.1067 | 4680.6352 | -6069.9103 | -903.6493 | 2419.0312
4 | 5018.5145 | 3638.871 | -11526.0493 | -40.9656 | 2909.6293
4 | 4965.7802 | -13.5416 | -6318.587 | 5854.7361 | -4488.3877
4 | 1332.7664 | 2097.6093 | -2866.1983 | 3893.1576 | -4457.3349
4 | -4985.5122 | 3968.9741 | 3256.2104 | 1628.8176 | -3868.4899
4 | 5333.568 | 3387.7782 | -4408.8943 | 92.336 | -4404.7879
4 | 5426.6627 | 5203.5864 | -6603.9734 | -3613.8081 | -412.4676
4 | 5219.6993 | 4755.2521 | -10003.2864 | -2481.0913 | 2509.4263
4 | 228.5989 | 4809.4311 | -6267.3687 | -1268.0297 | 2497.3684
4 | -573.0293 | 4820.075 | -5652.0176 | -1077.8636 | 2482.8354
4 | 15.7463 | 4765.4546 | -6361.7523 | -1109.7133 | 2690.2646
4 | 223.5076 | 4466.0923 | -6843.3156 | -1144.1553 | 3297.871
4 | 974.365 | 4304.0558 | -7041.9568 | -1591.3567 | 3354.8927
4 | -1245.7225 | 4228.8875 | -5380.4471 | -1095.6197 | 3492.9019
4 | 110.6477 | 3685.8312 | -6702.1987 | -530.3141 | 3436.0339
4 | 5176.1372 | 4645.1417 | -10576.8056 | -2215.867 | 2971.3937
4 | 1343.2641 | 4642.3617 | -7951.1279 | -1182.0998 | 3147.6019
4 | 5223.7948 | 4411.6012 | -10155.8578 | -2580.2547 | 3100.7164
4 | 5448.9649 | 2963.2462 | -7664.9067 | -4234.1364 | 3486.8319
4 | 4966.3 | 1505.9673 | -11392.2991 | 1660.6092 | 3259.4227
4 | 4814.2904 | 5759.3189 | -1814.3641 | -4784.0226 | -3975.2225
4 | -4943.2846 | 5796.9813 | 4950.915 | -2248.5215 | -3556.0901
4 | -5088.386 | 5243.9108 | 684.4252 | -880.8491 | 40.8991
4 | -5156.2052 | 3709.4032 | -803.8912 | -988.822 | 3239.5152
4 | -5100.5275 | 2628.8531 | 1345.6791 | -2270.6484 | 3396.6436
4 | -5128.619 | 1687.0746 | 577.1186 | -1400.8755 | 4265.3012
4 | -5124.6339 | 2347.1069 | 663.7586 | -1961.1421 | 4074.9105
4 | -4587.6734 | 3502.6014 | -1759.397 | -1024.6746 | 3869.1436
4 | -5168.4475 | 2677.1137 | -1006.684 | -516.4957 | 4014.5135
4 | -5162.6312 | 3187.4255 | -837.3653 | -1052.6618 | 3865.2329
4 | -4904.7766 | 4449.5141 | 6675.5006 | -3486.4928 | -2733.7453
4 | -4847.6972 | 4054.9437 | 7148.5134 | -3860.741 | -2495.0188
4 | -5030.0645 | 2199.687 | 3694.1217 | -3343.3955 | 2479.6513
4 | 5332.7309 | 3396.5133 | -4375.0336 | 73.0502 | -4427.2608
4 | 5333.5218 | 3432.7691 | -4381.9426 | -2.1606 | -4382.1877
4 | 4996.5129 | 1339.5248 | -6774.9423 | 4542.0871 | -4103.1826
4 | 5019.2293 | 3644.6301 | -11514.6998 | -53.6022 | 2904.4427
4 | 4994.5153 | 1105.8312 | -6655.1141 | 4700.4464 | -4145.6788
4 | 5421.4196 | 5164.9913 | -6444.4701 | -3538.7352 | -603.2056
4 | 5290.7635 | 4878.8061 | -8562.0406 | -2818.2844 | 1210.7553
4 | 5112.9526 | 4250.8614 | -10903.7644 | -1365.1287 | 2905.0791
4 | 3047.5872 | 4206.1202 | -9550.0456 | -715.7804 | 3012.1186
4 | 5169.8497 | 4616.6566 | -10546.0316 | -2156.1447 | 2915.67
4 | 1520.0681 | 4626.5514 | -8057.4344 | -1197.3124 | 3108.1273
4 | -1809.7225 | 3665.4882 | -4076.3049 | -1176.7903 | 3397.3294
4 | -5125.7457 | 3269.2559 | 187.081 | -1101.0985 | 2770.5072
4 | -5149.8004 | 2896.7185 | -389.8543 | -1114.9474 | 3757.8836
4 | -2962.2817 | 5047.1898 | -1785.2133 | -1000.7914 | 701.0965
4 | 5422.5844 | 4723.1705 | -6551.5441 | -3611.7929 | 17.5821
4 | 5286.937 | 3609.7492 | -4121.4865 | -366.5096 | -4408.6901
4 | 646.8821 | 2395.6205 | -2068.0936 | 3444.9025 | -4419.3115
4 | -4981.5652 | 4069.515 | 3395.5016 | 1413.1742 | -3896.6257
4 | 4826.1869 | 5714.7176 | -1815.0143 | -4694.9375 | -4030.9527
4 | -4942.5994 | 5751.9586 | 4958.1172 | -2155.5618 | -3611.9146
4 | -5072.3426 | 5245.0521 | 1139.8486 | -906.821 | -405.737
4 | 4535.7354 | 4315.6103 | 73.1958 | -5544.0604 | -3380.481
4 | -4911.4892 | 4618.7334 | 6301.5915 | -2911.8905 | -3096.9452
4 | -5077.852 | 5011.0757 | 1050.1625 | -931.1547 | -52.2314
4 | 5329.2629 | 3226.1281 | -4303.0604 | 162.2817 | -4414.6122
4 | 5030.2024 | -126.0157 | -5521.4526 | 5082.4877 | -4465.2218
4 | 3623.3594 | 269.4673 | -4583.828 | 5147.7989 | -4456.7977
4 | 5052.9498 | -1606.7958 | -4769.737 | 5411.0128 | -4087.4297
4 | 5275.7858 | -43.1448 | -3507.2232 | 2123.0635 | -3848.4813
4 | 5222.0023 | -3960.87 | -2812.7972 | 4551.0799 | -2999.4149
4 | 5226.5143 | -3900.136 | -2857.9729 | 4507.5163 | -2975.9218
4 | 5236.4332 | -4905.8882 | -3331.6953 | 4232.5612 | -1231.4109
4 | 5265.8754 | -6159.8942 | -4391.5683 | 3243.28 | 2042.3071
4 | 5345.525 | -3212.1715 | -5990.7958 | -67.0276 | 3924.4697
4 | 5040.0417 | -4640.6874 | -1763.4786 | 3878.0996 | -2513.9753
4 | 5237.6852 | -5551.0791 | -3561.8064 | 4116.3444 | -241.1442
4 | 5258.6671 | -6444.7424 | -4317.1214 | 3411.3364 | 2091.8603
4 | 5335.5898 | -3597.9409 | -5861.5962 | 214.3639 | 3909.5834
4 | 5016.5447 | -6408.8583 | -7414.4122 | 5256.0097 | 3550.7161
4 | 4961.6899 | -6322.8145 | -8185.0544 | 5602.7622 | 3943.4168
4 | 2643.4191 | -6262.5759 | -6704.813 | 6274.6954 | 4049.2744
4 | 4948.4312 | -6183.383 | -8411.279 | 5689.7231 | 3956.5077
4 | 3195.2641 | -5963.9355 | -7585.2828 | 6301.7831 | 4052.1712
4 | -4982.8025 | -6783.2432 | 5008.7122 | 5674.5191 | 1082.8144
4 | -5044.4818 | -6568.0718 | 3014.6692 | 6527.4375 | 2070.4469
4 | -5047.6981 | -6313.6438 | 2850.5757 | 6569.1515 | 1941.6147
4 | 4927.1679 | -5131.7663 | -1082.2769 | 3555.9002 | -2269.0249
4 | 4351.6173 | -6313.4609 | 2183.0109 | 835.4076 | -1056.575
4 | 3626.9163 | -3003.7521 | 5803.9224 | -5970.0106 | -457.0759
4 | -4734.4468 | -4383.6662 | 10269.4507 | -810.7032 | -340.6346
4 | -4791.9356 | -4424.917 | 10270.2006 | -708.0548 | -345.2932
4 | -4791.9552 | -4425.6053 | 10268.5665 | -706.5527 | -344.4533
4 | -4791.9947 | -4422.1411 | 10262.7346 | -713.4907 | -335.1081
4 | -4838.47 | -4663.5184 | 9985.5122 | -187.1712 | -296.3526
4 | -4881.6116 | -6667.825 | 8216.9655 | 4059.4677 | -726.9967
4 | -4835.5811 | -4675.1907 | 10064.2922 | -167.0577 | -386.4628
4 | 4315.673 | -6127.9285 | 2346.1032 | 454.1789 | -988.0265
4 | 3883.1217 | -4152.4674 | 4507.3115 | -3607.7615 | -630.2043
4 | 4292.9052 | -6027.8316 | 2436.396 | 249.407 | -950.8766
4 | -4877.213 | -6398.8867 | 8414.8322 | 3491.6971 | -630.4295
4 | 4168.2558 | -5460.4275 | 3047.9012 | -916.7843 | -838.9452
4 | 1442.5446 | -5506.8756 | 4884.0585 | -88.0291 | -731.6984
4 | -4873.1314 | -6217.6772 | 8579.8669 | 3107.4917 | -596.5499
4 | -4836.0594 | -4682.9433 | 10048.6162 | -150.1739 | -379.4396
4 | -4861.8125 | -5233.9292 | 9019.7585 | 1631.8974 | -555.9142
4 | 4078.4121 | -5049.9703 | 3497.6506 | -1760.8039 | -765.2885
4 | 4201.9073 | -5515.8461 | 2804.6827 | -801.6582 | -689.0857
4 | 4373.7389 | -6110.2429 | 1811.6384 | 422.3621 | -497.4965
4 | -4881.2378 | -6417.2924 | 8295.6578 | 3536.0296 | -533.1571
4 | -5065.787 | -5263.3264 | 2173.3242 | 6201.8815 | 1953.9077
4 | 4441.0011 | -6253.5011 | 1374.9987 | 717.8675 | -280.3663
4 | 4561.5934 | -6523.8465 | 556.0121 | 1277.1945 | 129.0465
4 | -4913.7725 | -6811.6461 | 7265.5486 | 4406.9269 | 52.9431
4 | -4902.8221 | -6290.5177 | 7288.7354 | 5019.4977 | -1114.8933
4 | 5386.9179 | 2434.3359 | -6065.637 | -2332.1457 | 576.5288
4 | 5427.6897 | 2957.5672 | -7081.3982 | -3928.087 | 2624.2284
4 | 5430.8172 | 2643.3893 | -7230.18 | -4015.0797 | 3171.0532
4 | 5435.5157 | 2685.9323 | -7284.1177 | -4063.8835 | 3226.5532
4 | 5393.2455 | 2885.0612 | -7645.8191 | -3739.1137 | 3106.6262
4 | 360.6072 | 2879.0181 | -4179.6064 | -2434.3278 | 3374.3088
4 | -5108.4732 | 3022.4198 | 804.3949 | -1388.9949 | 2670.6533
4 | -5110.4639 | 2023.8019 | 1138.7002 | -1950.5635 | 3898.5253
4 | 5127.3005 | 1690.7871 | -9561.2988 | -289.604 | 3032.8153
4 | 4995.3849 | 820.8627 | -10413.3507 | 1564.3824 | 3032.7207
4 | 2224.6612 | 1631.2833 | -7660.5809 | 621.5584 | 3183.0779
4 | -233.1331 | 2081.4746 | -5171.2816 | -24.2485 | 3347.1885
4 | -5118.8178 | 2812.9962 | 418.5374 | -794.7447 | 2682.0289
4 | -5138.7349 | 1520.1851 | 54.8953 | -278.0711 | 3841.7255
4 | 4510.2818 | 3583.5768 | 304.1968 | -5157.5756 | -3240.4798
4 | 4426.6965 | 3834.4958 | 735.2003 | -5850.3379 | -3146.0547
4 | 3256.4799 | -821.6687 | 7604.6455 | -9794.0678 | -245.3889
4 | -392.5162 | -737.6865 | 10043.7711 | -8782.1721 | -131.3962
4 | -4839.1262 | 144.2218 | 5725.4489 | -4574.639 | 3544.0944
4 | -4919.3178 | 252.595 | 4782.7954 | -4145.9439 | 4029.8713
4 | -4931.6482 | 324.6831 | 4119.5173 | -3868.5548 | 4356.0027
4 | -5047.9771 | -254.9998 | 3647.8234 | -2709.7323 | 4364.8859
4 | -5121.6437 | -3257.0084 | 880.3083 | 3111.683 | 4386.6607
4 | -5037.2153 | -268.2515 | 3998.6229 | -2894.3487 | 4201.1926
4 | 4586.7892 | 75.3562 | -1959.981 | -6623.5453 | 3921.381
4 | -4889.8352 | 3834.358 | 7241.6092 | -3462.3417 | -2723.7903
4 | -4887.1274 | 3739.6059 | 7362.8799 | -3549.3943 | -2665.9641
4 | -4838.5833 | 3404.0366 | 7765.1618 | -3867.6801 | -2462.935
4 | -5038.817 | 1015.6775 | 3753.2413 | -3376.1425 | 3646.0406
4 | -5074.7409 | 1234.4782 | 2555.9407 | -2829.2265 | 4113.5486
4 | -4904.3632 | 3426.0861 | 6645.4502 | -2296.5665 | -2870.6066
4 | -5061.5757 | 2430.5456 | 1821.042 | 388.8036 | 421.1845
4 | 5038.9342 | -2463.2099 | -4635.2041 | 5967.7845 | -3908.3047
4 | 4932.9485 | -3494.9114 | -6865.8727 | 6380.9611 | -953.1255
4 | 4876.7067 | -5778.3713 | -9124.4094 | 6228.0958 | 3797.9783
4 | 2065.4079 | -2673.6107 | -2285.4663 | 6538.6616 | -3644.9925
4 | -4953.8963 | -4506.7129 | 5001.5781 | 6664.0181 | -2204.9871
4 | 4976.7477 | -1130.3738 | -7100.2908 | 4858.4777 | -1604.5609
4 | 2183.5612 | -1357.2498 | -2567.6086 | 5668.7494 | -3927.4522
4 | -4961.8062 | 842.9693 | 4345.8418 | 3051.37 | -3278.375
4 | 5289.6029 | 695.3984 | -3672.5421 | 1659.4266 | -3971.8858
4 | 5399.2106 | 3138.8942 | -6195.8608 | -2734.668 | 392.4241
4 | 5427.4047 | 3500.7141 | -6898.2705 | -3838.2784 | 1808.43
4 | 4534.5998 | 4272.3703 | 86.5946 | -5521.3401 | -3372.2246
4 | 4529.6639 | 4287.1876 | 112.0463 | -5562.2492 | -3366.6486
4 | 3288.6485 | -650.6778 | 7397.0972 | -9744.5772 | -290.4907
4 | 4637.9028 | 259.1218 | -2303.7402 | -6528.903 | 3935.6186
4 | 4965.7224 | -199.9978 | -6208.906 | 5984.6081 | -4541.4268
4 | 4853.156 | -167.3367 | -6125.8171 | 5979.9047 | -4539.9069
4 | 4950.1578 | -1151.0639 | -6059.5043 | 6602.915 | -4342.5046
4 | 5049.1965 | -1961.2879 | -5073.5945 | 5836.4873 | -3850.8014
4 | 5112.8374 | -2353.4329 | -4476.3251 | 5284.6694 | -3567.7489
4 | 5247.8677 | -2854.8495 | -3302.3739 | 3961.2144 | -3051.8587
4 | 5286.7847 | -4512.4088 | -4703.3259 | 2653.5713 | 1275.3787
4 | 5196.7302 | -4720.0639 | -6109.3747 | 3204.3892 | 2428.3193
4 | 4929.0643 | -4680.3942 | -9533.4234 | 5243.6719 | 4041.0814
4 | 3356.9398 | -4725.6308 | -8610.2648 | 5865.56 | 4113.3959
4 | -3133.5079 | -4970.3992 | -413.5229 | 6065.3783 | 2452.0518
4 | 5303.9292 | -4292.3911 | -5130.4514 | 1982.4812 | 2136.4322
4 | 5382.7929 | -1373.7522 | -6713.9001 | -1295.165 | 4000.0244
4 | 5287.6656 | -4970.3458 | -4808.0764 | 2605.2787 | 1885.4779
4 | 4708.577 | -3962.0968 | -242.8005 | 1412.1139 | -1915.7936
4 | -4933.1265 | -4302.7875 | 5984.9675 | 4852.7493 | -1601.8028
4 | -5055.5327 | -4825.9857 | 2348.42 | 6212.6429 | 1320.4556
4 | 4282.852 | -2684.0922 | 1952.4278 | -2116.329 | -1434.8586
4 | -4881.7633 | -2859.3542 | 8092.6705 | 731.1853 | -1082.7383
4 | -4864.6435 | -2102.1045 | 8778.7746 | -853.0626 | -958.9641
4 | 3550.6358 | 731.3746 | 5603.5841 | -9042.6466 | -842.9479
4 | -1305.0922 | 754.8383 | 8964.0985 | -7776.5848 | -637.2598
4 | -4812.8132 | -1799.6991 | 9021.8298 | -1497.9122 | -911.4054
4 | 3887.18 | 521.1302 | 3009.3398 | -8371.1072 | 953.4573
4 | -2293.026 | 594.7688 | 7781.9721 | -6919.0299 | 835.315
4 | -4825.6017 | -1086.8487 | 7474.9821 | -2650.826 | 1088.2943
4 | -4935.8705 | -1652.357 | 6810.8748 | -1408.6331 | 1185.9857
4 | -4848.1891 | 1101.5413 | 5300.5272 | -4501.2479 | 2947.3685
4 | -4860.7532 | 1118.5208 | 5152.8358 | -4434.0816 | 3023.4782
4 | -4888.0911 | 1278.3483 | 3682.2719 | -3819.0779 | 3746.5489
4 | -4245.9756 | 1417.3493 | 1814.8979 | -3410.3947 | 4424.1231
4 | -5013.1784 | 944.954 | 1843.4719 | -2237.4203 | 4462.1729
4 | -5106.8929 | 477.9619 | 1463.4756 | -1303.8738 | 4469.3292
4 | -5153.7484 | -1431.4594 | -296.7966 | 2398.8253 | 4483.179
4 | -4920.7528 | 1045.3408 | 2900.8402 | -3445.4759 | 4420.0477
4 | -5027.7951 | 380.5642 | 4041.7884 | -2660.7706 | 3266.2131
4 | 4862.4636 | 1178.762 | -4002.7314 | -6046.7165 | 4008.2224
4 | 5025.234 | -3683.3807 | -3409.3837 | 354.4243 | 1713.1061
4 | -5009.383 | -3698.639 | 4161.5799 | 3001.422 | 1545.02
4 | -5078.1654 | -4674.7703 | 1793.8901 | 5744.6851 | 2214.3606
4 | 4213.9511 | -3720.4916 | 2508.7446 | -1831.0313 | -1171.1728
4 | -4868.6653 | -4087.0068 | 8689.083 | 1040.1643 | -773.5753
4 | 3523.8218 | 603.5106 | 5776.923 | -9121.7289 | -782.5264
4 | -1167.7488 | 582.001 | 9077.2551 | -7928.1793 | -563.3281
4 | -4805.3341 | -2823.3196 | 9456.9932 | -1155.8636 | -672.4759
4 | -4854.2294 | -3187.557 | 9257.3006 | -515.3412 | -700.173
4 | 3356.8033 | -201.0184 | 6862.7009 | -9610.0003 | -408.4855
4 | -675.1123 | -49.3024 | 9493.9521 | -8471.8772 | -297.6602
4 | -4798.3944 | -3763.9513 | 9862.1091 | -845.0013 | -454.7622
4 | -4845.0775 | -4123.2807 | 9675.8449 | -228.7735 | -478.7132
4 | 3772.2237 | 369.6729 | 3843.9785 | -8639.9802 | 654.1051
4 | -1818.2325 | 411.5604 | 8281.844 | -7374.3355 | 499.1635
4 | -4811.8951 | -2434.935 | 8680.9517 | -1734.9333 | 300.8117
4 | -4886.6509 | -2983.6786 | 8361.6988 | -768.0175 | 276.6482
4 | 4577.537 | -4438.8718 | -105.334 | -516.6105 | 483.2792
4 | -4913.6683 | -4521.3835 | 7323.1751 | 1897.8283 | 214.0484
4 | 4882.0731 | -3630.9138 | -8936.1408 | 6239.8626 | 1445.1189
4 | 4858.567 | -4484.6446 | -10222.232 | 5894.206 | 3954.1035
4 | -3288.6361 | -3250.2857 | 2445.2217 | 6771.1493 | -2677.4491
4 | -4974.3664 | -3569.1846 | 4180.1988 | 6719.347 | -2355.9948
4 | 4919.6394 | -2184.9695 | -7158.024 | 6563.9442 | -2140.5902
4 | -2606.561 | -3089.0076 | 1739.22 | 6770.341 | -2813.9923
4 | 5106.6637 | -2479.5742 | -4457.0918 | 5396.0309 | -3566.0286
4 | 5230.935 | -3761.1413 | -2975.5739 | 4457.7947 | -2952.0144
4 | 4888.7559 | -3831.1413 | -8449.6039 | 6433.5398 | 958.4496
4 | 4865.5107 | -5545.3676 | -9483.969 | 6279.1034 | 3884.7225
4 | -3239.6704 | -3264.6945 | 2407.0951 | 6779.741 | -2682.4712
4 | -4971.4629 | -3813.7854 | 4304.2767 | 6792.8303 | -2311.8587
4 | 4943.511 | -1215.7666 | -6199.3996 | 6628.8272 | -4157.172
4 | 4763.6746 | -1164.2591 | -5912.1417 | 6638.7173 | -4325.9911
5 | 5290.3327 | 1652.088 | -5892.6357 | 3659.2622 | -4709.0472
5 | 5451.3045 | 2747.8317 | -4972.2807 | 1298.8293 | -4525.6848
5 | 5566.8969 | 5002.4589 | -7697.8357 | -3302.9634 | 431.4432
5 | 5458.0098 | 4765.83 | -9484.5396 | -2705.5312 | 1966.231
5 | -2447.6466 | 4848.2533 | -3569.044 | -776.9737 | 1945.4109
5 | -2531.6188 | 4771.4346 | -3538.2582 | -779.4141 | 2077.8565
5 | -1176.0119 | 3844.816 | -4928.9888 | -1379.3555 | 3639.5402
5 | -3730.027 | 3754.6843 | -3017.1081 | -808.4989 | 3800.9497
5 | -5179.724 | 3438.4332 | -1447.4467 | -777.7289 | 3966.4664
5 | -5167.2267 | 3162.2497 | -951.2752 | -1086.5379 | 4042.7901
5 | -4947.343 | 1771.4055 | 1440.0496 | -2682.8891 | 4418.777
5 | -2169.1779 | 3131.9178 | -4537.971 | -159.1577 | 3734.3887
5 | -2038.3281 | 4030.0122 | -4700.779 | -864.3002 | 3573.3951
5 | 5467.9847 | 4022.4106 | -9798.6068 | -2927.2936 | 3235.5051
5 | 5584.114 | 3277.1132 | -8516.0308 | -3782.2683 | 3437.0719
5 | 4892.2618 | 1173.8448 | -4199.0567 | -5927.359 | 4060.3092
5 | 1342.6017 | 1268.1872 | -1943.1923 | -4891.0184 | 4223.4218
5 | -4866.7158 | 1276.8304 | 3453.1159 | -3672.855 | 3809.6244
5 | -4830.8068 | 1069.9953 | 5339.4409 | -4466.2192 | 2887.5898
5 | -4554.6498 | 694.4082 | 8578.7216 | -5947.1393 | 1228.6593
5 | -4870.6523 | 488.7384 | 5086.887 | -4269.1985 | 3564.2254
5 | 4806.8446 | 5694.3714 | -1754.8294 | -4759.801 | -3986.5857
5 | -4942.0406 | 5726.6605 | 4994.9687 | -2215.0818 | -3564.5067
5 | -5106.3735 | 5097.667 | 162.2921 | -660.6722 | 507.0866
5 | -4907.9295 | 4525.3775 | 6526.924 | -3321.1741 | -2823.198
5 | -4554.4111 | 2080.3163 | 9447.115 | -5645.7818 | -1327.2384
5 | -5029.8593 | 2335.194 | 3625.5592 | -3181.6696 | 2250.7757
5 | 5152.8948 | 2078.2126 | -9820.0712 | 2977.9583 | -388.9944
5 | 5155.0768 | 2391.2434 | -10495.549 | 2355.4533 | 593.7755
5 | 5101.1312 | -123.1151 | -11559.824 | 3116.3971 | 3465.4108
5 | 361.7306 | 2066.3488 | -2105.7037 | 4104.1988 | -4426.5745
5 | -4989.8117 | 3653.0918 | 3076.2697 | 2182.9217 | -3922.4715
5 | 5316.3509 | 1855.8116 | -5671.9324 | 3219.5118 | -4719.7419
5 | 5449.7032 | 2764.2126 | -4907.6959 | 1262.6273 | -4568.8472
5 | 5561.2674 | 4960.9477 | -7526.6151 | -3222.2073 | 226.6073
5 | 5482.6435 | 4788.2444 | -8800.1597 | -2787.6848 | 1316.9565
5 | 5330.2749 | 4251.2549 | -10809.4379 | -1544.6408 | 2772.5488
5 | 1435.6603 | 4245.2348 | -7912.3312 | -497.0695 | 2728.5056
5 | 5312.0824 | 4063.5047 | -10994.2628 | -1339.3815 | 2958.0572
5 | 2323.1239 | 3859.9431 | -8981.064 | -323.0722 | 3121.0692
5 | 5372.1377 | 4547.8886 | -10611.5397 | -2181.0148 | 2872.5281
5 | 147.8694 | 4607.7908 | -6672.8379 | -919.0786 | 2836.2563
5 | 5369.5976 | 4504.4365 | -10666.2965 | -2173.2419 | 2965.5043
5 | 390.4551 | 4415.5607 | -7102.6503 | -946.4825 | 3243.117
5 | -2312.9945 | 3633.2681 | -3871.389 | -929.9747 | 3481.0899
5 | -5138.687 | 3292.3613 | -239.9209 | -865.6259 | 2951.8725
5 | -5159.2346 | 2976.8313 | -733.5011 | -877.1055 | 3793.01
5 | -4016.5097 | 4998.3559 | -845.0137 | -736.0355 | 599.2029
5 | -5092.1151 | 4985.2274 | 599.4762 | -700.0194 | 207.4309
5 | 5561.966 | 4699.8196 | -7590.2039 | -3265.6262 | 594.0445
5 | 4819.0993 | 5648.1205 | -1754.9286 | -4667.4205 | -4044.8707
5 | -4941.3065 | 5679.59 | 5003.0015 | -2117.9201 | -3623.3649
5 | -5089.4275 | 5098.9082 | 643.3467 | -688.1797 | 35.3524
5 | 4531.0286 | 4258.0129 | 115.4263 | -5513.2018 | -3391.2661
5 | -4911.3782 | 4583.9926 | 6298.185 | -2851.0865 | -3119.713
5 | -4890.601 | 3827.4329 | 7202.0862 | -3383.0914 | -2755.8267
5 | 5408.0694 | 102.8415 | -4246.5121 | 2833.5418 | -4097.9407
5 | 5535.4935 | 2914.9517 | -7185.703 | -2271.9439 | 1007.2018
5 | 5567.4095 | 3324.5356 | -7980.838 | -3521.2422 | 2610.1352
5 | 5567.5978 | 2974.1191 | -8099.1154 | -3579.3675 | 3136.766
5 | 5570.6342 | 3001.3808 | -8134.0848 | -3611.0153 | 3173.0851
5 | 4666.7776 | 253.6074 | -2494.2596 | -6413.4265 | 3987.3011
5 | 4530.2771 | 4227.8729 | 124.5177 | -5497.1633 | -3385.5044
5 | 4526.8195 | 4238.2664 | 142.3287 | -5525.8619 | -3381.5527
5 | 3293.5535 | -679.5725 | 7370.3275 | -9699.794 | -284.5144
5 | 5169.285 | 2436.8998 | -10104.4905 | 2240.2818 | 258.024
5 | 5174.7997 | 3008.4201 | -11283.7904 | 1101.0476 | 1999.523
5 | 5173.8571 | 2851.028 | -11744.5586 | 747.7188 | 2971.9547
5 | -149.013 | 2320.11 | -1466.8222 | 3702.4509 | -4406.7257
5 | -4985.6358 | 3759.1452 | 3223.5528 | 1955.4366 | -3952.4988
5 | 5359.1386 | -878.4887 | -4281.7137 | 3813.1968 | -4012.1329
5 | 5322.3314 | -3240.9502 | -3899.7076 | 5325.2404 | -3506.914
5 | 5060.1521 | -5818.0414 | -9429.1448 | 6345.0281 | 3842.006
5 | 4270.7491 | -5871.0535 | -8792.3534 | 6493.7613 | 3898.8965
5 | -2852.0693 | -3843.5618 | 2574.0097 | 6885.7436 | -2764.1222
5 | -4959.2646 | -4396.6238 | 4758.922 | 6923.295 | -2326.3285
5 | 5394.3043 | -633.6002 | -4082.2009 | 3295.0011 | -3973.5043
5 | 5354.9615 | -3507.9589 | -3575.9326 | 5071.9552 | -3343.0252
5 | 5359.4777 | -3447.2382 | -3621.2273 | 5028.2327 | -3319.2449
5 | 5371.8667 | -4700.1869 | -4212.2688 | 4684.4771 | -1143.8881
5 | 5403.6059 | -6072.9751 | -5359.0172 | 3620.1132 | 2408.2733
5 | 5469.5157 | -3636.877 | -6682.9989 | 881.1584 | 3969.2018
5 | 5124.0974 | -4383.8527 | -2241.8995 | 4230.1926 | -2728.5378
5 | 5373.1774 | -5350.1942 | -4444.9527 | 4566.5245 | -144.5549
5 | 5396.4316 | -6355.9909 | -5285.1375 | 3786.7002 | 2457.9967
5 | 5459.5979 | -4021.2945 | -6554.0089 | 1161.7534 | 3953.9521
5 | 5127.4975 | -6248.3525 | -8686.0268 | 5848.237 | 3958.6448
5 | 5143.9998 | -6296.1617 | -8524.242 | 5696.8624 | 3979.5414
5 | 4541.5452 | -6310.9727 | -8170.6775 | 5932.7302 | 4007.3748
5 | -5024.2469 | -6667.1035 | 3647.8877 | 6359.9034 | 1683.5594
5 | 2496.7122 | -6257.167 | -6871.6692 | 6530.7832 | 4101.3408
5 | -5054.4016 | -6560.9865 | 2672.1311 | 6779.4811 | 2163.7758
5 | -2808.8807 | -4211.9043 | -1689.4186 | 4374.3089 | 4335.8946
5 | -5119.1439 | -3787.7535 | 881.7349 | 3916.6999 | 4108.4625
5 | -5015.0108 | -912.9211 | 4639.1216 | -2324.7723 | 3613.5826
5 | -5131.9941 | -2791.16 | 487.4629 | 3057.9677 | 4377.7235
5 | -5070.3431 | 305.7925 | 2783.6234 | -2318.7133 | 4299.6405
5 | -5037.0944 | -65.1126 | 3917.1348 | -2758.0017 | 3943.0739
5 | 2785.2891 | -6101.1599 | -7331.9386 | 6544.963 | 4102.8464
5 | -5055.9011 | -6442.6661 | 2595.7002 | 6798.9475 | 2103.9194
5 | 5008.8771 | -4885.0819 | -1547.8795 | 3898.581 | -2474.4968
5 | 4334.3992 | -6315.7039 | 2277.4197 | 730.9185 | -1027.0335
5 | 3701.8161 | -3423.4658 | 5435.5768 | -5216.0577 | -497.8695
5 | -4879.2139 | -6643.3575 | 8319.507 | 3893.3777 | -690.3133
5 | -4840.2866 | -4953.6655 | 9883.0002 | 309.5699 | -398.618
5 | -4838.0934 | -4831.7668 | 9969.4765 | 87.403 | -387.0192
5 | -4521.1809 | -2626.4975 | 11353.765 | -4020.9283 | -185.1583
5 | 4299.2556 | -6133.4087 | 2436.1882 | 356.351 | -958.3861
5 | 3966.6202 | -4612.5639 | 4096.8628 | -2770.7869 | -680.1322
5 | 4277.3128 | -6036.7879 | 2522.6009 | 158.711 | -921.8368
5 | -2068.8804 | -6273.7744 | 6675.9379 | 2360.7747 | -694.0578
5 | -4875.7094 | -6425.6768 | 8478.0804 | 3433.9017 | -610.5958
5 | -4876.6859 | -6312.2904 | 8436.8053 | 3376.2472 | -624.0762
5 | 4173.638 | -5564.2876 | 3030.7509 | -812.4163 | -827.6851
5 | 3760.3269 | -5572.6092 | 3307.8212 | -684.0387 | -811.5002
5 | 4159.4028 | -5499.1866 | 3101.9212 | -946.2807 | -815.8569
5 | -4863.8311 | -5213.5216 | 8937.3111 | 1715.1956 | -575.154
5 | -4848.3416 | -4194.6441 | 9545.4434 | -1.3857 | -501.072
5 | -4529.6165 | -1760.1892 | 10821.7053 | -4200.9722 | -330.9274
5 | 4178.7783 | -5572.715 | 2993.5693 | -794.908 | -804.7246
5 | 4325.9484 | -6085.6481 | 2146.1212 | 261.2937 | -647.7151
5 | 4509.338 | -6488.6224 | 920.0852 | 1094.1606 | -34.9614
5 | -4902.0022 | -6743.4381 | 7645.8571 | 4135.7643 | -136.1811
5 | 4391.2448 | -6224.3356 | 1722.4519 | 547.3571 | -436.7182
5 | -4913.2284 | -6014.3943 | 6826.2335 | 5427.8798 | -1326.4906
5 | 5523.1344 | 2209.5418 | -7053.8261 | -1866.8241 | 1187.974
5 | 5562.1341 | 2710.0317 | -8025.439 | -3393.4006 | 3146.6738
5 | 5323.8012 | 1639.6106 | -9741.4867 | -301.5888 | 3079.6637
5 | 1635.3903 | 1555.2545 | -7343.9207 | 880.8652 | 3272.4108
5 | -700.3791 | 1983.4298 | -4979.5266 | 266.0684 | 3430.4074
5 | -5128.9652 | 2646.9336 | 85.657 | -433.6684 | 2830.043
5 | -5147.0414 | 1458.5041 | -243.0583 | 45.0883 | 3886.5074
5 | 4506.8254 | 3536.9513 | 337.0637 | -5127.6342 | -3253.2062
5 | 4424.0834 | 3785.6761 | 763.2968 | -5814.4175 | -3158.6388
5 | 3261.4775 | -850.395 | 7577.167 | -9749.204 | -239.0455
5 | -2233.0449 | -722.7646 | 11239.6684 | -8215.0281 | -68.8308
5 | -4885.3806 | 3781.344 | 7254.3958 | -3416.5205 | -2733.8386
5 | -4545.2974 | 1429.2052 | 10063.6075 | -5652.7836 | -1294.7317
5 | -4892.9456 | 3767.8901 | 7150.8335 | -3381.1356 | -2644.6424
5 | -5038.6119 | 1151.3359 | 3684.6499 | -3214.4734 | 3417.0995
5 | 5520.9844 | 2822.4992 | -7799.4512 | -3701.3187 | 3157.2864
5 | 4615.4827 | 69.7247 | -2149.3612 | -6508.8305 | 3972.9842
5 | 3687.794 | 94.3807 | -1559.8005 | -6237.9872 | 4015.613
5 | -4816.1303 | 106.2179 | 5830.673 | -4569.6606 | 3448.9
5 | -4545.5886 | -261.7321 | 9004.0866 | -6020.4679 | 1823.7019
5 | -7.2197 | 2813.0597 | -4000.4322 | -2260.3139 | 3454.9062
5 | -5114.1727 | 2943.6164 | 636.0953 | -1275.3432 | 2809.8043
5 | -5115.4138 | 2005.2301 | 970.3079 | -1812.8022 | 3952.6779
5 | -5091.0655 | 1467.1462 | 1936.991 | -2414.4498 | 4101.3781
5 | -4983.7178 | 788.1329 | 3104.4411 | -3193.792 | 4284.9358
5 | -4919.3518 | 393.3059 | 4711.5034 | -3984.0972 | 3798.6398
5 | -4904.2954 | 3359.4443 | 6642.5565 | -2210.7513 | -2886.9542
5 | -4889.9855 | 3763.0026 | 7230.4372 | -3363.1324 | -2740.3218
5 | -5074.692 | 2284.3187 | 1415.421 | 688.4955 | 686.4568
5 | 5152.5932 | 347.5989 | -10523.0551 | 2388.5757 | 2634.2873
5 | 5106.8794 | -2106.0742 | -10326.7721 | 3937.7698 | 3388.1971
5 | 5154.3174 | 531.0056 | -10839.3874 | 2075.7325 | 3078.3319
5 | -2413.8521 | -193.3187 | 1685.9678 | 4494.6129 | -3573.4099
5 | -4966.3576 | 588.777 | 4154.4945 | 3561.1904 | -3338.1043
5 | 5237.0503 | -1767.8362 | -5339.6396 | 5848.1125 | -3977.687
5 | 5312.3215 | -2233.6003 | -4634.8809 | 5194.6929 | -3638.5333
5 | 5379.5695 | -2493.0753 | -4049.1861 | 4538.8046 | -3376.1128
5 | 5429.52 | -4653.5463 | -5853.9195 | 2863.7266 | 2214.2192
5 | 5428.7306 | -4655.3489 | -5866.314 | 2868.4993 | 2224.4331
5 | 5429.6738 | -4651.573 | -5857.7505 | 2857.7075 | 2221.9422
5 | -4738.2349 | -4926.5651 | 1191.2891 | 6265.6303 | 2207.8806
5 | -5083.3478 | -4874.0057 | 1582.6595 | 6208.4195 | 2166.2745
5 | -5081.1482 | -4978.3799 | 1650.0515 | 6289.5778 | 2119.8988
5 | 5429.5278 | -4657.6499 | -5854.8539 | 2863.3 | 2219.6761
5 | 4689.4586 | -3956.8563 | -135.2238 | 1297.7218 | -1895.1001
5 | -4930.0773 | -4272.9185 | 6110.4636 | 4662.4036 | -1569.8713
5 | -5079.3313 | -4900.8405 | 1681.0668 | 6291.4636 | 2007.6414
5 | 4257.9692 | -2659.7864 | 2087.531 | -2283.7713 | -1401.9425
5 | -4879.11 | -2835.5649 | 8204.3181 | 557.9677 | -1047.6109
5 | -4866.7869 | -2288.9589 | 8698.5629 | -585.4278 | -957.3893
5 | -4539.7824 | -379.8106 | 10229.7047 | -4655.9234 | -654.1882
5 | 3609.2999 | 369.7647 | 5319.5293 | -8426.7959 | -871.7979
5 | -3370.1287 | 472.3472 | 10209.7168 | -6750.1147 | -561.8206
5 | 3546.0775 | 666.8674 | 5634.3498 | -9026.8095 | -820.4852
5 | -3065.9999 | 695.08 | 10204.1527 | -7295.1144 | -538.1184
5 | 3365.0419 | -206.7336 | 6809.758 | -9558.3333 | -409.733
5 | -2536.7197 | 17.7203 | 10649.277 | -7880.7278 | -249.5497
5 | 3589.3905 | 638.6942 | 5300.1768 | -8940.4157 | -587.8459
5 | -3188.6749 | 674.2863 | 10057.2154 | -7188.5447 | -354.2822
5 | 3857.2443 | 470.4945 | 3236.0156 | -8404.3385 | 840.5842
5 | -3884.133 | 560.7328 | 9226.9235 | -6583.4471 | 679.9237
5 | 3801.0239 | 395.9611 | 3643.9032 | -8536.3472 | 695.459
5 | -3742.2722 | 505.7194 | 9375.7326 | -6719.8834 | 580.7036
5 | 4942.6572 | -3581.4156 | -2857.5892 | -5.0317 | 1501.3792
5 | -4993.8448 | -3590.1123 | 4670.1256 | 2598.9926 | 1314.8389
5 | -4933.249 | -1869.2984 | 6862.3112 | -1103.8318 | 1044.0681
5 | -4548.6832 | 116.3252 | 9153.1165 | -5458.3382 | 737.5797
5 | -5027.2106 | 212.018 | 4031.3359 | -2384.9489 | 3168.8056
5 | 4238.81 | -2950.6134 | 2242.3622 | -2203.2372 | -1327.3217
5 | -4875.7335 | -3155.7005 | 8358.6039 | 639.1293 | -966.2991
5 | -4864.1502 | -2565.9682 | 8820.1289 | -499.371 | -890.6395
5 | -4539.1424 | -467.5179 | 10266.8581 | -4626.7132 | -633.4845
5 | 4727.4746 | -3950.5329 | -1269.2076 | -420.9565 | 913.2223
5 | -4954.5971 | -3933.5564 | 5967.4266 | 2148.973 | 771.7538
5 | -4914.5605 | -2375.3263 | 7451.2533 | -860.4589 | 699.0924
5 | -4546.2643 | -121.529 | 9365.9715 | -5296.6839 | 598.5057
5 | 5043.9701 | -3648.1628 | -9760.7802 | 6332.9719 | 2032.001
5 | 5025.8833 | -4306.1492 | -10746.6946 | 6070.03 | 3956.9305
5 | 5121.2631 | -4582.4755 | -9811.6151 | 5195.1192 | 4077.7083
5 | 5506.7134 | -1804.1057 | -7405.3048 | -343.758 | 4046.4552
5 | 2986.1674 | -4634.9656 | -8558.5848 | 6031.0333 | 4176.3498
5 | -3684.0024 | -2063.6697 | -2043.4803 | 3319.9225 | 4471.2299
5 | -5155.2621 | -1793.555 | -406.0762 | 3028.5005 | 4326.3928
5 | -5080.0093 | 283.9709 | 2309.2362 | -1481.9608 | 3968.763
5 | -5032.7428 | -167.1966 | 4005.6754 | -2522.7002 | 3716.9642
5 | -5163.4456 | -1158.8879 | -657.1629 | 2481.6285 | 4497.868
5 | -5124.7803 | 783.4124 | 782.9087 | -890.4379 | 4448.8971
5 | -4070.6302 | -3179.6142 | 2990.942 | 6935.5463 | -2676.2438
5 | -4979.8442 | -3352.6785 | 3925.6458 | 6907.5432 | -2500.6663
5 | 5051.8808 | -3343.6758 | -9386.3443 | 6401.217 | 1276.9223
5 | -156.476 | -2250.1867 | -1055.5642 | 6931.7914 | -3469.5645
5 | 5247.496 | -2129.6013 | -5102.5798 | 5861.8661 | -3877.1809
5 | 5294.5454 | -2553.5184 | -4599.827 | 5500.1058 | -3641.3059
5 | 5364.94 | -3275.6623 | -3766.5407 | 4966.6433 | -3289.3803
5 | -3531.089 | -3326.2173 | 2565.4595 | 7026.3281 | -2734.4813
5 | -4974.7041 | -3786.4403 | 4145.6378 | 7037.0315 | -2421.525
5 | 5151.3888 | -3392.7348 | -7194.2383 | 6193.3539 | -757.7696
5 | 5035.7962 | -5408.7732 | -9810.9607 | 6526.0018 | 3657.9358
5 | 5035.1188 | -5557.0889 | -9854.0426 | 6509.8043 | 3866.2084
5 | 5034.0726 | -5535.4224 | -9887.6396 | 6514.5719 | 3874.4176
5 | 5048.1841 | -3759.1859 | -9459.6514 | 6450.5696 | 1720.0836
5 | 2592.7245 | -3774.1683 | -5633.0933 | 6763.1205 | 51.4166
5 | -356.1593 | -2440.4179 | -780.3498 | 6979.4461 | -3402.5191
6 | 5644.6907 | 1828.2444 | -5943.796 | 3122.4967 | -4651.6358
6 | 4805.1152 | 5625.0878 | -1746.5328 | -4738.1401 | -3945.53
6 | 5834.6452 | 4690.6229 | -9792.0842 | -2757.0468 | 2023.8628
6 | -2498.2858 | 4779.8274 | -3556.3017 | -715.0275 | 1989.7875
6 | -3443.7833 | 3915.0658 | -3209.581 | -742.5646 | 3480.8632
6 | -3241.5319 | 3753.8519 | -3426.5275 | -839.2546 | 3753.4621
6 | -3651.4026 | 3738.9016 | -3119.3313 | -747.618 | 3779.4502
6 | -3357.0433 | 3620.2387 | -3405.9361 | -624.2978 | 3767.0385
6 | -3361.524 | 3786.118 | -3407.8488 | -757.2015 | 3740.4563
6 | 5835.8856 | 4001.6074 | -10077.174 | -2961.5079 | 3201.189
6 | 4891.1968 | 1139.3656 | -4183.8189 | -5897.8548 | 4051.1113
6 | 1254.8527 | 1233.8682 | -1874.9036 | -4832.035 | 4218.2176
6 | -4819.3042 | 1238.7258 | 3412.7943 | -3640.2884 | 3808.0725
6 | -4820.9458 | 874.4914 | 4172.1666 | -3918.6137 | 3692.9015
6 | -4910.1951 | -45.3066 | 4779.1207 | -3419.2556 | 3595.6366
6 | -4898.5276 | 1720.1885 | 1433.6889 | -2665.1523 | 4409.8025
6 | -4942.4089 | 5658.9547 | 4992.5655 | -2179.0081 | -3530.1032
6 | -5108.4413 | 5024.8983 | 107.5534 | -600.5329 | 576.5224
6 | -5176.9701 | 3475.1321 | -1396.4064 | -710.1557 | 3808.4
6 | -5050.3127 | 2721.4451 | 2822.2489 | -2645.4672 | 2152.0859
6 | -5166.7997 | 3408.209 | -1478.5139 | -715.3762 | 3952.4808
6 | -5179.2326 | 3172.4252 | -1424.1249 | -549.9819 | 3980.9143
6 | -5176.8779 | 3333.7362 | -1353.3772 | -730.5526 | 3927.0714
6 | -4916.0235 | 4737.0477 | 6175.6187 | -3034.1586 | -2962.4843
6 | -4919.1195 | 4646.8769 | 6115.6887 | -3051.021 | -2792.4251
6 | -4919.4972 | 1900.6153 | 4392.6228 | -3649.8624 | 2276.1214
6 | 5692.642 | 1864.7412 | -6380.8536 | 3050.1002 | -4226.6297
6 | 5837.6336 | 4672.7421 | -9803.6231 | -2720.0825 | 2013.3299
6 | 5843.5822 | 3938.3404 | -10113.9719 | -2871.8577 | 3203.907
6 | 5537.6957 | 2337.6329 | -10797.8721 | 2291.9361 | 630.6073
6 | 4942.2448 | 2387.0661 | -10329.8366 | 2346.9138 | 653.6119
6 | 5536.6221 | 2714.6166 | -11518.5172 | 1534.283 | 1732.9955
6 | 5503.2813 | 1413.9049 | -11189.2083 | 2823.0144 | 1449.0077
6 | 5465.8676 | -329.9187 | -11927.3322 | 3350.764 | 3440.6193
6 | -930.3094 | 2385.5267 | -888.5818 | 3710.3559 | -4276.9914
6 | -4990.8683 | 3581.6681 | 3045.5981 | 2258.6921 | -3895.09
6 | 5601.4778 | 2032.4559 | -5673.1363 | 2697.2643 | -4658.0616
6 | 4817.7691 | 5577.8766 | -1747.5457 | -4643.192 | -4004.908
6 | 5797.7798 | 4673.5052 | -9365.4222 | -2728.0351 | 1622.1723
6 | 5831.049 | 4619.4879 | -9606.134 | -2615.029 | 1770.626
6 | 5717.1488 | 4222.0752 | -11109.9135 | -1687.6565 | 2858.346
6 | 1250.6262 | 4222.9906 | -7779.1161 | -494.5999 | 2800.0993
6 | 5747.5261 | 4436.3732 | -10967.9081 | -2150.5868 | 2934.5956
6 | 5710.1458 | 4149.8026 | -11181.06 | -1608.644 | 2929.7556
6 | 2001.0463 | 3897.1962 | -8682.8136 | -347.4715 | 3132.0427
6 | 5832.2448 | 4642.1763 | -9634.6319 | -2661.6237 | 1821.8345
6 | 5838.2655 | 4686.3778 | -9817.7485 | -2748.1851 | 2041.2903
6 | 5752.9822 | 4470.8743 | -10934.9783 | -2225.7051 | 2936.8268
6 | 5844.7108 | 4023.9096 | -10126.6156 | -2930.0522 | 3188.0474
6 | 5752.8471 | 4470.263 | -10934.3096 | -2224.4149 | 2935.6143
6 | 5584.4973 | 4470.6372 | -10820.0327 | -2179.6875 | 2944.5856
6 | 138.3933 | 4535.2827 | -6709.9248 | -859.8019 | 2896.0507
6 | 341.4244 | 4374.3163 | -7069.7817 | -882.8066 | 3236.8476
6 | -2500.027 | 3552.0211 | -3673.5488 | -865.4166 | 3486.9712
6 | -5140.1234 | 3233.2964 | -280.492 | -805.1546 | 2992.4736
6 | -5159.3231 | 2938.5114 | -741.6982 | -815.9058 | 3778.4157
6 | 5835.4547 | 3834.2943 | -9864.4337 | -2812.2625 | 3006.9472
6 | -3466.7441 | 4873.6935 | -1663.9895 | -700.8876 | 957.9277
6 | -4941.6912 | 5611.4942 | 4999.8527 | -2080.3205 | -3589.3352
6 | -5091.4441 | 5026.0927 | 590.0938 | -628.2109 | 103.4685
6 | 5703.8017 | 2130.445 | -6616.2289 | 2501.1802 | -3719.198
6 | 5539.2387 | 2771.0768 | -11562.9232 | 1417.3345 | 1835.2732
6 | 5539.5874 | 2807.169 | -11637.9584 | 1344.914 | 1946.288
6 | 5538.6173 | 2645.1994 | -12112.1274 | 981.3092 | 2947.0014
6 | 5531.1555 | 1759.2262 | -11766.4594 | 1488.4528 | 2987.6249
6 | -1432.3795 | 2634.1874 | -258.5484 | 3314.2583 | -4257.5178
6 | -4986.7423 | 3685.462 | 3191.241 | 2034.4335 | -3924.3941
6 | 5442.4857 | -112.6061 | -4420.9089 | 3180.9902 | -4089.9609
6 | 5407.1474 | -3351.87 | -3898.0414 | 5242.0731 | -3399.3091
6 | 5278.4443 | -3861.0208 | -3143.4801 | 4804.9472 | -3078.8905
6 | 4259.8372 | -6015.751 | 2637.4522 | 25.9954 | -907.5337
6 | 4016.2047 | -4913.9629 | 3855.4361 | -2255.0457 | -702.6322
6 | 4235.4334 | -5909.4876 | 2733.9754 | -192.8592 | -867.062
6 | 4187.1057 | -5691.6188 | 2971.3187 | -643.7235 | -823.082
6 | 4256.6097 | -5930.6212 | 2570.0831 | -148.1787 | -747.8929
6 | 1358.5059 | -6014.2268 | 4614.4252 | 806.8052 | -765.5096
6 | -4872.3918 | -6340.3437 | 8612.4888 | 3182.5094 | -582.2628
6 | -4874.469 | -6100.0041 | 8524.7603 | 3060.4388 | -610.7261
6 | 4329.787 | -6084.5524 | 2094.946 | 171.526 | -511.7067
6 | 5635.5277 | -4312.371 | -5980.1091 | 5463.4912 | -806.5388
6 | 5671.8616 | -5883.8956 | -7292.8705 | 4245.041 | 3259.8635
6 | 5701.2033 | -4799.3959 | -7882.2793 | 3025.7158 | 3954.7561
6 | 5633.938 | -4152.0169 | -5904.3526 | 5507.6429 | -1085.2114
6 | 4527.5994 | 4184.0794 | 136.6321 | -5496.8266 | -3351.4842
6 | 3295.0793 | -703.5819 | 7363.8567 | -9674.6394 | -280.7147
6 | 4567.6881 | 4157.8735 | -172.5768 | -5416.6235 | -3136.3613
6 | 5800.3242 | 2547.9176 | -9136.6584 | -1461.732 | 2250.1487
6 | 5816.2325 | 2752.0718 | -9532.9878 | -2084.4359 | 3049.1195
6 | 5650.5997 | 3204.7675 | -8623.3581 | -3323.8456 | 3091.8364
6 | 4665.509 | 220.115 | -2477.9593 | -6385.7725 | 3978.1078
6 | 4517.0389 | 4136.9817 | 200.8255 | -5525.475 | -3329.3711
6 | -4909.7925 | 4450.738 | 6378.7352 | -2862.4364 | -3057.2443
6 | -4902.6113 | 4190.8819 | 6690.7735 | -3046.4457 | -2932.5984
6 | -4912.3666 | 3756.9195 | 6542.8118 | -3113.2273 | -2274.1374
6 | -5095.525 | 4853.5756 | 523.464 | -646.2266 | 364.7119
6 | 5696.9214 | 265.9316 | -6751.5482 | 2681.2944 | -1892.5993
6 | 5393.659 | -684.8307 | -4081.636 | 3310.7127 | -3937.905
6 | 5362.1511 | -3572.9938 | -3615.4417 | 5148.3967 | -3322.1123
6 | -4301.5545 | -4296.8409 | 4050.4274 | 6991.7331 | -2443.7651
6 | -4960.0986 | -4469.3181 | 4733.6863 | 7003.5273 | -2307.7969
6 | 5162.3422 | -4363.4392 | -2444.0019 | 4469.7682 | -2824.6695
6 | 4295.3233 | -6197.5044 | 2476.6176 | 402.0155 | -976.4519
6 | 3760.0315 | -3776.7348 | 5152.6846 | -4609.7243 | -526.257
6 | -4844.3015 | -5189.0675 | 9726.522 | 721.2164 | -414.3694
6 | -4843.8363 | -5163.2522 | 9744.8567 | 674.1543 | -411.9225
6 | -4877.2082 | -4196.8291 | 8766.5785 | -116.8084 | 424.2672
6 | -4875.312 | -6518.3804 | 8480.604 | 3561.0229 | -647.9345
6 | 4449.0121 | -6348.6699 | 1284.662 | 721.765 | -106.7691
6 | -4894.1849 | -6600.8749 | 7922.4551 | 3762.3511 | -189.7465
6 | -4930.3988 | -5504.5034 | 6065.2021 | 6039.029 | -1669.3288
6 | -5031.563 | -6094.7006 | 3166.1064 | 6895.2182 | 1064.939
6 | 5636.8578 | -4963.2225 | -6213.4981 | 5344.8842 | 194.9786
6 | 5664.6874 | -6166.9115 | -7218.9907 | 4411.628 | 3309.5869
6 | 5691.2855 | -5183.8134 | -7753.2893 | 3306.3108 | 3939.5064
6 | 5632.5326 | -4526.9352 | -6007.3816 | 5465.0111 | -563.2268
6 | 5560.2763 | -5240.0916 | -7531.9677 | 5746.2803 | 1465.5026
6 | 1371.3736 | -5907.4216 | -4999.3298 | 6678.9343 | 2856.4435
6 | 5476.8754 | -5905.5529 | -9382.0953 | 5963.7153 | 3847.0574
6 | 2701.7736 | -6149.7669 | -7127.5796 | 6521.2478 | 4054.3251
6 | 5558.3929 | -6141.7185 | -8582.9185 | 5215.9624 | 3950.2816
6 | 2246.6516 | -6223.1358 | -6639.3465 | 6512.5465 | 4103.2842
6 | -5057.5356 | -6498.872 | 2580.1247 | 6734.3812 | 2241.9017
6 | -2900.3498 | -4239.0088 | -1612.0004 | 4420.5321 | 4330.8269
6 | -5119.72 | -3835.2054 | 860.4644 | 3984.7044 | 4109.7566
6 | -5027.3697 | -1297.782 | 4191.2498 | -1532.6206 | 3666.5225
6 | -4906.5198 | -525.1053 | 5124.8928 | -3231.0681 | 3537.8004
6 | -5132.1483 | -2874.8564 | 479.4452 | 3156.4615 | 4371.0981
6 | -5075.8786 | -46.6598 | 2575.1312 | -1752.264 | 4299.6712
6 | -5057.8735 | -245.7223 | 3188.687 | -1990.8621 | 4105.771
6 | -3717.9053 | 120.6187 | 2918.7536 | 4104.3058 | -3425.7728
6 | -4967.3129 | 503.191 | 4127.4829 | 3647.8379 | -3311.1989
6 | 4496.2933 | 3529.5709 | 388.6255 | -5200.9192 | -3213.5705
6 | 4426.404 | 3739.5167 | 748.829 | -5780.5919 | -3134.1579
6 | 3262.9291 | -874.3401 | 7571.188 | -9724.3657 | -235.4113
6 | 390.8353 | -809.3585 | 9485.1748 | -8919.7094 | -146.9422
6 | -4523.9398 | 3732.1959 | 6986.8504 | -3466.1039 | -2729.0027
6 | -4912.1231 | 3638.7218 | 6505.8857 | -3134.0195 | -2098.4648
6 | -4918.9071 | 3623.561 | 6388.3537 | -3094.5705 | -1998.4371
6 | -4912.5385 | 617.8712 | 4610.5365 | -3792.737 | 3476.8678
6 | 5518.9993 | 2777.8878 | -7777.5216 | -3669.0997 | 3149.7343
6 | 4614.1742 | 36.4259 | -2132.8524 | -6481.5396 | 3963.7919
6 | 3630.1017 | 62.0004 | -1508.0105 | -6193.1059 | 4009.0144
6 | -4063.4936 | 68.1531 | 5189.4469 | -4683.6264 | 3489.52
6 | -4934.8491 | 738.9144 | 3097.2519 | -3177.0005 | 4275.6833
6 | -4878.3642 | 395.6403 | 4508.3177 | -3872.2547 | 3846.6609
6 | -4910.0806 | 25.1413 | 4745.0075 | -3588.5583 | 3728.4901
6 | -281.9615 | 2765.6147 | -3795.2222 | -2150.2927 | 3461.8617
6 | -5115.7519 | 2887.6948 | 590.4704 | -1213.7897 | 2851.3764
6 | -5116.8858 | 2000.4246 | 908.2772 | -1724.7467 | 3932.9307
6 | -5109.5051 | 1837.8845 | 1201.2892 | -1907.6169 | 3977.9483
6 | -5060.4624 | 1546.0511 | 2834.7852 | -2656.9845 | 3336.6106
6 | -4903.3938 | 3352.7922 | 6689.0121 | -2288.9414 | -2849.4691
6 | -4896.6266 | 3543.299 | 6966.8627 | -2832.9279 | -2780.6072
6 | -4911.659 | 3620.6299 | 6587.5659 | -3076.7056 | -2219.8311
6 | -5078.7081 | 2246.6382 | 1311.0201 | 693.9784 | 827.0713
6 | 5787.9652 | 1842.5078 | -9004.7814 | -1056.6123 | 2430.9208
6 | 5800.8302 | 2007.6075 | -9325.2936 | -1560.1938 | 3077.0496
6 | 5722.2099 | 1654.5009 | -9891.3772 | -540.2781 | 3054.9446
6 | 1301.6426 | 1553.3999 | -7017.89 | 876.8952 | 3285.9523
6 | -949.926 | 1966.1403 | -4738.7285 | 284.2608 | 3438.2534
6 | -5130.4711 | 2592.4818 | 42.7588 | -376.2844 | 2871.5149
6 | -5147.5349 | 1470.6151 | -267.5454 | 75.6576 | 3868.8076
6 | 5693.6698 | -238.4887 | -6829.7436 | 2721.5105 | -1346.948
6 | 5556.4387 | 570.1803 | -10965.228 | 1784.9671 | 3053.642
6 | 4300.4523 | 680.5409 | -9996.7068 | 1895.1542 | 3120.5594
6 | 5604.9689 | -1812.8388 | -5356.0686 | 5439.2497 | -3875.3111
6 | 5596.5313 | -1839.5132 | -5307.2837 | 5405.8743 | -3855.6087
6 | 4643.3729 | -3855.7953 | 102.2056 | 933.9851 | -1823.7683
6 | 4247.4699 | -2666.5116 | 2142.6563 | -2349.6964 | -1373.9182
6 | 3543.1755 | 620.7605 | 5653.2019 | -9015.6752 | -801.4628
6 | 3841.9642 | 432.1618 | 3351.3031 | -8415.8874 | 790.4583
6 | -1363.6455 | 490.4505 | 7376.7175 | -7186.3242 | 682.8017
6 | -4806.9582 | 1168.7899 | 4056.0075 | -3911.7212 | 3493.8821
6 | -478.1216 | 636.1534 | 8431.5345 | -7958.6091 | -630.9572
6 | 4911.4397 | -3560.2528 | -2652.8273 | -139.9102 | 1441.5507
6 | -4988.6182 | -3568.9176 | 4847.2779 | 2454.5633 | 1255.6946
6 | -4938.776 | -2153.4856 | 6650.4303 | -591.1444 | 1032.9757
6 | -4895.1494 | -1871.1881 | 6984.4976 | -1207.3533 | 989.1931
6 | -4913.2681 | 398.4661 | 4733.4113 | -3132.4144 | 2913.8051
6 | -4878.0154 | -2841.5437 | 8254.1936 | 487.0419 | -1021.6763
6 | -4871.754 | -2564.2022 | 8505.2241 | -93.1452 | -976.1227
6 | -4888.1786 | -2374.1373 | 8072.703 | -392.6788 | -417.7082
6 | 4220.6005 | -3072.5112 | 2359.6995 | -2237.6029 | -1270.1858
6 | 3531.03 | 562.9851 | 5731.6432 | -9051.7068 | -773.9515
6 | 3369.5295 | -212.764 | 6780.3245 | -9526.8163 | -410.2738
6 | 94.1439 | -90.4262 | 8910.7808 | -8592.6531 | -321.8454
6 | 3750.1498 | 311.0119 | 4017.2448 | -8632.0817 | 553.6751
6 | -1073.5673 | 378.8028 | 7680.2542 | -7465.8947 | 480.405
6 | -429.629 | 575.55 | 8471.2254 | -8012.3413 | -604.805
6 | 4160.1713 | -5475.8519 | 3088.3694 | -959.9291 | -812.7597
6 | -4862.7687 | -5101.0348 | 8980.2441 | 1549.966 | -566.4065
6 | -4853.6645 | -4503.0493 | 9337.6108 | 542.1815 | -523.0785
6 | -4882.1812 | -3520.7965 | 8452.0383 | -91.6527 | 42.592
6 | 4665.3012 | -3982.4707 | -835.9438 | -615.6692 | 768.7825
6 | -4943.284 | -3965.623 | 6345.7647 | 1934.7546 | 628.3878
6 | -4912.7453 | -2777.0552 | 7477.58 | -360.7433 | 572.9639
6 | -4889.4309 | -2598.2093 | 7633.9268 | -711.1828 | 564.8962
6 | -4873.4027 | -3276.362 | 8464.5958 | 596.8764 | -911.7075
6 | -4867.816 | -2992.2595 | 8687.1145 | 48.4052 | -875.444
6 | -4885.8351 | -2824.4703 | 8220.9303 | -272.7815 | -237.8435
6 | 5347.6724 | -4518.8192 | -5340.146 | 2424.316 | 2086.9767
6 | -5074.219 | -4796.8359 | 1894.4191 | 5906.6265 | 2070.0093
6 | -4925.2015 | -4169.9086 | 6316.7987 | 4280.1473 | -1501.8359
6 | 5638.9021 | -1918.0447 | -5660.638 | 5462.9719 | -3523.1913
6 | 5697.8221 | -4466.4675 | -7789.4439 | 3487.1033 | 3070.9861
6 | 5738.401 | -2966.6246 | -8604.5853 | 1800.7994 | 4032.0095
6 | -2334.147 | -2638.0393 | 1142.3353 | 6876.446 | -3046.5949
6 | -4981.1151 | -3140.8136 | 3865.1423 | 6795.3476 | -2538.5612
6 | 5638.8041 | -1911.6964 | -5656.6756 | 5466.0469 | -3536.4791
6 | 5636.696 | -1929.6733 | -5702.7763 | 5472.3293 | -3476.5757
6 | -173.7006 | -2749.1 | -1880.2233 | 6733.6169 | -1930.593
6 | 5406.6023 | -3765.6068 | -10807.0715 | 6072.2082 | 3093.8677
6 | 5399.2559 | -4032.8648 | -11207.5259 | 5965.4076 | 3875.7272
6 | 5535.6562 | -4428.0323 | -9870.2916 | 4714.2192 | 4048.4485
6 | 2482.3082 | -4503.0971 | -8078.3637 | 5909.6393 | 4189.5133
6 | -5087.0199 | -4788.8425 | 1475.7728 | 6139.5267 | 2260.5629
6 | -3786.6097 | -2086.4805 | -1955.183 | 3361.6186 | 4466.6545
6 | -5155.9239 | -1837.3406 | -429.7137 | 3092.7202 | 4330.2579
6 | -5089.7441 | -18.9826 | 1957.1803 | -861.0828 | 4012.6293
6 | -5046.2675 | -78.2315 | 3375.2265 | -1604.6396 | 3353.9121
6 | -5051.4357 | -383.0528 | 3331.4691 | -1703.6227 | 3806.6421
6 | -5163.5919 | -1244.8213 | -664.7961 | 2581.7082 | 4491.5012
6 | -5130.2849 | 429.2343 | 575.6745 | -323.8463 | 4449.2225
6 | 5401.7642 | -4409.3731 | -10944.41 | 6101.5643 | 3850.4547
6 | -1570.1202 | -2457.0036 | 351.9875 | 6875.6263 | -3200.4899
6 | 5598.3866 | -1879.2289 | -5306.2108 | 5443.4244 | -3856.3713
6 | 5477.1011 | -2952.1392 | -4400.8378 | 5413.987 | -3538.1111
6 | 5633.7637 | -3951.5159 | -5866.9321 | 5535.2633 | -1350.579
6 | -2537.6988 | -3307.2502 | 1678.9563 | 7057.9586 | -2891.966
6 | -4969.9487 | -4080.8022 | 4342.5856 | 7076.2082 | -2368.0428
6 | 5638.7624 | -1922.3522 | -5657.3909 | 5467.1956 | -3526.215
6 | -1888.7735 | -2758.9642 | 790.861 | 6951.2864 | -3094.4096
7 | 5155.1691 | 1380.571 | -6088.0761 | 4434.1518 | -4881.8158
7 | 5140.1857 | 1282.4782 | -6233.8884 | 4644.2334 | -4833.009
7 | 5067.5604 | 1620.1906 | -9830.4043 | 4014.3335 | -871.6801
7 | 2020.0123 | 1910.0175 | -7550.7685 | 4285.0051 | -664.2663
7 | -5139.6406 | 4584.3569 | -1248.4564 | 769.7243 | 1034.0158
7 | 4942.6271 | -2481.5769 | -11499.4609 | 6360.3457 | 2678.0649
7 | 4017.9344 | -2441.8685 | -10828.4346 | 6469.8497 | 2782.519
7 | 4542.7899 | 1333.0661 | -5718.3168 | 4709.2674 | -4866.8066
7 | -1656.7499 | 1914.7443 | -993.6392 | 5275.1 | -4539.4552
7 | -4999.1569 | 3023.376 | 2287.846 | 3919.6682 | -4231.7332
7 | 5377.4572 | 3052.3455 | -4694.2846 | 878.6339 | -4614.1521
7 | 5496.0397 | 4933.3218 | -7465.8712 | -3022.9505 | 59.4603
7 | 5445.3382 | 4780.3174 | -8595.1187 | -2674.723 | 1044.1861
7 | -5137.6279 | 4867.8054 | -1115.2555 | 178.8902 | 1206.1878
7 | -5150.8339 | 4790.9411 | -1508.0295 | 347.7838 | 1520.1385
7 | 5463.0693 | 3913.9298 | -8955.5928 | -2944.2238 | 2522.8174
7 | 5515.9362 | 3471.0438 | -8272.8066 | -3404.0642 | 2689.8909
7 | -5175.1597 | 3384.7031 | -1684.5693 | -264.3146 | 3739.3405
7 | -5190.4958 | 2107.2803 | -2255.2492 | 1578.1827 | 3760.282
7 | 4865.2553 | 5600.2219 | -1995.2742 | -4295.7393 | -4174.4636
7 | -4939.7211 | 5646.4433 | 4670.1848 | -1575.9433 | -3800.9636
7 | -4898.6017 | 4187.3329 | 6512.9242 | -2882.416 | -2919.2395
7 | -4590.3564 | 2022.9289 | 9076.8172 | -4887.9511 | -1621.4385
7 | 3818.7708 | 1030.3953 | 4582.1058 | -8066.4271 | -1364.8448
7 | 5246.8262 | 2104.8074 | -5436.7063 | 2894.5715 | -4809.4988
7 | 5156.4215 | 1514.9763 | -6320.4085 | 4157.9781 | -4508.9673
7 | 5077.9712 | 2001.7583 | -10558.0907 | 3229.2013 | 249.16
7 | 2444.2074 | 2257.0392 | -8597.0183 | 3453.2711 | 442.5006
7 | 5057.8147 | 1375.118 | -11593.1539 | 3086.7653 | 2073.4559
7 | 3303.0819 | 1525.2127 | -10319.9839 | 3231.4678 | 2260.2215
7 | 1539.5179 | 1817.642 | -3197.7844 | 4559.2142 | -4718.5897
7 | -2088.9705 | 2161.7801 | -428.2902 | 4882.6656 | -4527.1849
7 | -4995.1378 | 3129.1867 | 2429.6257 | 3696.8723 | -4260.5469
7 | 5375.6796 | 3074.8262 | -4626.6957 | 831.5619 | -4655.372
7 | 5489.3968 | 4898.3729 | -7274.424 | -2951.0721 | -162.2736
7 | 5380.3172 | 4567.4461 | -9664.0049 | -2198.8063 | 1915.0479
7 | -3786.8952 | 4642.4034 | -3189.0927 | 274.8364 | 2058.7482
7 | 5374.69 | 4452.4518 | -9824.6167 | -2172.2147 | 2169.6897
7 | 5492.6343 | 4196.5647 | -7474.8567 | -3062.176 | 847.8337
7 | 5384.2448 | 4346.7911 | -9666.646 | -2254.9066 | 2190.5166
7 | 3845.3113 | 4405.5879 | -8829.3366 | -1746.594 | 2325.0313
7 | -3734.7568 | 4602.8207 | -3281.9391 | 269.3017 | 2144.5736
7 | -2248.1035 | 3803.0871 | -5131.5563 | 650.0284 | 2926.5443
7 | -3333.6864 | 4159.6823 | -4113.0512 | 215.4965 | 3071.5588
7 | -5177.1996 | 3433.7729 | -1869.5465 | 198.0609 | 3414.9122
7 | -5189.9923 | 3765.6325 | -2327.8129 | 266.4866 | 3485.686
7 | 4877.223 | 5555.2724 | -1996.0839 | -4205.9684 | -4230.4431
7 | -4939.0323 | 5600.5538 | 4677.2045 | -1480.9843 | -3857.7418
7 | -5139.019 | 4796.0907 | -1173.7986 | 328.9801 | 1187.7467
7 | 5343.1836 | 1159.4803 | -4101.3989 | 1906.1807 | -4307.4457
7 | 5278.9066 | -3241.5158 | -3249.3501 | 4541.2312 | -3329.2719
7 | 5343.0785 | -5437.8696 | -5367.3433 | 2924.3588 | 2537.7757
7 | 5387.3987 | -3996.779 | -6261.2865 | 1352.591 | 3518.0758
7 | 4331.164 | -5457.7826 | 2498.3721 | -211.1352 | -1160.6183
7 | 4233.1957 | -5134.8778 | 3032.4884 | -1086.4349 | -1044.3714
7 | 4351.8687 | -5313.5892 | 2083.7859 | -675.4358 | -446.6296
7 | 4471.0422 | -5609.8767 | 1296.995 | 94.3508 | -252.5112
7 | 5485.0138 | 3733.7867 | -7353.9307 | -2810.2331 | 945.3633
7 | 5494.8821 | 3833.4788 | -7595.5098 | -3126.1736 | 1393.3225
7 | 5497.0914 | 3147.1829 | -7866.108 | -3232.3225 | 2454.1562
7 | 5503.374 | 3209.3713 | -7939.9138 | -3288.8348 | 2516.0032
7 | 4684.6267 | 4525.3109 | -640.9616 | -4809.2703 | -3759.7056
7 | 4528.9098 | 3757.7789 | 377.2376 | -5255.5046 | -3408.4217
7 | -4897.1823 | 4054.3808 | 6484.691 | -2477.5636 | -3164.3258
7 | -5144.451 | 4575.5622 | -1265.1552 | 306.5494 | 1527.4945
7 | 5251.5804 | 4085.3177 | -5487.8036 | -3618.681 | -230.4134
7 | 3768.7674 | 525.9033 | 5115.4107 | -8109.2899 | -1300.7916
7 | 3843.0731 | -483.9353 | 4061.0682 | -8231.5602 | 811.3542
7 | 4681.2762 | 165.6414 | -2532.4199 | -6091.3541 | 3776.8564
7 | 5167.6543 | 916.7263 | -5675.8572 | 4358.6032 | -4767.1266
7 | 5185.8106 | -1270.7993 | -4546.7731 | 4839.0806 | -4207.3188
7 | 5314.4318 | -282.1326 | -3747.128 | 2773.0202 | -4058.1915
7 | 5265.5136 | -3631.5277 | -3098.6729 | 4778.4355 | -3313.7485
7 | 5269.235 | -3580.8276 | -3137.6007 | 4746.6507 | -3297.4574
7 | 5271.7691 | -4091.2665 | -3352.3726 | 4658.6138 | -2486.7439
7 | 5327.6868 | -6005.1153 | -5197.9399 | 3249.7108 | 2625.6576
7 | 5367.4411 | -4712.4868 | -5999.7886 | 1839.8676 | 3504.9666
7 | 5220.319 | -5964.6858 | -6934.7672 | 4223.2847 | 3455.8493
7 | -1708.5955 | -6139.0789 | -3475.9126 | 7322.5023 | 4001.0846
7 | -5143.515 | -4398.684 | -285.67 | 5467.6806 | 4360.1884
7 | 5033.6453 | -5248.7198 | -9016.3535 | 6223.6211 | 3007.8068
7 | -1387.4624 | -6071.7494 | -3815.0109 | 7336.4499 | 3937.7728
7 | 5187.5301 | -3972.0691 | -2608.5295 | 4497.4456 | -3104.377
7 | 4352.0182 | -5925.8876 | 2458.5525 | 307.8503 | -1192.5334
7 | 3661.9651 | -2493.3157 | 6094.7365 | -6663.2134 | -600.1725
7 | 3237.9396 | -1844.2594 | 6980.5684 | -7897.0376 | -477.2109
7 | -4562.7234 | -3114.0325 | 11076.8516 | -3004.3643 | -395.7315
7 | -4845.7072 | -4621.3148 | 9417.6893 | 231.3502 | -182.0175
7 | -4867.0616 | -6264.8719 | 8372.5182 | 3663.8968 | -904.4816
7 | -4831.0184 | -4674.1827 | 9817.2239 | 331.2299 | -643.2528
7 | 4298.7644 | -5628.2656 | 2710.7436 | -297.658 | -1083.5844
7 | 4228.8853 | -5277.4727 | 3076.195 | -1010.1737 | -1017.4339
7 | 3963.7735 | -3959.6482 | 4473.9956 | -3686.4562 | -791.6647
7 | 3672.2567 | -2532.6252 | 6030.1796 | -6583.7738 | -586.0373
7 | -1328.254 | -4840.7638 | 7234.2055 | -326.0938 | -739.094
7 | -4578.2081 | -3205.6147 | 11000.2324 | -2808.6034 | -407.8062
7 | 3869.2322 | -3274.6895 | 4944.9627 | -4797.8525 | -741.6528
7 | 3705.4018 | -2243.4958 | 5784.7399 | -6603.35 | -643.296
7 | 3711.5356 | -2150.6605 | 5719.4151 | -6620.7629 | -659.5273
7 | -2047.0211 | -5373.8514 | 7226.7807 | 993.7767 | -799.6849
7 | -4853.7309 | -4787.6328 | 8902.61 | 1559.3363 | -820.5826
7 | -4841.482 | -4024.3964 | 9384.6548 | 239.7987 | -758.5751
7 | 4314.6488 | -5437.3067 | 2392.4824 | -694.3831 | -575.4415
7 | -4062.9767 | -5417.5529 | 8510.46 | 1664.6241 | -694.5545
7 | -4854.0362 | -5522.2241 | 8939.8994 | 2110.5739 | -674.2131
7 | -4834.3118 | -4708.7966 | 9715.1022 | 405.4688 | -577.4627
7 | -4852.4032 | -5379.0124 | 9003.556 | 1895.6326 | -667.773
7 | -3701.0216 | -5941.7239 | 7828.4905 | 2654.7989 | -840.5439
7 | -4863.5022 | -6040.6858 | 8533.2983 | 3195.2443 | -824.3545
7 | -4832.3125 | -4695.9314 | 9774.8964 | 377.3449 | -623.9974
7 | -4865.4871 | -5876.9362 | 8448.3884 | 3148.8253 | -854.7904
7 | -4863.443 | -5990.7675 | 8548.4379 | 3091.3945 | -785.6218
7 | 4389.6781 | -5731.5396 | 1928.4932 | -99.4464 | -487.1853
7 | -4874.0644 | -6038.2241 | 8236.4138 | 3197.3613 | -521.4867
7 | 4557.7411 | -6156.9853 | 686.1943 | 751.0161 | 162.0338
7 | 3674.9756 | -2441.1425 | 5924.6206 | -6773.0297 | -385.424
7 | -4906.536 | -6438.623 | 7213.579 | 4052.2718 | 79.3083
7 | -5096.9328 | -6291.6915 | 1010.5001 | 7393.2128 | 2984.9115
7 | -4923.3119 | -5205.3603 | 5907.3591 | 6164.9942 | -1943.6811
7 | -5087.6392 | -6153.4121 | 1222.7388 | 7446.867 | 2571.4454
7 | 5458.6172 | 2334.9221 | -7053.6704 | -2021.7131 | 1281.8441
7 | 5485.1805 | 2603.2711 | -7703.9482 | -2872.1556 | 2487.6522
7 | 5369.8005 | 2004.0279 | -8585.8886 | -1173.01 | 2385.0702
7 | -2540.4139 | 1756.1537 | -4030.2028 | 1692.6036 | 3121.8594
7 | -5166.9657 | 2339.2605 | -1458.002 | 792.5935 | 3493.1137
7 | 4528.2507 | 3735.9751 | 383.9207 | -5243.8437 | -3404.3028
7 | 4525.9648 | 3743.5093 | 396.3829 | -5264.2667 | -3401.5904
7 | 3724.5983 | 244.0727 | 5433.144 | -8151.7466 | -1250.0684
7 | 2852.7291 | -1101.6434 | 7756.6556 | -9108.1275 | -399.6138
7 | -2155.0965 | -989.3087 | 11047.2233 | -7640.2475 | -262.5706
7 | -4554.155 | -3053.9335 | 11114.1801 | -3115.6338 | -390.4578
7 | -4582.0256 | -478.9005 | 8519.5848 | -5301.2148 | 1842.5561
7 | -5020.2958 | 138.4578 | 3315.0022 | -3004.0744 | 4570.9101
7 | -5053.9824 | -82.1869 | 3154.2866 | -2580.9929 | 4562.8757
7 | 3802.3722 | -812.9008 | 4329.5892 | -8279.724 | 960.6634
7 | 4600.9237 | -194.0527 | -1951.9902 | -6240.7615 | 3785.8808
7 | -4889.1994 | 3761.0558 | 6831.2583 | -2676.4236 | -3026.6911
7 | -4880.882 | 3465.9139 | 7203.9989 | -2940.6907 | -2848.3401
7 | -4579.3475 | 1348.6306 | 9712.074 | -4902.5639 | -1578.7932
7 | -5058.0683 | 363.1839 | 2975.1511 | -2767.4418 | 4487.1751
7 | 5415.6967 | 2822.5578 | -7311.3037 | -3463.2125 | 2536.2617
7 | -5150.6318 | 2748.0207 | -817.3738 | -349.284 | 3569.2689
7 | -4894.5643 | 3606.6003 | 6611.3274 | -2243.1135 | -3080.2498
7 | -5126.7061 | 2105.4973 | -463.7669 | 1558.4832 | 1926.4925
7 | 5161.8556 | -2622.2448 | -4321.7302 | 5702.6864 | -3920.5671
7 | 4997.4625 | -4945.6025 | -9483.6616 | 6538.3422 | 2893.4594
7 | 1294.6371 | -5295.7423 | -6685.0898 | 7304.8246 | 3381.3704
7 | -4273.5005 | -3378.9651 | 3119.7958 | 7608.7366 | -3076.0667
7 | -4969.0015 | -3584.0767 | 3859.8078 | 7616.6751 | -2923.4047
7 | 5074.6492 | -208.262 | -10578.0721 | 3475.3301 | 2236.3548
7 | 2085.884 | 111.4109 | -8451.1089 | 3706.0141 | 2547.7999
7 | -4012.7777 | -365.6204 | 2457.0505 | 5651.8388 | -3730.4912
7 | -4974.8265 | -35.9814 | 3400.1809 | 5254.6898 | -3644.0628
7 | 5140.1086 | 1204.9049 | -6162.5177 | 4700.6417 | -4883.1374
7 | 5098.5747 | -1138.2763 | -5772.3307 | 6197.9902 | -4385.9578
7 | 5110.9895 | -1229.0555 | -5635.4922 | 6074.9495 | -4321.3913
7 | 5302.2556 | -2096.656 | -3697.4192 | 3961.5447 | -3469.7252
7 | 5366.6511 | -4300.663 | -5822.7925 | 2339.0383 | 2417.7661
7 | 5229.4994 | -4249.0183 | -8041.416 | 3582.6819 | 3478.253
7 | 5417.4332 | -2649.459 | -6847.0742 | 538.1044 | 3540.9956
7 | -1832.4254 | -4426.7591 | -4516.1639 | 6741.3934 | 4033.955
7 | -5173.6469 | -2733.8388 | -1412.945 | 4937.1676 | 4383.2631
7 | 4660.2578 | -3597.948 | 196.0694 | 742.307 | -2000.6862
7 | -4915.8865 | -3914.9223 | 6256.2958 | 4310.4473 | -1735.9343
7 | 4305.3486 | -2428.1614 | 2131.0109 | -2428.639 | -1579.5591
7 | -4867.8038 | -2530.6219 | 8227.417 | 426.9248 | -1255.916
7 | -4859.6876 | -2165.2775 | 8552.3105 | -328.9773 | -1198.368
7 | 3798.4374 | 141.7244 | 4796.8865 | -7583.1869 | -1153.8614
7 | 3522.0619 | 572.4299 | 5372.8283 | -8391.8964 | -1075.4236
7 | 3494.6643 | 572.5697 | 5391.4396 | -8384.2872 | -1074.3864
7 | -4658.9613 | -979.2205 | 9489.3957 | -2833.2097 | -1018.0043
7 | -4578.373 | -370.0622 | 9607.9517 | -4065.1127 | -594.4038
7 | -3126.3316 | 611.0284 | 9883.1247 | -6541.2604 | -826.561
7 | -4576.0006 | -485.8499 | 9875.8002 | -3869.6781 | -944.2716
7 | -3578.7957 | 526.0235 | 9294.6373 | -6144.7256 | -97.1394
7 | 3860.3558 | 465.2411 | 3992.0451 | -8134.8554 | -182.7865
7 | 4074.6728 | 310.0564 | 2164.7688 | -7681.5388 | 1132.0408
7 | -4247.5928 | 408.5931 | 8430.1288 | -5556.7953 | 965.6662
7 | -4589.2665 | 171.7002 | 8382.5943 | -4961.6156 | 996.5876
7 | -4941.4846 | -1682.0932 | 6297.6354 | -954.7235 | 1280.6658
7 | -4592.6158 | 481.155 | 8070.7885 | -5224.268 | 1264.9403
7 | -5071.7097 | 1156.0187 | 2381.4122 | -2713.1548 | 4247.4335
7 | -5069.2995 | 654.7888 | 2580.187 | -2737.0805 | 4571.4042
7 | 4817.6921 | 885.869 | -3679.9825 | -5784.3681 | 3760.7894
7 | -5091.4637 | 1228.3307 | 1744.6365 | -2450.8158 | 4569.3124
7 | 5007.558 | -3544.4441 | -3399.1034 | 183.0778 | 1752.9117
7 | -5002.9125 | -3473.4849 | 4077.0436 | 2839.1134 | 1560.2403
7 | 4282.6659 | -2809.1522 | 2333.3195 | -2323.7735 | -1483.0597
7 | -4865.8587 | -2713.2991 | 8315.9695 | 473.2512 | -1210.0629
7 | -4858.3049 | -2309.041 | 8615.8061 | -284.3362 | -1164.1239
7 | 3796.0072 | 76.2947 | 4822.6813 | -7555.3037 | -1139.6794
7 | 3521.8656 | 572.0197 | 5373.4517 | -8392.1087 | -1075.2284
7 | 2978.5833 | -583.6121 | 7118.1389 | -8979.157 | -533.9531
7 | -2375.8248 | -393.5143 | 10561.7538 | -7387.4006 | -405.0141
7 | -2378.8233 | -393.1504 | 10563.3765 | -7386.3452 | -405.0576
7 | -4564.2493 | -2016.4124 | 10539.2687 | -3369.1277 | -589.4793
7 | -2378.4619 | -393.8533 | 10563.9115 | -7386.7544 | -404.8418
7 | -4554.6542 | -3008.4269 | 11085.6447 | -3124.4766 | -398.087
7 | -2378.6637 | -393.3988 | 10563.513 | -7386.5312 | -404.9193
7 | -4561.7593 | -2360.2594 | 10666.3009 | -3272.617 | -471.6652
7 | -4838.4958 | -4470.3471 | 9547.8282 | 367.5057 | -606.491
7 | 3866.0948 | 258.0051 | 3891.3794 | -8157.9586 | 142.4792
7 | 3940.595 | 107.0284 | 3231.4692 | -8017.2169 | 738.1244
7 | -4020.1424 | 315.0003 | 8687.9308 | -5779.1964 | 796.4078
7 | -4585.8433 | -143.4607 | 8668.8466 | -4747.9544 | 808.4117
7 | -4918.1791 | -2305.098 | 7030.8883 | -654.513 | 846.9018
7 | 3872.7655 | -0.70892 | 3771.7184 | -8186.6973 | 542.9224
7 | 4697.7434 | -4113.74 | -898.9406 | -487.4376 | 802.3747
7 | -4953.9546 | -3889.8929 | 5692.2129 | 2278.1261 | 873.5084
7 | 5315.7634 | -4310.7004 | -5433.8953 | 2173.8933 | 2254.939
7 | -5079.4162 | -4612.9602 | 1441.6416 | 5951.7781 | 2298.9567
7 | -5128.3354 | -4575.2087 | -152.132 | 6810.175 | 3045.5011
7 | 5064.028 | -1568.0975 | -6913.4615 | 6330.8105 | -2913.2795
7 | 4932.396 | -3109.5115 | -11354.3967 | 6766.3481 | 2765.1642
7 | 3903.4591 | -3224.1603 | -10572.9319 | 6990.5155 | 2903.1176
7 | -120.994 | -2307.2427 | -3455.5645 | 7503.4485 | -1619.6474
7 | -2999.0088 | -2096.8274 | 908.9961 | 7696.3293 | -3509.4892
7 | -4990.0598 | -2517.8184 | 3005.6626 | 7608.4698 | -3106.2542
7 | 5102.9366 | -1369.8398 | -5620.031 | 6209.5331 | -4322.599
7 | 5106.7963 | -1526.2355 | -5504.8961 | 6202.6074 | -4278.272
7 | 4982.9447 | -4718.411 | -9813.626 | 6662.9031 | 2886.1892
7 | 1937.2593 | -4930.4944 | -7624.9578 | 7333.7324 | 3284.4605
7 | 3033.946 | -1622.1654 | -3948.445 | 6652.5796 | -4115.9151
7 | -2797.3052 | -2158.325 | 751.55 | 7734.958 | -3530.8778
7 | -4984.8209 | -2951.8073 | 3229.7418 | 7732.8976 | -3026.0112
7 | -2073.2867 | -1930.4297 | -33.4031 | 7729.3127 | -3692.1932
7 | -1398.3367 | -2293.7608 | -1264.7371 | 7678.1831 | -2721.3485
7 | -1980.4154 | -1826.0701 | -170.8966 | 7704.4242 | -3727.0422
8 | 5288.2711 | 1233.251 | -6422.9043 | 4589.7917 | -4688.4096
8 | -5308.6776 | 2228.8112 | 1660.5573 | 5557.0668 | -4137.7576
8 | -5330.4038 | 2282.7305 | 1064.3852 | 5454.4995 | -3471.2114
8 | -5425.643 | 3330.702 | -1325.8401 | 3300.645 | 120.136
8 | -5308.0373 | 3557.2814 | -2090.7808 | 2796.1114 | 1045.4253
8 | -5459.2995 | -1298.5565 | -1730.6736 | 5779.7054 | 2708.8242
8 | 5471.6839 | 2514.9655 | -5344.6323 | 1839.4703 | -4481.4874
8 | 4851.4704 | 5471.939 | -2153.0543 | -4204.1288 | -3966.2264
8 | -5232.4889 | 5538.7196 | 4713.2605 | -1430.5218 | -3588.9694
8 | -5249.1876 | 5471.4837 | 4225.163 | -1281.1496 | -3166.3095
8 | -5026.7609 | 4686.9094 | -1734.0724 | 341.1553 | 1732.7687
8 | -5222.5886 | 5193.6555 | 5154.9647 | -1743.4412 | -3382.5903
8 | -4890.044 | 2682.5228 | 8189.7557 | -4090.7462 | -1891.4883
8 | -4690.2857 | 1261.5646 | 9899.0459 | -5422.1173 | -1048.2076
8 | -4687.7452 | 1176.1911 | 9845.9852 | -5442.7971 | -891.6339
8 | -5215.545 | 4520.7073 | 5494.0462 | -1637.9285 | -3161.28
8 | -5214.3415 | 4889.2015 | 5505.847 | -1918.8367 | -3261.8703
8 | 5686.5371 | 4573.1173 | -9346.659 | -2513.4482 | 1600.4528
8 | 5687.0969 | 4133.4287 | -9523.955 | -2647.1339 | 2350.5633
8 | -4855.738 | 3631.4302 | -2279.5187 | -24.4236 | 3528.2501
8 | 4819.9247 | 890.0222 | -3694.4319 | -5685.2739 | 3669.7588
8 | -4550.8603 | 1220.2235 | 1475.6751 | -2565.1917 | 4420.1534
8 | 4511.3916 | 655.8659 | -1259.0241 | -6483.7942 | 2575.5608
8 | 4309.1215 | 3068.1619 | 1345.45 | -6219.4767 | -2503.2567
8 | 5334.8632 | 1577.055 | -10570.8921 | 3883.847 | -224.8731
8 | -1798.6758 | 2253.7815 | -5206.6729 | 4521.7944 | 229.7728
8 | 5395.6663 | 2002.7429 | -10404.5936 | 2971.7743 | 34.41
8 | 5654.988 | 3812.6482 | -8328.4157 | -915.9128 | -223.3077
8 | 5698.1897 | 4500.4805 | -9390.5725 | -2364.1787 | 1556.0809
8 | 5327.2888 | 1029.8128 | -10803.3269 | 4195.1514 | 251.0738
8 | 5249.4766 | -1513.9089 | -11853.4619 | 5648.2748 | 2469.6194
8 | -191.4173 | -1291.6419 | -7889.7795 | 6301.4476 | 3071.3911
8 | -5192.6883 | 1150.3062 | -3200.3342 | 3646.0836 | 3596.6328
8 | -5404.5685 | -2764.877 | -2301.4476 | 6348.8559 | 4122.0372
8 | -5469.396 | -3372.8775 | -1652.6289 | 6411.0456 | 4083.8567
8 | 5703.9874 | 3990.9028 | -9602.5636 | -2442.7907 | 2350.4641
8 | 5316.7229 | 1431.897 | -6212.1344 | 4163.2215 | -4699.707
8 | -5302.2464 | 2439.1662 | 1899.2568 | 5112.2043 | -4148.381
8 | -5340.1449 | 2555.1621 | 865.3492 | 4887.2175 | -2967.5839
8 | -5421.7755 | 3494.2106 | -1172.1198 | 2955.4091 | 144.2756
8 | -5135.1053 | 4068.6972 | -3011.2731 | 1678.8569 | 2398.8243
8 | 5472.8819 | 2523.1507 | -5292.2243 | 1821.5802 | -4525.3886
8 | 4864.6263 | 5424.6402 | -2155.7455 | -4108.7455 | -4024.7754
8 | -5231.8146 | 5491.0757 | 4719.1249 | -1330.8085 | -3647.5775
8 | -5268.2389 | 5341.2702 | 3653.588 | -998.382 | -2728.2373
8 | -5206.0046 | 4551.3294 | 5830.3435 | -1945.2156 | -3230.4528
8 | -5225.3627 | 4300.1106 | 5322.4938 | -1830.7035 | -2566.5383
8 | 5694.3492 | 4519.0706 | -9261.5859 | -2402.9529 | 1451.119
8 | 5659.7806 | 4412.0842 | -10017.1431 | -2163.0692 | 2108.3475
8 | 538.3754 | 4398.2937 | -6874.971 | -651.9224 | 2590.2243
8 | -1914.7603 | 4424.6832 | -5130.1143 | 1.0146 | 2619.1768
8 | -5048.4135 | 4501.0587 | -2591.1839 | 743.4052 | 2395.1335
8 | -5047.7407 | 4416.3992 | -2920.157 | 923.1154 | 2628.3831
8 | -5037.0956 | 4460.9792 | -2895.2747 | 826.2904 | 2645.1007
8 | -5206.4439 | 4023.152 | 5458.5009 | -1954.2113 | -2320.9977
8 | -5235.3794 | 3415.8052 | 5165.2809 | -1439.4187 | -1906.2881
8 | 5665.7309 | 4436.5009 | -10039.2752 | -2215.8859 | 2152.9294
8 | 5706.3243 | 4192.23 | -9638.0568 | -2570.8375 | 2310.34
8 | 5684.9209 | 4136.9686 | -9602.2186 | -2381.2789 | 2161.608
8 | 5696.8352 | 4121.4688 | -9361.7795 | -2470.4492 | 2013.9248
8 | -229.3843 | 4376.1162 | -6372.4725 | -440.7879 | 2666.5285
8 | -5067.9656 | 3904.3479 | -3422.6776 | 1452.7994 | 3133.4959
8 | -5006.9634 | 4220.7101 | -3215.2194 | 848.6762 | 3152.7964
8 | 5697.7712 | 4001.8208 | -9397.4926 | -2492.8863 | 2190.7869
8 | 5701.0644 | 4553.3926 | -9458.1535 | -2475.5549 | 1679.2513
8 | 5458.1588 | 1332.085 | -4957.8078 | 2477.6281 | -4310.0641
8 | 5442.8874 | 666.5929 | -4727.7415 | 2796.803 | -4178.5418
8 | 4682.1286 | 4427.3329 | -831.8863 | -4703.93 | -3573.6451
8 | 4263.8665 | 2573.5286 | 1866.1767 | -6258.1758 | -2445.3961
8 | 5285.0336 | 3944.9245 | -5960.1441 | -3432.154 | 162.34
8 | 5685.2842 | 3340.1204 | -9132.1752 | -2055.6036 | 2162.3742
8 | 5677.3484 | 2878.7419 | -9018.2551 | -1801.6981 | 2263.8628
8 | 5686.8193 | 3355.5688 | -9170.9546 | -2105.3357 | 2233.9022
8 | 5605.6221 | 3606.3303 | -8719.2825 | -2781.102 | 2288.432
8 | 4687.8533 | 173.6815 | -2549.6255 | -5996.5077 | 3684.5984
8 | 4478.4203 | 14.7357 | -896.4653 | -6538.5451 | 2941.8544
8 | 5391.1628 | -3146.8138 | -3885.7803 | 4953.2055 | -3311.7742
8 | 4378.7937 | -5530.1015 | 2346.3156 | -187.2189 | -1007.7889
8 | 4276.2972 | -5200.0648 | 2896.2531 | -1082.036 | -890.4495
8 | 4274.7624 | -5262.4391 | 2915.3907 | -1048.8844 | -878.8296
8 | 4238.1495 | -5011.4853 | 3091.6078 | -1458.1546 | -860.1175
8 | 4165.0257 | -4571.7448 | 3454.9774 | -2230.404 | -817.8542
8 | 4167.2288 | -4532.6389 | 3428.5082 | -2238.708 | -824.3901
8 | -5018.7577 | -4899.3554 | 8921.5167 | 1650.9777 | -654.3813
8 | -4640.1066 | -1292.0934 | 10891.2827 | -4554.3442 | -404.7385
8 | 4287.9979 | -5217.7453 | 2803.5236 | -1041.7946 | -831.9816
8 | 4444.0189 | -5601.576 | 1788.8296 | -46.7531 | -584.5194
8 | 5544.8738 | -5029.7358 | -6387.8536 | 3831.1003 | 2041.6153
8 | 5555.8054 | -5382.3648 | -6717.388 | 3565.9203 | 2978.0271
8 | 5572.1735 | -4818.2649 | -7084.7936 | 2958.8438 | 3372.0411
8 | 5628.0033 | 2279.5008 | -7741.0168 | -106.774 | -59.7133
8 | 5374.3596 | 1852.8542 | -10288.4028 | 3291.6716 | -230.4826
8 | 5346.2113 | 1657.3153 | -10736.7941 | 3713.296 | 19.9715
8 | 5354.6753 | 1968.1722 | -11346.1507 | 3062.924 | 960.3792
8 | -1316.7747 | 2611.5241 | -6349.6503 | 3637.741 | 1417.1599
8 | 5551.6819 | 3622.1188 | -10758.3011 | -468.867 | 2053.3674
8 | 5343.1995 | 1613.3353 | -11931.2109 | 2984.5428 | 1990.1332
8 | -739.5123 | 2124.8923 | -7500.761 | 3491.9052 | 2623.4759
8 | -5069.3967 | 3895.9077 | -3427.2319 | 1467.4349 | 3133.286
8 | 5646.9618 | 3755.4272 | -8100.4946 | -795.1052 | -506.7891
8 | 5631.296 | 2840.623 | -7776.0968 | -238.061 | -457.7613
8 | 5383.2763 | 1090.6485 | -9756.1036 | 3487.7694 | -205.5906
8 | 5331.6409 | 420.5951 | -5692.5139 | 4385.743 | -4445.4652
8 | 5323.9533 | -1301.2003 | -4780.9087 | 4768.2503 | -4010.0946
8 | -5271.2229 | -262.1357 | 3294.4027 | 5707.5587 | -3468.6027
8 | -5195.5505 | 3156.5087 | 6318.8011 | -1333.3713 | -2946.388
8 | -5376.2301 | 248.8781 | 389.7723 | 5054.261 | -316.6813
8 | -5433.1543 | 1055.1248 | -1054.6835 | 3650.331 | 1782.3819
8 | 5294.5799 | -2796.4676 | -4525.3123 | 5724.7125 | -3697.5125
8 | -5263.695 | -3607.7004 | 3809.3369 | 7836.514 | -2774.4555
8 | -5384.3288 | -5045.9493 | 660.1798 | 8360.4072 | 1409.6911
8 | 5302.982 | -4806.8516 | -9097.8261 | 6426.36 | 2175.3357
8 | 5287.3495 | -5029.1182 | -9587.3974 | 6506.8011 | 2822.365
8 | -3225.77 | -5802.0222 | -3136.9283 | 8251.0946 | 3913.6259
8 | 5407.3135 | -700.6373 | -4296.8251 | 3511.0303 | -3920.8814
8 | 4527.3623 | 3649.3186 | 209.4154 | -5164.8841 | -3221.2123
8 | 4222.3402 | 2297.4116 | 2177.0073 | -6298.3348 | -2398.4244
8 | 2046.8535 | -1017.8575 | 7986.3973 | -8693.7539 | -321.6394
8 | -3092.0718 | -896.2801 | 11371.7712 | -7201.5717 | -181.8477
8 | 3582.5905 | 3656.0098 | 852.1596 | -4904.6327 | -3186.1272
8 | -5143.2495 | 3536.3595 | 6625.2652 | -2128.429 | -2889.9462
8 | -5233.0806 | 3235.0154 | 5255.0672 | -1360.3061 | -1896.6959
8 | -5245.2532 | 3155.3022 | 4884.1896 | -1160.4138 | -1633.8249
8 | -5237.4479 | 3229.4297 | 5132.917 | -1355.2619 | -1769.6369
8 | -5113.1632 | 3681.1592 | 6815.3891 | -2542.0191 | -2841.3661
8 | -4678.6149 | 590.0491 | 10533.7283 | -5438.2442 | -1006.9183
8 | -4651.6974 | -314.5395 | 9971.5148 | -5657.3603 | 652.0824
8 | -5168.4671 | 3533.3667 | 5740.6964 | -2203.5625 | -1902.0336
8 | -5143.2578 | 3954.9395 | 6503.616 | -2347.6962 | -2967.6014
8 | 4546.4966 | 3634.0085 | 46.6607 | -5124.5219 | -3102.6439
8 | 5635.5791 | 1988.3357 | -8584.4414 | -1378.926 | 2339.4526
8 | -5211.3378 | 1651.5519 | -2303.8098 | 2535.5109 | 3328.0847
8 | 5391.7855 | 2741.2445 | -7228.3008 | -3407.9071 | 2503.1779
8 | 4609.6624 | -184.0605 | -1970.516 | -6148.0774 | 3692.9916
8 | 4441.135 | -311.9617 | -640.2445 | -6584.2462 | 3095.3174
8 | -4603.7162 | 140.5941 | 3112.7457 | -3080.405 | 4430.7813
8 | -4607.7538 | -587.0531 | 9843.0786 | -5755.9751 | 1107.7033
8 | -4924.7541 | 2679.6072 | -841.4925 | -404.9632 | 3491.6026
8 | 5369.5474 | -3484.9546 | -3682.0763 | 5085.5042 | -3288.0206
8 | 5255.568 | -3990.1293 | -2946.8352 | 4661.9613 | -2980.5648
8 | 4397.0925 | -6011.1255 | 2337.8989 | 302.9501 | -1026.816
8 | 4125.3309 | -4715.4555 | 3736.3666 | -2345.2001 | -801.0418
8 | -5147.0681 | -6356.2841 | 8453.6834 | 3787.4714 | -737.8026
8 | -4941.6258 | -4914.7436 | 9666.9805 | 694.4362 | -505.0473
8 | 3422.7048 | -3651.4268 | 5208.3016 | -4381.3557 | -598.2239
8 | -4623.9177 | -2160.8027 | 11444.8617 | -4400.3615 | -259.7799
8 | -4641.0043 | -802.511 | 10037.5675 | -5535.398 | 941.3457
8 | 4342.9682 | -5723.3902 | 2588.5226 | -286.5463 | -921.5543
8 | 4312.1417 | -5575.1838 | 2745.9931 | -589.5161 | -893.4349
8 | 4143.1454 | -4781.7702 | 3627.1992 | -2210.5472 | -778.0272
8 | 1969.6811 | -5814.0179 | 4105.7194 | 590.0212 | -851.4038
8 | -5116.6925 | -6174.38 | 8568.9945 | 3396.1264 | -674.0484
8 | -5114.67 | -5956.6318 | 8488.4447 | 3281.6276 | -698.7705
8 | 4354.6597 | -5736.6737 | 2488.4645 | -261.4131 | -845.0375
8 | 4520.8191 | -6150.4213 | 1277.8211 | 566.253 | -214.4719
8 | 4146.0622 | -4630.3063 | 3456.8031 | -2527.9687 | -444.5903
8 | -5175.1066 | -6437.5521 | 7924.1609 | 3969.9016 | -281.4039
8 | -5215.2117 | -5297.5349 | 5972.4328 | 6304.0975 | -1763.7836
8 | -5160.8908 | -6307.235 | 8344.6503 | 3908.8598 | -785.3843
8 | 5403.7735 | -4189.529 | -4239.2026 | 4949.7744 | -1924.8164
8 | 5537.7324 | -5830.4922 | -6419.7551 | 3971.8616 | 2740.6533
8 | 5541.4121 | -5949.1908 | -6530.6798 | 3882.5993 | 3055.8593
8 | 5554.0141 | -5514.8818 | -6813.5509 | 3415.202 | 3359.2166
8 | 5331.369 | -5050.7432 | -8737.9504 | 6177.5957 | 2279.7288
8 | 5304.9085 | -5174.5662 | -9360.3711 | 6353.7849 | 2876.2439
8 | -1976.9517 | -6123.8497 | -3371.8511 | 7552.9777 | 3919.6748
8 | -5388.7335 | -6274.0427 | 1010.3905 | 7694.3339 | 2958.0517
8 | -5177.506 | -6436.8094 | 7891.9769 | 3988.2301 | -265.8916
8 | -5298.4968 | -4052.8329 | 4225.9046 | 2717.5724 | 2407.8527
8 | -4098.4485 | -6049.0938 | -2201.3659 | 8259.348 | 4089.5602
8 | -5433.4268 | -6113.9318 | -430.5495 | 8292.3333 | 3685.5748
8 | -5451.6647 | -5366.0586 | -936.4085 | 7525.2475 | 4228.8843
8 | -5430.862 | -4373.1948 | -137.2581 | 5665.6778 | 4275.6371
8 | 5504.3324 | -5935.248 | -7130.525 | 4218.8156 | 3342.6249
8 | 5381.3084 | -3377.1483 | -3783.9233 | 5060.1713 | -3280.4081
8 | 5616.838 | 1124.9421 | -7707.4187 | 224.5994 | 741.0392
8 | 5657.7758 | 1882.95 | -8701.6573 | -1168.1979 | 2329.1295
8 | 5384.6896 | -513.0477 | -9560.7205 | 3712.0056 | 977.0729
8 | 5363.7938 | -319.0545 | -10688.9327 | 3459.8549 | 2184.3385
8 | -2175.7353 | 481.2591 | -5305.6416 | 4047.6569 | 2952.461
8 | -5227.8221 | 1570.0894 | -2373.9097 | 2708.3893 | 3323.2531
8 | -5460.6955 | -2733.0149 | -1385.9603 | 5678.9555 | 3900.7152
8 | 5242.1098 | -1116.6153 | -6021.2254 | 6092.9064 | -4197.1756
8 | -5298.856 | -2136.1031 | 2332.3852 | 8334.6868 | -3232.1128
8 | -5337.7564 | -2524.3084 | 1309.8813 | 8456.0655 | -1903.8819
8 | 5302.5134 | -1534.4964 | -5387.2397 | 5523.1349 | -3903.9122
8 | 5410.4949 | -1996.2046 | -4348.6121 | 4390.4436 | -3456.1218
8 | 4698.9596 | -3671.2789 | 31.5656 | 777.5384 | -1836.7846
8 | -5208.0734 | -3998.972 | 6307.0959 | 4466.3648 | -1566.4153
8 | -5186.5932 | -3384.509 | 7186.2704 | 2740.9909 | -1356.1591
8 | -5171.6152 | -5401.161 | 7887.637 | 3629.7133 | -944.5741
8 | 4333.4728 | -2494.4184 | 1992.5583 | -2413.2423 | -1418.3704
8 | -5023.8369 | -2601.1951 | 8214.7722 | 503.6181 | -1093.3584
8 | -4762.3842 | -714.6514 | 9749.1 | -3463.554 | -808.5104
8 | 1739.9619 | 497.9969 | 6457.765 | -7839.0191 | -856.7048
8 | -3918.0084 | 538.0682 | 10306.9778 | -6280.4473 | -646.5903
8 | -4191.4533 | 486.0411 | 9960.5125 | -6042.8433 | -212.257
8 | -4565.9223 | 420.7146 | 9489.9276 | -5716.1823 | 371.4623
8 | -4665.0476 | -7.7169 | 10319.4556 | -4943.2236 | -703.4675
8 | -4664.9097 | 99.9199 | 10063.9648 | -5126.7871 | -372.188
8 | -4664.8923 | 133.3144 | 9987.1509 | -5182.1432 | -273.4298
8 | -4664.3687 | 110.5077 | 9989.7008 | -5180.5796 | -255.2602
8 | 4238.614 | -2028.8775 | 2478.8117 | -3346.2891 | -1342.2592
8 | 2618.8583 | 492.3348 | 5859.106 | -8080.6184 | -889.6806
8 | 3257.332 | 286.1369 | 3259.3762 | -7588.697 | 785.8518
8 | -4555.4669 | 390.0143 | 9154.6495 | -5617.8838 | 628.6869
8 | -4557.482 | 323.8192 | 9473.3765 | -5739.8231 | 500.1094
8 | 4935.5876 | -3464.233 | -2689.4278 | -156.7287 | 1374.8019
8 | -5250.7676 | -3389.7029 | 4920.353 | 2541.1576 | 1178.9599
8 | -5151.731 | -2743.279 | 5659.1875 | 1151.3333 | 1084.4893
8 | 4382.6996 | -1227.5207 | 527.8468 | -4714.7045 | 1031.6788
8 | 4312.486 | -2887.2509 | 2200.2662 | -2304.8392 | -1320.6621
8 | -5018.7992 | -2809.0182 | 8314.0156 | 555.9839 | -1042.1822
8 | 4228.0125 | -2409.3485 | 2620.495 | -3175.9463 | -1263.2126
8 | 2612.9838 | 480.2136 | 5877.77 | -8087.0039 | -883.9635
8 | 2204.1933 | -377.979 | 7190.3752 | -8530.9703 | -485.6192
8 | -3371.8793 | -173.6068 | 10785.786 | -6888.3858 | -351.9141
8 | 2946.4265 | 97.5782 | 4416.9825 | -7866.5677 | 405.5807
8 | -4500.8094 | 301.1467 | 9535.6062 | -5794.6482 | 458.7047
8 | 4630.1194 | -4010.9825 | -205.7483 | -846.081 | 432.6925
8 | -5149.4544 | -3788.0212 | 6478.0929 | 1956.5014 | 502.8813
8 | -4834.716 | -1233.8999 | 8447.8679 | -2855.2091 | 475.957
8 | -4567.8824 | 248.5026 | 9535.2353 | -5675.5632 | 459.7078
8 | -4653.1996 | -374.8853 | 10043.3931 | -5151.7437 | 136.4355
8 | 4312.9338 | -2295.1219 | 1468.5569 | -3904.8837 | 418.5149
8 | 5277.4048 | -4305.1452 | -4912.4617 | 2023.2498 | 1916.9523
8 | -5350.4312 | -4613.8007 | 2120.2465 | 5884.5198 | 1959.4656
8 | -5276.1191 | -3499.0109 | 4682.3205 | 2844.3923 | 1248.4171
8 | -5281.8324 | -3386.4367 | 4509.2043 | 2784.3904 | 1374.6745
8 | -5193.0852 | -5707.6676 | 7325.8578 | 3778.6987 | -203.8038
8 | 5401.4846 | -2846.2402 | -4035.2764 | 4840.3845 | -3360.3525
8 | -5279.9544 | -2662.8698 | 3168.02 | 7635.9024 | -2861.0983
8 | -5390.9543 | -3473.7775 | 109.7987 | 8247.7013 | 507.2319
8 | -5458.8653 | -4486.3703 | -1439.7434 | 7852.4314 | 3532.5475
8 | 5267.5899 | -2782.9069 | -10262.4696 | 6448.5656 | 1329.221
8 | 5567.1041 | -3914.6281 | -6897.8606 | 3247.1817 | 1998.2029
8 | 5256.1339 | -2709.4378 | -10400.2162 | 6558.9415 | 1294.5786
8 | 5226.2274 | -3081.527 | -11388.0745 | 6673.9218 | 2569.4523
8 | 4244.8582 | -3221.425 | -10733.5983 | 6895.8671 | 2814.298
8 | -601.3947 | -3744.8972 | -7043.0233 | 7942.6452 | 3446.67
8 | -833.7937 | -3805.3319 | -6794.8122 | 7941.0869 | 3492.851
8 | -708.1038 | -3847.3952 | -6882.1066 | 7969.2751 | 3468.3305
8 | 5223.5196 | -3113.2357 | -11479.4298 | 6682.8814 | 2686.2646
8 | 5514.2692 | -4222.2698 | -8228.4311 | 3570.2081 | 3366.2237
8 | 5577.3767 | -4245.9997 | -7207.5297 | 2997.9875 | 2878.1653
8 | -3988.2624 | -4461.8268 | -3454.2618 | 7805.1737 | 4099.1773
8 | -5452.7096 | -4527.6855 | -1515.4368 | 7835.9584 | 3659.8735
8 | -5460.1656 | -4529.2421 | -1454.7926 | 7809.8704 | 3634.3299
8 | -5468.1548 | -3837.3904 | -1632.5524 | 6934.2576 | 4003.8402
8 | -5459.9025 | -4624.3151 | -1438.4744 | 7869.1345 | 3653.5575
8 | -5411.2492 | -3743.5749 | -2124.0843 | 7033.2236 | 4245.6848
8 | -5433.7783 | -3597.9181 | -1993.4678 | 6770.616 | 4254.5482
8 | -5470.2089 | -4015.4004 | -1626.7365 | 6858.953 | 4253.3927
8 | -5467.6507 | -4482.4521 | -1534.2764 | 7242.678 | 4241.7012
8 | 5598.8245 | -3506.8311 | -7688.9597 | 2202.5046 | 3394.4617
8 | 5265.0411 | -1910.1446 | -5501.594 | 6130.5566 | -3983.8591
8 | 5281.3467 | -2139.6569 | -5254.8723 | 6023.433 | -3910.2505
8 | -5293.6347 | -2478.2296 | 2559.8141 | 8351.8876 | -3139.8374
8 | -5349.1454 | -3310.603 | 1164.3941 | 8548.7468 | -1053.3927
8 | 5279.1141 | -2049.0478 | -5335.633 | 6014.427 | -3908.8604
8 | 5320.6492 | -2500.604 | -4812.7963 | 5688.3208 | -3695.5698
8 | -5279.3841 | -2982.5289 | 3187.97 | 7939.6268 | -2865.6838
8 | -5364.8717 | -3719.4684 | 834.1246 | 8517.3342 | -267.1186
8 | 5270.9879 | -2313.9983 | -6206.7985 | 6219.5472 | -2969.7383
8 | 5284.6451 | -2928.8549 | -7049.8622 | 6298.8723 | -1604.8002
8 | 5297.7108 | -4467.4612 | -9142.6782 | 6501.8522 | 1810.5764
8 | 5280.4489 | -4921.8828 | -9743.9225 | 6566.2821 | 2819.0744
8 | -2518.9082 | -5405.0611 | -4171.5815 | 8285.416 | 3810.1348
8 | -3880.4941 | -5859.6363 | -2614.7116 | 8283.901 | 4070.941
8 | -5435.7808 | -5942.6526 | -546.4676 | 8321.0781 | 3603.8228
8 | 5262.0791 | -2898.8456 | -10196.264 | 6562.1728 | 1270.8576
8 | 5292.81 | -3663.4363 | -9243.5886 | 6493.0931 | 1121.1218
8 | 5546.4252 | -4621.7273 | -6394.5875 | 3782.3038 | 1687.5859
8 | -4457.1992 | -3809.7594 | -465.111 | 8483.2631 | 248.8064
9 | 4665.5062 | 1382.0923 | -5398.915 | 4394.8857 | -5043.5693
9 | -5398.5578 | 2353.377 | 2272 | 5249.5186 | -4476.3378
9 | -5275.3136 | 3922.6977 | 3640.4971 | 1932.8758 | -4220.757
9 | -5285.5278 | 2710.5558 | 3927.6389 | 2568.4446 | -3921.1115
9 | -5384.4899 | 2532.5105 | 128.912 | 4870.9331 | -2147.8658
9 | -5307.2405 | 3516.159 | -2353.103 | 2792.0651 | 1352.1194
9 | -5272.0349 | 3588.1485 | -2587.3869 | 2631.4478 | 1639.8255
9 | -5199.1542 | 3825.6322 | -2744.7019 | 2113.995 | 2004.2289
9 | -5144.1217 | 3949.2268 | -3312.7127 | 1839.7915 | 2667.8162
9 | -5071.2989 | 4068.7065 | -3719.438 | 1407.5226 | 3314.5077
9 | -5237.9698 | 3655.7348 | -2809.145 | 2480.3641 | 1911.016
9 | -5153.3687 | 1906.7947 | -3560.202 | 3107.9869 | 3698.789
9 | -5366.4915 | -2515.2915 | -2590.7561 | 6145.5722 | 4326.9669
9 | -5308.9298 | 3327.0235 | -2366.8463 | 2893.4019 | 1455.3508
9 | -5187.5 | -2343.75 | 3437.5 | 2031.25 | 2062.5
9 | 5060.4932 | 4211.6883 | -3047.6828 | -1634.7904 | -4589.7083
9 | 4790.1014 | 5482.6595 | -1690.2269 | -4214.7506 | -4367.7834
9 | -5077.5225 | 5515.5861 | 4980.6251 | -1454.4183 | -3964.2704
9 | -5177.1336 | 5172.8648 | 2613.9694 | -709.2594 | -1900.4412
9 | -5189.1359 | 5020.0349 | 1537.4571 | -386.2647 | -982.0914
9 | -5050.0344 | 4462.9984 | -2505.51 | 738.5656 | 2353.9803
9 | -4983.669 | 4019.9437 | -2701.9796 | 584.0501 | 3081.6549
9 | -4755.8484 | 2220.1605 | -651.5937 | -1033.4765 | 4220.7581
9 | -4928.6061 | 3670.6983 | -2858.8696 | 461.5427 | 3655.2348
9 | -5162.6433 | 4729.7767 | 2567.0651 | -890.0098 | -1244.1886
9 | -5111.3108 | 4296.2662 | 3302.5029 | -1363.5646 | -1123.8936
9 | -4946.8499 | 3114.1793 | 5822.8401 | -2850.4013 | -1139.7681
9 | -5090.9091 | 1272.7273 | 4181.8182 | -545.4545 | 181.8182
9 | -5170.7317 | 414.6341 | 3353.6585 | 731.7073 | 670.7317
9 | -4970.0377 | 4380.272 | 6339.9473 | -2479.3962 | -3270.7853
9 | -4960.9761 | 4294.077 | 6442.5363 | -2557.4637 | -3218.1735
9 | -4656.4183 | 2129.3879 | 8966.5741 | -4539.3514 | -1900.1923
9 | -4661.9726 | 1096.7792 | 8262.2435 | -4728.9096 | 31.8595
9 | -4931.5159 | 3004.5034 | 6023.4198 | -2976.5802 | -1119.8271
9 | -4938.3729 | 2324.1969 | 6013.9665 | -2986.0335 | -413.757
9 | 3753.9322 | 918.0513 | 4773.8368 | -7929.2971 | -1516.5232
9 | 5179.6732 | 5065.4673 | -4904.3831 | -3454.1351 | -1886.6223
9 | 5080.0589 | 4351.8532 | -9902.5542 | -1933.4722 | 2404.1142
9 | 4440.2386 | 4347.6563 | -9514.9392 | -1741.2518 | 2468.2962
9 | 5307.5037 | 2378.9064 | -6895.8472 | -3964.6085 | 3174.0456
9 | 4918.4203 | 937.4015 | -4368.4527 | -5278.1912 | 3790.8221
9 | -4640.7332 | 1268.7216 | 795.1346 | -2014.6442 | 4591.5212
9 | -4638.0616 | 1011.1118 | 3130.1966 | -2955.6185 | 3452.3718
9 | 4383.843 | 540.891 | -313.9577 | -6610.7763 | 2000
9 | -4597.3594 | 682.0828 | 6080.7558 | -4165.4792 | 2000
9 | -4571.921 | 476.1352 | 7944.5066 | -4928.7507 | 1080.03
9 | 4730.8333 | 1850.0801 | -11052.1091 | 3397.6355 | 1073.5601
9 | 3353.4353 | 1983.7865 | -10011.3819 | 3512.986 | 1161.1741
9 | -1978.7997 | 2488.7014 | -5832.5089 | 3986.0773 | 1336.5299
9 | 3405.9132 | 2366.0365 | -10766.6003 | 2698.6898 | 2295.9607
9 | 2991.7637 | 233.7185 | -10461.1088 | 4549.2306 | 2686.3959
9 | -919.2684 | 173.7584 | -7572.8414 | 5138.3878 | 3179.9635
9 | 4852.1441 | 2719.1233 | -10706.4756 | 1545.7639 | 1589.4444
9 | 5056.9432 | 4186.2574 | -10054.5446 | -1580.5989 | 2391.9429
9 | 4882.8133 | 2938.8301 | -11140.28 | 1077.5836 | 2241.053
9 | 4855.256 | 1903.0087 | -11028.956 | 1833.6223 | 2437.0691
9 | 4774.9917 | 2166.4213 | -11677.7917 | 2723.534 | 2012.8447
9 | 4779.0376 | 2212.577 | -11766.8409 | 2625.8666 | 2149.3596
9 | 4813.9805 | 2445.7283 | -11566.7065 | 2128.3499 | 2178.6478
9 | 4772.1728 | 1955.0237 | -11761.3887 | 2843.048 | 2191.1443
9 | 4708.5828 | 181.4817 | -11711.9549 | 4340.9802 | 2480.9101
9 | 4694.3047 | 1588.3982 | -5180.6144 | 3955.2619 | -5057.3504
9 | -5387.5804 | 2581.2025 | 2526.6349 | 4770.0088 | -4490.2658
9 | -5286.0672 | 3876.5754 | 3657.9967 | 2032.3966 | -4280.9014
9 | -5319.3329 | 2073.1571 | 4096.6647 | 3109.3271 | -3959.816
9 | -5367.2794 | 2858.6315 | -151.766 | 4184.1094 | -1523.6954
9 | -5303.1044 | 3694.8061 | -2165.3164 | 2417.3444 | 1356.2703
9 | 5061.4902 | 4218.8307 | -2991.6575 | -1650.0103 | -4638.653
9 | 4802.4223 | 5436.9578 | -1689.0708 | -4122.7253 | -4427.5842
9 | -5088.7459 | 5467.1745 | 4998.2773 | -1349.9761 | -4026.7298
9 | -5189.8084 | 5118.1566 | 2634.9569 | -591.2356 | -1972.0696
9 | -5210.4371 | 4864.549 | 883.1127 | -55.0506 | -482.174
9 | 5173.8767 | 5033.9878 | -4737.3673 | -3386.6525 | -2083.8447
9 | 5065.5361 | 4291.0284 | -9838.1332 | -1802.1293 | 2283.6979
9 | -10.7813 | 4255.5721 | -6760.8302 | -272.5455 | 2788.585
9 | -5119.9828 | 4473.4012 | -1898.8835 | 736.8695 | 1808.5956
9 | -5112.8718 | 4097.5045 | -3413.925 | 1520.7965 | 2908.4958
9 | -5068.6644 | 4182.8118 | -3714.5521 | 1329.7518 | 3270.6529
9 | -5066.6869 | 4173.8308 | -3727.7791 | 1324.9329 | 3295.7023
9 | -5058.9797 | 4226.1348 | -3687.6785 | 1236.3907 | 3284.1327
9 | -5058.1527 | 4218.9822 | -3696.7759 | 1237.0893 | 3298.8571
9 | -5026.1518 | 4080.5898 | -3484.8682 | 1041.5651 | 3388.8651
9 | -4515.9244 | 4005.4349 | -4249.5059 | 1542.1528 | 3217.8425
9 | -4689.2417 | 4063.1142 | -4087.1066 | 1471.2432 | 3241.9909
9 | -4684.9878 | 2670.8095 | -3562.6804 | 2230.7028 | 3346.156
9 | -5215.1203 | 2364.2031 | -2692.1345 | 2409.9889 | 3133.0629
9 | -5226.8329 | 1655.3039 | -2600.6614 | 2660.4725 | 3511.7179
9 | -4943.1908 | 4224.5809 | -3773.9344 | 1206.4414 | 3286.1029
9 | 5120.8896 | 4644.3545 | -3909.648 | -2556.7724 | -3298.8236
9 | 5175.4549 | 5035.248 | -4759.7182 | -3389.7398 | -2061.2448
9 | 5073.8444 | 4307.3334 | -9858.0504 | -1838.6034 | 2315.4762
9 | 5305.847 | 2294.8496 | -6791.0904 | -3910.4429 | 3100.8366
9 | 5060.2573 | 4120.4089 | -2965.0607 | -1595.3538 | -4620.2517
9 | 5021.7162 | 2448.0478 | -2408.4908 | -781.8332 | -4279.4399
9 | 4613.4313 | 4419.4833 | -365.7624 | -4711.7226 | -3955.4297
9 | 4463.5126 | 3675.503 | 609.8159 | -5139.1342 | -3609.6973
9 | -5002.0405 | 4185.2787 | 6444.7192 | -2182.4693 | -3445.488
9 | -5011.8605 | 3488.3015 | 6645.4744 | -1810.2326 | -3311.6828
9 | -4983.6443 | 3927.2149 | 6738.3087 | -2358.8833 | -3322.996
9 | -4988.9123 | 3607.9793 | 6822.5961 | -2177.4039 | -3264.2593
9 | -4969.6154 | 4199.4711 | 6513.8458 | -2486.1542 | -3257.5474
9 | -5179.1847 | 4327.8796 | 2579.4797 | -765.9326 | -962.2421
9 | -5190.6079 | 4355.3622 | 1784.0127 | -487.5134 | -461.2535
9 | -5173.1534 | 3963.6636 | 2551.8104 | -857.4588 | -484.8618
9 | 5197.4251 | 3814.1975 | -5165.9108 | -3545.1981 | -300.5136
9 | 5087.3105 | 3962.312 | -9344.9823 | -2056.266 | 2351.6259
9 | 3704.0947 | 413.6071 | 5307.0661 | -7971.5892 | -1453.1786
9 | 5195.1149 | 3946.4491 | -5109.8609 | -3531.3383 | -500.3649
9 | 4935.3912 | -3959.8166 | -1063.6378 | 2851.7429 | -2763.6797
9 | 4323.5527 | -5399.1028 | 2585.2491 | -163.2796 | -1346.4193
9 | 4219.2741 | -5073.7629 | 3130.8104 | -1050.4411 | -1225.8804
9 | 4216.5148 | -5186.1793 | 3163.9327 | -990.0019 | -1204.2663
9 | 4154.5509 | -4761.2418 | 3454.6332 | -1673.4255 | -1174.5168
9 | 3667.9726 | -1967.9695 | 5829.7118 | -6647.2302 | -882.4848
9 | 3686.3342 | -1599.7973 | 5620.9402 | -6754.1938 | -953.2833
9 | 4308.9617 | -5197.6604 | 2439.3478 | -772.034 | -778.6151
9 | 4452.8046 | -5537.3344 | 1531.2872 | 112.6185 | -559.3759
9 | 5051.5932 | -5431.8295 | -2873.943 | 1999.6429 | 1254.5363
9 | 5101.6826 | -4422.0011 | -3654.2839 | 974.6024 | 2000
9 | 5212.7356 | -2177.0289 | -5384.3717 | -1300.4428 | 3649.1078
9 | 4723.5967 | 1798.2389 | -7230.2257 | 3508.1057 | -2799.7155
9 | 4782.2371 | 2257.5993 | -11707.6763 | 2530.8117 | 2137.0282
9 | 1252.5939 | 2622.697 | -9176.342 | 2779.4213 | 2521.6298
9 | -1447.8247 | 2884.311 | -7070.9201 | 3006.656 | 2627.7777
9 | -4316.4961 | 3936.2603 | -4441.31 | 1629.6121 | 3191.9338
9 | -1356.6312 | 2806.9792 | -7249.4118 | 2983.829 | 2815.2349
9 | 4696.2773 | 1457.8045 | -5114.0169 | 3983.0392 | -5023.1041
9 | 4686.386 | -1117.3152 | -3761.0027 | 4535.7396 | -4343.8077
9 | -5396.3512 | -55.4504 | 3910.8726 | 5335.7779 | -3794.8489
9 | -5360.6858 | 408.069 | 4303.4289 | 4372.8546 | -3723.6668
9 | -5307.491 | 1149.8207 | 4037.4552 | 2919.8566 | -2799.6414
9 | -5361.9687 | 683.8339 | -649.6539 | 4310.0133 | 1017.7754
9 | -5318.9383 | 1350.1317 | -1984.1808 | 3112.5586 | 2840.4287
9 | -5327.4832 | 393.4645 | -2053.696 | 3625.1306 | 3362.5841
9 | -5274.0044 | 771.9622 | -2373.3671 | 3245.4311 | 3629.9781
9 | -5336.5377 | -525.5425 | -2088.9175 | 4136.703 | 3814.2947
9 | 4650.4596 | -3008.2416 | -3450.403 | 5737.5972 | -3929.4123
9 | -5447.256 | -3883.3877 | 4522.6928 | 7765.5981 | -2957.6472
9 | -5439.5362 | -4026.2411 | 4697.6811 | 7638.2348 | -2870.1387
9 | -5448.1501 | -6042.0463 | -164.6807 | 8505.4181 | 3149.4591
9 | 4725.3364 | -3719.3025 | -2604.1843 | 5093.5491 | -3495.3988
9 | -5340.6976 | -4966.4003 | 5816.6558 | 6786.7245 | -2296.2824
9 | -5076.6624 | -6189.9558 | 8486.1409 | 3869.5525 | -1089.0751
9 | -4899.298 | -4495.3893 | 9654.6746 | 654.6746 | -914.6619
9 | -4625.9093 | -2663.2892 | 10871.0055 | -2855.2389 | -726.5681
9 | -5400.464 | -5253.1089 | 4502.32 | 7161.5537 | -1010.3008
9 | 4658.107 | -4638.9469 | -6999.5018 | 6295.0516 | 685.2901
9 | -4201.8621 | -6154.0294 | -1626.5373 | 8330.4985 | 3651.9303
9 | -5098.2201 | -6163.8477 | -771.3825 | 8487.2662 | 3546.1841
9 | -5445.7121 | -6181.7146 | -312.2889 | 8496.7124 | 3443.0032
9 | -4989.4215 | -6126.916 | -937.2441 | 8489.4616 | 3564.12
9 | -5445.4995 | -6154.9924 | -331.425 | 8501.0988 | 3430.818
9 | -5441.3736 | -6206.1651 | -94.1526 | 8406.5241 | 3335.1673
9 | 4665.8658 | -5335.9968 | -8960.2138 | 6477.6627 | 3152.6821
9 | -1552.8421 | -6057.7613 | -4232.0919 | 7816.1114 | 4026.5839
9 | -4169.0679 | -5488.825 | -2431.919 | 7819.6994 | 4270.1125
9 | -5405.2121 | -4851.0881 | -1282.8584 | 7135.1694 | 4403.9891
9 | -5304.0677 | -3376.3637 | -141.4506 | 4350.989 | 4470.8931
9 | -5250.5794 | -3197.9401 | 1622.3027 | 3079.114 | 3747.1028
9 | -5096.7207 | -2150.5587 | 744.1659 | 1986.7172 | 4516.3963
9 | -5198.1482 | -3095.3853 | 3490.7412 | 1856.4885 | 2946.3038
9 | -4977.3088 | -2024.0902 | 5912.2229 | -1155.8506 | 2245.0267
9 | 4808.3019 | -5897.421 | -7360.0826 | 4936.0252 | 3513.1765
9 | 4956.9588 | -5968.9204 | -4109.3178 | 3121.2794 | 2000
9 | -5370.7342 | -6271.024 | 2814.7756 | 6826.9825 | 2000
9 | -5337.4654 | -6300.7049 | 4187.3268 | 6082.7831 | 1368.0604
9 | -5281.759 | -5020.3583 | 3908.7948 | 4393.3225 | 2000
9 | -4920.0503 | -1825.5712 | 6609.6752 | -1864.0537 | 2000
9 | 4985.9835 | 1074.3154 | -1992.1638 | -55.9214 | -4012.2136
9 | 4461.7923 | 3605.414 | 630.4669 | -5101.4518 | -3596.2214
9 | 4454.0784 | 3629.4806 | 670.824 | -5167.0783 | -3587.3047
9 | 3660.0072 | 131.3803 | 5624.5774 | -8013.7315 | -1402.2334
9 | 2871.1863 | -1103.3571 | 7719.0499 | -8877.7571 | -609.122
9 | 2851.3966 | -1102.9166 | 7731.956 | -8871.893 | -608.5429
9 | -2055.9181 | -985.5013 | 10857.3465 | -7387.613 | -428.3141
9 | -4949.9146 | 3620.4197 | 7079.2698 | -2571.8908 | -3177.8841
9 | -4647.3284 | 1469.7441 | 9586.9678 | -4540.9484 | -1868.4351
9 | -2172.3517 | -843.3263 | 10821.8047 | -7253.7045 | -552.4222
9 | -4656.7437 | -280.6629 | 8393.0352 | -4862.2744 | 1406.6458
9 | -4979.4116 | 3562.6194 | 6670.5856 | -2436.2475 | -2817.546
9 | -5117.3113 | 3110.8121 | 3412.2085 | -1401.3401 | -4.3692
9 | -4965.4975 | 2514.7501 | -1116.3336 | -127.396 | 3694.477
9 | -5028.0498 | 2356.9861 | 4691.0519 | -2224.7985 | 204.8103
9 | -5016.0428 | 577.5401 | 5208.5561 | -1743.3155 | 973.262
9 | -5186.9919 | -1260.1626 | 3434.9593 | 991.8699 | 2020.3252
9 | -4940.0128 | 1724.2072 | 6040.2051 | -3020.7121 | 196.3126
9 | -4941.2698 | 1533.3333 | 6060.3175 | -2939.6825 | 287.3016
9 | 5219.3321 | 2851.8853 | -5627.4894 | -3660.472 | 1216.744
9 | 5262.4554 | 1945.5804 | -6299.305 | -3832.679 | 2923.9482
9 | 4699.9015 | -138.6111 | -2645.0865 | -5731.9148 | 3815.7109
9 | 4157.8946 | -540.6323 | 1465.7579 | -7083.0202 | 2000
9 | 3750.0396 | -840.4841 | 4560.1079 | -8098.9194 | 629.256
9 | -4637.7272 | -402.3579 | 7728.336 | -4688.2509 | 2000
9 | -4629.9453 | -465.3599 | 8298.4802 | -4921.7449 | 1718.5699
9 | -4683.8167 | 186.6284 | 2423.7355 | -2528.2624 | 4601.7152
9 | -4681.367 | -49.5822 | 4564.8275 | -3391.0714 | 3557.1932
9 | 5283.7712 | 2083.1965 | -6491.0321 | -3885.3749 | 3009.4393
9 | 4780.8077 | 219.7802 | -3223.8993 | -5583.4276 | 3806.739
9 | 4241.4791 | -180.2545 | 866.6322 | -6927.8568 | 2000
9 | 3789.8674 | -512.276 | 4292.9594 | -8052.7467 | 482.1958
9 | 5184.7376 | 2619.7354 | -7326.6954 | -3138.6407 | 2660.8631
9 | -5013.2953 | 3325.0823 | 6691.9415 | -1723.3564 | -3280.3721
9 | -4988.662 | 3464.2969 | 6878.0984 | -2121.9016 | -3231.8318
9 | -4987.7756 | 3486.5731 | 6804.4088 | -2195.5912 | -3107.6152
9 | -5022.5287 | 3291.9777 | 6533.3454 | -1639.541 | -3163.2534
9 | -5209.1588 | 2554.24 | 2983.9502 | 222.8532 | -551.8846
9 | -5279.0619 | 1815.9675 | -660.1021 | 2053.4134 | 2069.7832
9 | -5179.3863 | 2797.3848 | 2695.3221 | -533.0378 | 219.7173
9 | 5166.2689 | 2632.2267 | -4800.8205 | -2914.6248 | -83.0503
9 | 5041.3779 | 1895.0346 | -8396.1303 | -1071.1003 | 2530.818
9 | -3160.1413 | 1511.2897 | -3856.3438 | 2198.9872 | 3306.2081
9 | -5270.8022 | 1590.2494 | -1797.577 | 2604.6713 | 2873.4585
9 | -5279.687 | 1452.2555 | -2242.4464 | 2922.4599 | 3147.418
9 | -5235.6331 | 1516.3949 | -2539.1043 | 2734.5562 | 3523.7862
9 | -5232.2367 | 1531.1123 | -2522.5372 | 2698.1979 | 3525.4637
9 | -4616.7447 | 1350.762 | -3140.5452 | 2970.2839 | 3436.244
9 | 4910.3224 | -4541.9722 | -813.4433 | 3128.7915 | -2683.6984
9 | 4348.0956 | -5864.5521 | 2539.569 | 358.2459 | -1381.3584
9 | 3620.9089 | -2446.4253 | 6190.2863 | -6580.2524 | -784.5175
9 | -4080.7099 | -6181.8644 | 7918.2417 | 3438.3676 | -1094.0351
9 | 3371.8663 | -2065.5987 | 6710.0981 | -7305.1224 | -711.2433
9 | 3315.5193 | -1957.4483 | 6823.6725 | -7482.0254 | -699.718
9 | -5071.299 | -6222.1351 | 8531.1398 | 3806.5849 | -1044.2907
9 | -4895.6382 | -4767.3201 | 9714.3348 | 714.3348 | -765.7112
9 | 4291.9377 | -5567.2603 | 2791.8442 | -247.263 | -1269.2586
9 | 4221.6755 | -5233.8797 | 3141.8118 | -924.1865 | -1205.4212
9 | 3625.9298 | -2464.6232 | 6160.272 | -6543.6419 | -777.9367
9 | 4216.3281 | -5207.5271 | 3167.5748 | -977.7542 | -1198.6216
9 | 4277.2717 | -5312.1688 | 2699.804 | -776.4313 | -888.4756
9 | 4034.7305 | -4338.5177 | 4065.5377 | -2742.7075 | -1019.0431
9 | 3627.5523 | -2468.3663 | 6148.6704 | -6536.2805 | -771.5758
9 | 3942.6225 | -3717.5691 | 4498.967 | -3751.8288 | -972.1915
9 | 3667.5254 | -2106.208 | 5839.9327 | -6580.2073 | -821.0429
9 | 3677.164 | -1954.4383 | 5731.991 | -6615.6783 | -839.0384
9 | -1096.5942 | -5419.3016 | 6463.341 | 988.3326 | -935.7777
9 | -4985.7133 | -5328.7149 | 8835.2946 | 2287.3653 | -808.2318
9 | -4885.6756 | -4248.2819 | 9434.3882 | 434.3882 | -734.8188
9 | -4631.5734 | -2316.0382 | 10461.0123 | -2907.5316 | -605.8692
9 | 2908.0738 | -5621.7624 | 3673.1907 | 263.468 | -1222.9701
9 | 4369.2643 | -5656.5478 | 2159.6279 | -82.7417 | -789.6028
9 | -4932.7433 | -5953.7063 | 8520.6892 | 3205.5991 | -839.8387
9 | -5036.2676 | -5959.8992 | 8584.1735 | 3248.2296 | -836.2363
9 | -4891.3295 | -4743.7604 | 9663.8382 | 663.8382 | -692.5866
9 | -5036.2035 | -5955.0994 | 8582.0679 | 3245.8627 | -836.6278
9 | 4543.4064 | -6085.8685 | 938.9804 | 765.0001 | -161.5184
9 | 3628.9287 | -2418.3775 | 6091.5151 | -6641.1972 | -660.869
9 | -5117.7261 | -6372.541 | 7601.2458 | 4134.3813 | -245.3601
9 | -4893.868 | -4673.6725 | 9518.0187 | 518.0187 | -468.4969
9 | -4730.156 | -3797.9385 | 10471.004 | -1359.9999 | -582.9096
9 | 3371.5136 | -2065.0512 | 6710.8178 | -7306.166 | -711.1141
9 | -4624.4444 | -3065.2376 | 10937.7718 | -2725.9178 | -522.172
9 | -4655.3685 | -642.9248 | 8458.3736 | -4742.6452 | 1582.5649
9 | -4898.6173 | -1750.9101 | 6870.7152 | -2129.2848 | 1908.0971
9 | 5025.4935 | -6000.926 | -2607.6882 | 2284.251 | 1298.8697
9 | 5072.6041 | -5051.153 | -3341.6216 | 1320.1705 | 2000
9 | 5183.0035 | -2819.391 | -5061.5289 | -941.4875 | 3639.4038
9 | 4769.1633 | -85.8024 | -10173.0939 | 3096.6959 | 2393.0371
9 | -3134.0721 | 811.6733 | -4557.2031 | 3634.0864 | 3245.5156
9 | 4616.9778 | -1172.1209 | -4979.3651 | 6018.3232 | -4483.815
9 | -5459.1021 | -2199.4301 | 2999.6763 | 8139.457 | -3480.6011
9 | -5457.089 | -3133.3686 | 537.4532 | 8405.1406 | -352.1362
9 | 4638.6995 | -1327.5252 | -4750.2116 | 5811.1367 | -4372.0994
9 | 4966.2465 | -2784.1929 | -1579.4194 | 2332.2203 | -2934.8545
9 | 4809.5173 | -3152.882 | -644.7167 | 1559.889 | -2571.8076
9 | 2939.5384 | -3583.6773 | 1377.7605 | 1419.0949 | -2152.7166
9 | -5179.7325 | -3867.4034 | 6508.4464 | 4436.2602 | -1897.5708
9 | -5305.3072 | -4247.8291 | 4026.5362 | 5336.2405 | 190.3597
9 | -5077.7102 | -5264.5036 | 8008.6814 | 3595.6799 | -1262.1475
9 | 4480.1819 | -2988.3378 | 1193.7281 | -677.4526 | -2008.1195
9 | 4304.2429 | -2439.4242 | 2114.1997 | -2174.2724 | -1804.7461
9 | -4960.6453 | -2629.2397 | 8164.1113 | 891.6307 | -1465.8571
9 | -4889.8879 | -2037.7806 | 8651.2773 | -348.7227 | -1374.886
9 | -4642.4001 | -575.5586 | 9806.9383 | -3436.1051 | -1152.8746
9 | -4657.7741 | -9.2099 | 8461.7224 | -4363.6806 | 568.9423
9 | -4878.1159 | -1107.2994 | 7038.0205 | -1961.9795 | 909.3743
9 | 3743.7813 | 248.7883 | 4920.709 | -7557.13 | -1356.1486
9 | 3534.7104 | 574.9046 | 5355.9131 | -8169.4191 | -1296.109
9 | -3021.4047 | 601.3325 | 9782.3293 | -6331.4463 | -1030.8108
9 | 3793.6304 | 489.5251 | 4304.478 | -7966.8592 | -620.7743
9 | 4056.4418 | 300.1881 | 2169.9986 | -7426.2785 | 899.6499
9 | -4164.6186 | 393.8303 | 8349.41 | -5318.9384 | 740.3168
9 | 3816.4524 | -49.0922 | 4018.9457 | -8013.5317 | 227.2257
9 | 5035.2802 | -3552.1063 | -3375.3327 | 414.5296 | 1477.6293
9 | -5208.9076 | -3573.4827 | 4151.903 | 3331.3091 | 1299.1782
9 | -4885.9358 | -1153.1063 | 6944.3518 | -1857.9705 | 952.6609
9 | -4628.4568 | 81.2684 | 8300.0757 | -4530.471 | 777.5837
9 | 4241.7546 | -3640.9295 | 2716.6534 | -1816.4604 | -1501.0182
9 | -4956.5286 | -3059.3852 | 8362.7506 | 1011.1166 | -1357.9534
9 | -4889.1119 | -2443.3803 | 8807.6799 | -192.3201 | -1282.8675
9 | -4640.6027 | -845.8642 | 9919.9662 | -3344.7817 | -1088.7177
9 | -4962.6676 | -3757.7031 | 8561.5557 | 1382.8082 | -1223.9932
9 | -4888.3441 | -2965.533 | 9009.9387 | 9.9387 | -1166.0003
9 | -4638.8837 | -1101.5145 | 10028.2619 | -3259.3189 | -1028.5448
9 | 3713.4924 | -737.9998 | 5290.7239 | -7125.634 | -1140.5824
9 | 3285.1333 | 46.8381 | 6147.7663 | -8438.8282 | -1040.9095
9 | -2870.3568 | 409.6504 | 9905.4691 | -6496.3568 | -948.4058
9 | -2786.9457 | 302.0964 | 9975.0804 | -6587.4012 | -902.8299
9 | 3116.6874 | -315.6021 | 6687.8816 | -8620.4852 | -868.4816
9 | 2871.7904 | -1100.8295 | 7715.9587 | -8877.1411 | -609.7784
9 | 3455.7067 | -270.7397 | 5360.1962 | -8337.1354 | -208.0279
9 | -3287.465 | 45.1635 | 9295.4254 | -6167.9708 | 114.8469
9 | 3022.9246 | -553.4152 | 6975.851 | -8725.9353 | -719.425
9 | -2356.4632 | -344.2226 | 10307.8577 | -7070.1094 | -537.0625
9 | 4463.4228 | -4614.4889 | 1117.454 | -747.3453 | -219.0426
9 | -5077.487 | -4242.0105 | 6622.0436 | 2459.0156 | 238.4383
9 | -4880.9917 | -2435.6685 | 8051.6825 | -948.3175 | 213.2951
9 | -4647.8997 | -931.0973 | 9204.735 | -3814.7381 | 189.0001
9 | -4878.0188 | -1129.095 | 7041.2972 | -1958.7028 | 924.5194
9 | -4657.2746 | -140.8006 | 8480.8941 | -4343.0369 | 660.218
9 | 3759.411 | -827.5379 | 4721.4461 | -7435.4517 | -217.8675
9 | 4594.3954 | -3851.8991 | 696.2681 | 617.2939 | -2056.0582
9 | 4698.2309 | -3573.4742 | -82.6837 | 881.8623 | -1923.9354
9 | 5059.0121 | -3959.3205 | -3024.6103 | 1651.9776 | 272.9411
9 | 5012.6957 | -4259.3288 | -5027.7314 | 2346.3042 | 1928.0601
9 | 5113.0305 | -3735.7078 | -3866.1601 | 892.7043 | 1596.1331
9 | -5332.4897 | -4561.9937 | 1910.3485 | 6057.0981 | 1927.0368
9 | -5247.1008 | -3761.8874 | 3735.504 | 3854.9141 | 1418.5701
9 | -5295.916 | -4988.1139 | 3979.5801 | 5219.6441 | 1084.8057
9 | 5081.8457 | -4615.0671 | -3320.6342 | 1631.1397 | 1222.7158
9 | 5080.708 | -4718.8197 | -3283.6621 | 1686.7482 | 1235.0256
9 | 4961.518 | -3208.956 | -1426.8074 | 2560.7587 | -2886.5134
9 | -5442.0625 | -2434.4251 | 3356.1897 | 7831.5585 | -3311.2606
9 | -5385.5376 | -2913.69 | 4427.6878 | 6710.0812 | -2838.5414
9 | -5452.3921 | -3325.2673 | 284.4014 | 8362.6444 | 130.6137
9 | 4625.9902 | -2128.5642 | -7508.2906 | 6289.1476 | -1278.283
9 | 4639.4106 | -3334.2611 | -10899.7612 | 6605.0125 | 2989.5992
9 | -1614.7802 | -4060.1439 | -6144.6615 | 7951.0982 | 3868.4874
9 | -3120.6611 | -4384.5514 | -4557.4283 | 7884.023 | 4178.6178
9 | -5416.1879 | -4485.2447 | -1536.629 | 7928.673 | 3509.3886
9 | -5377.682 | -3220.1358 | -2459.4094 | 6634.1699 | 4423.0572
9 | -5361.2006 | -2979.8306 | -2273.4179 | 6180.4899 | 4433.9591
9 | -5187.9421 | -2401.883 | 3439.7104 | 2060.6481 | 2089.4666
9 | -5184.1904 | -2381.8099 | 3479.2005 | 2007.7521 | 2079.0478
9 | -4683.4616 | 1026.8637 | 621.3286 | -1547.423 | 4582.6922
9 | -5188.1204 | -2418.5035 | 3440.6018 | 2052.0321 | 2113.99
9 | -3054.1009 | -5295.7578 | -4005.8378 | 8196.0398 | 4159.6568
9 | 4854.8714 | -4183.5183 | -8479.2687 | 4273.0025 | 3534.9131
9 | 5005.6637 | -4256.0448 | -5181.8069 | 2432.188 | 2000
9 | 5140.1673 | -3188.6171 | -4288.9224 | 337.3721 | 2000
9 | 5132.1085 | -3682.5615 | -4084.4266 | 634.8796 | 2000
9 | -5336.3309 | -4558.5668 | 1751.8749 | 6143.0227 | 2000
9 | -5195.8469 | -2583.8762 | 3479.2345 | 2300.4886 | 2000
9 | -5159.2975 | -2261.0538 | 3752.1493 | 1668.2019 | 2000
9 | -4965.6249 | -1174.373 | 4621.5616 | -481.5637 | 2000
9 | -5005.3852 | -1898.0105 | 5537.5318 | -634.1361 | 2000
9 | -5046.4668 | -1712.3107 | 4989.1858 | 128.5863 | 1641.0055
9 | 5005.9326 | -4683.8997 | -4922.0283 | 2599.9954 | 2000
9 | 5252.5518 | -916.7264 | -6039.7548 | -1964.9522 | 3668.8815
9 | 5243.8408 | -1423.8554 | -5825.0983 | -1654.0834 | 3659.1964
9 | 4855.7736 | -4611.6778 | -8205.6408 | 4433.0785 | 3528.4665
9 | 4658.2882 | -3833.2717 | -10424.1985 | 6570.5355 | 3028.6465
9 | -4219.6424 | -3451.8073 | -1613.5844 | 8271.2965 | 1013.7375
9 | 4627.8898 | -1556.1886 | -4731.7011 | 6036.6424 | -4376.6425
9 | 4635.1851 | -1757.6875 | -4585.8467 | 6026.7802 | -4318.431
9 | 4638.7991 | -2425.7361 | -4087.5963 | 5998.5374 | -4124.0041
9 | -5458.2115 | -2996.5432 | 3547.8735 | 8161.2442 | -3254.363
9 | -5425.5611 | -3920.7421 | 4627.8054 | 7522.0437 | -2803.546
9 | -5450.0701 | -5760.9592 | -75.9863 | 8534.9051 | 2752.1105
9 | -5458.8139 | -2777.9235 | 3384.4063 | 8170.361 | -3318.0298
9 | -5456.8652 | -3373.5363 | 489.6267 | 8432.4965 | -91.7217
10 | 4680.2262 | 1633.274 | -4862.4475 | 3911.8851 | -5362.9378
10 | 3560.2772 | 1532.831 | -4206.8338 | 4446.3195 | -5332.5938
10 | -5189.5858 | 2385.9736 | 2423.6399 | 5168.6212 | -4788.6488
10 | -5158.7748 | 2736.9544 | -1931.2827 | 4353.2443 | -0.14118
10 | 4652.5017 | 1435.6757 | -5148.7967 | 4334.7082 | -5274.089
10 | 4734.7911 | 1960.4897 | -11731.2771 | 3104.3939 | 1931.6024
10 | 4850.6639 | 2779.4072 | -11369.7603 | 1340.0046 | 2399.6846
10 | 1684.9619 | 2257.6594 | -9417.7353 | 3356.6156 | 2118.4984
10 | -2955.7841 | 2699.7584 | -5773.9288 | 3763.5677 | 2266.3868
10 | -5100.25 | 3455.0677 | -3765.646 | 2787.3097 | 2623.5185
10 | 3454.8341 | 3122.1866 | -10198.9788 | 1018.3865 | 2603.5717
10 | 1701.1293 | 2434.7848 | -9738.0966 | 2971.7763 | 2630.4061
10 | -2634.6444 | 2977.759 | -6557.4874 | 3073.1552 | 3141.2176
10 | -5076.9186 | 3833.7676 | -4265.1324 | 1970.2898 | 3537.9936
10 | 1468.0671 | 1294.206 | -9612.9351 | 3931.0389 | 2919.6231
10 | -2240.9126 | 1058.3664 | -6919.5494 | 4588.7946 | 3513.3009
10 | 4751.3488 | 2075.3105 | -11944.5808 | 2853.1502 | 2264.7713
10 | 4726.3469 | 1333.6933 | -11954.1805 | 3459.8209 | 2434.3194
10 | 5036.2681 | 4157.6595 | -2775.5458 | -1512.7888 | -4905.5931
10 | 4770.4356 | 5404.4837 | -1449.7591 | -4064.8441 | -4660.3161
10 | -4948.3461 | 5427.5403 | 5063.5057 | -1313.3355 | -4229.3645
10 | -4915.3298 | 4801.4064 | 5780.303 | -1852.9941 | -3813.3856
10 | 4521.509 | 4248.7033 | 81.9119 | -4973.8939 | -3878.2303
10 | -4885.109 | 4537.6809 | 6071.2366 | -2084.8825 | -3638.9259
10 | 3972.8733 | 1331.4128 | 3324.2461 | -7083.0776 | -1545.4545
10 | -4610.5922 | 1871.4113 | 8517.0229 | -4232.3875 | -1545.4545
10 | -4990.7962 | -2015.3484 | 6421.7681 | 2129.8311 | -1545.4545
10 | 5153.9021 | 4970.7702 | -4608.1597 | -3296.6946 | -2219.818
10 | 5040.5136 | 4125.9624 | -10197.3595 | -1552.7542 | 2583.6377
10 | 622.3835 | 4087.357 | -7565.5149 | -202.4929 | 3058.2673
10 | -5044.451 | 4156.6819 | -3393.1422 | 1288.6626 | 2992.2487
10 | -5059.9171 | 4027.7697 | -3999.7933 | 1557.7826 | 3474.1581
10 | -5061.1279 | 4002.1421 | -4121.6581 | 1610.7461 | 3569.8977
10 | -5063.6957 | 3999.4996 | -4115.8368 | 1617.1506 | 3562.8823
10 | -5064.1233 | 3988.474 | -4132.2432 | 1640.4253 | 3567.4672
10 | -5042.0888 | 4076.56 | -3414.5976 | 1261.8259 | 3118.3004
10 | -4886.3555 | 2415.0095 | 2626.6551 | -1714.2784 | 1558.9694
10 | -4832.8352 | 2026.7097 | 5079.099 | -2797.9726 | 524.999
10 | -4622.2887 | 3579.2879 | -3844.8342 | 990.2804 | 3897.5546
10 | -4968.7278 | 3574.8585 | -3591.8919 | 1078.6045 | 3907.1568
10 | -4920.2536 | 3176.8247 | -2993.3089 | 669.0029 | 4067.7349
10 | -4849.6714 | 2157.0397 | 2614.3201 | -1836.6657 | 1914.9773
10 | -5064.0745 | 2818.114 | -3894.2198 | 2179.6507 | 3960.5296
10 | -1875.9583 | 2431.2067 | -3968.3628 | -888.9007 | 4302.0152
10 | -1484.0286 | 1772.1687 | -3198.4876 | -1650.5223 | 4560.8698
10 | -4754.2314 | 1890.3879 | -1065.3406 | -657.3252 | 4586.5093
10 | -4937.2396 | 921.2945 | -1841.8696 | 1272.0064 | 4585.8083
10 | -5036.6331 | 366.2922 | -2289.9428 | 2374.9189 | 4585.3648
10 | -4795.5782 | 916.4484 | 489.7948 | -1176.5342 | 4565.8691
10 | -3234.1835 | -628.7637 | -4319.5165 | 3613.2664 | 4569.1974
10 | -4438.5311 | -1559.268 | -4428.2969 | 5849.5885 | 4576.5076
10 | -5151.9414 | -1253.447 | -3705.8138 | 5528.4882 | 4582.714
10 | -2586.2803 | -3071.8829 | -6059.9255 | 7261.8501 | 4456.2386
10 | -1406.9295 | -3592.0834 | -6828.1423 | 7431.0895 | 4396.0656
10 | -3507.9668 | -2898.288 | -4809.6607 | 6687.6279 | 4528.2876
10 | -3961.6786 | -2626.874 | -4334.9709 | 6363.6875 | 4559.836
10 | -3943.0555 | -2846.2608 | -4212.7035 | 6445.4129 | 4556.607
10 | -5069.5044 | 2706.5645 | -3945.1366 | 2339.9109 | 3968.1655
10 | -5114.3046 | 1223.2962 | -4113.803 | 3849.8047 | 4155.0066
10 | -5101.8203 | 2083.436 | -4234.3529 | 3280.1145 | 3972.6226
10 | 5174.651 | 2866.4183 | -8650.4485 | -2712.2396 | 3321.6188
10 | 5305.8821 | 1706.0598 | -6975.8469 | -3875.3615 | 3839.2665
10 | 5280.6847 | 105.1188 | -6583.2991 | -2922.5383 | 4120.0339
10 | 5260.5934 | -1071.0653 | -6112.4029 | -2202.9324 | 4125.8071
10 | 4730.5654 | 1990.3955 | -4542.0564 | 3144.8312 | -5323.7357
10 | 1238.0566 | 1938.9896 | -2237.7747 | 4259.7167 | -5198.9881
10 | 4729.1244 | 1978.5901 | -4741.9402 | 3167.4215 | -5133.1958
10 | 4683.6779 | 1654.6689 | -5213.1103 | 3860.5264 | -4985.7628
10 | 4783.7541 | 2305.9843 | -11644.2693 | 2359.055 | 2195.4758
10 | -2877.9208 | 3112.0146 | -6235.7287 | 2860.708 | 3140.9269
10 | 4791.9275 | 1727.8939 | -11317.8025 | 2488.9414 | 2309.0398
10 | 4697.9481 | -3160.8479 | -10525.9587 | 5609.7822 | 3379.0762
10 | 1480.8222 | 1939.4577 | -2450.8655 | 4188.0518 | -5157.4663
10 | 4790.4071 | 2414.8763 | -4167.8518 | 2233.0012 | -5270.4328
10 | 5037.0101 | 4163.3545 | -2718.855 | -1524.267 | -4957.2425
10 | 4781.5666 | 5361.9009 | -1441.9209 | -3977.4964 | -4724.0502
10 | -4959.0531 | 5382.7285 | 5086.7991 | -1214.9549 | -4295.5196
10 | -4935.618 | 4592.1371 | 5952.7528 | -1705.0217 | -3904.2502
10 | 5149.4472 | 4940.6731 | -4454.8855 | -3229.4151 | -2405.8197
10 | 5032.5562 | 4070.7193 | -10102.2454 | -1431.9843 | 2430.9543
10 | 708.6846 | 4031.3575 | -7523.9619 | -107.1414 | 2891.0612
10 | -5047.0566 | 4261.5439 | -2232.5474 | 1083.5112 | 1934.5488
10 | -5083.4482 | 3799.5752 | -3945.2881 | 2049.2148 | 3179.9463
10 | -4604.563 | 3721.8735 | -4606.1583 | 2071.2086 | 3417.6392
10 | -5076.4519 | 3881.785 | -4173.6937 | 1869.6006 | 3498.76
10 | -5068.2352 | 3982.5567 | -4085.4452 | 1654.7925 | 3516.3312
10 | -5055.7147 | 3629.7628 | -3630.2713 | 1401.1102 | 3655.1129
10 | -5047.1927 | 3412.1949 | -3292.5631 | 1224.7806 | 3702.7803
10 | -5097.9305 | 2451.6867 | -3665.449 | 2600.7897 | 3710.9031
10 | -5054.5405 | 3637.8864 | -3643.1795 | 1392.7769 | 3667.0566
10 | -5000.2287 | 3714.6635 | -3794.0798 | 1268.6578 | 3810.9874
10 | -5064.2449 | 2897.4005 | -3915.9231 | 2145.6841 | 3937.0835
10 | 5175.0635 | 4279.3828 | -4779.9367 | -3282.5406 | -1391.9691
10 | 5073.3737 | 3762.1471 | -9253.4269 | -1814.6923 | 2232.5985
10 | 5058.2128 | 3783.4947 | -9739.7741 | -1635.2368 | 2533.3034
10 | 5057.1261 | 3663.7162 | -9697.9136 | -1573.8498 | 2550.9211
10 | 5065.3922 | 3705.1646 | -9641.2827 | -1692.9295 | 2563.6554
10 | 5173.7452 | 2687.7351 | -8391.7251 | -2629.534 | 3159.7788
10 | 5301.9163 | 1554.4327 | -6756.17 | -3765.5354 | 3665.3565
10 | 5144.1893 | 2529.6396 | -8146.2815 | -2549.741 | 3022.1935
10 | 5023.0874 | 2977.4846 | -2412.3092 | -877.2778 | -4710.985
10 | 5008.3021 | 2313.4784 | -2199.5139 | -561.6712 | -4560.5955
10 | 4596.6476 | 4320.3923 | -155.9809 | -4562.1815 | -4198.8775
10 | 4294.3092 | 2916.6177 | 1704.3386 | -5666.285 | -3248.9806
10 | 3893.6641 | 786.2456 | 4072.0762 | -7206.5313 | -1545.4545
10 | 3609.0916 | -790.8406 | 5730.7858 | -8318.7957 | -230.241
10 | 4992.4488 | 307.075 | -4702.491 | -4787.4444 | 4190.4116
10 | 5247.3905 | -1419.0774 | -5924.2594 | -2033.3449 | 4129.2913
10 | 5183.8467 | 3817.2753 | -4934.3136 | -3339.9426 | -726.8659
10 | 4983.0611 | 291.53 | -1806.2845 | 560.0976 | -4028.4041
10 | 4946.8298 | -3836.0203 | -1241.8402 | 2660.3849 | -2529.3542
10 | 4657.4551 | -4653.5454 | 404.1029 | 1137.442 | -1545.4545
10 | 4431.2645 | -5317.7862 | 1674.7535 | -73.1038 | -715.128
10 | 4508.1887 | -5404.0082 | 1045.7743 | 89.4209 | -239.3758
10 | 5059.6771 | -5287.0004 | -2999.8819 | 1841.4708 | 1385.7344
10 | 4380.7504 | -5157.074 | 1933.4725 | -514.6652 | -642.4837
10 | 4458.1327 | -5283.8292 | 1360.0768 | -222.4406 | -311.9397
10 | 4184.5318 | -4218.9811 | 2913.0135 | -2403.7356 | -474.8285
10 | 3800.8674 | -2000 | 4797.1161 | -6310.5603 | -287.4232
10 | 5219.2983 | -2000 | -5486.612 | -1452.6322 | 3719.9459
10 | 5220.6184 | -2000 | -5632.8872 | -1707.8484 | 4120.1172
10 | 3724.2254 | -1554.7086 | 5173.3267 | -7092.1195 | -250.724
10 | 5247.2446 | -1422.4205 | -5921.9855 | -2030.1977 | 4127.3592
10 | 5247.2313 | -1422.8492 | -5922.491 | -2031.2148 | 4129.3237
10 | 913.8262 | 1990.5942 | -1968.797 | 4244.4051 | -5180.0285
10 | -5179.277 | 2597.2099 | 2663.0138 | 4721.0464 | -4801.9931
10 | -5138.8615 | 3101.5986 | -2253.7013 | 3569.5244 | 721.4398
10 | 4751.4584 | 1952.0941 | -4330.0415 | 2901.0785 | -5274.5894
10 | 4686.9766 | 1019.4249 | -4539.0758 | 4073.7204 | -5241.0462
10 | 4693.969 | 569.0471 | -4319.3951 | 4167.1652 | -5110.7862
10 | 4688.0157 | -1141.9475 | -3458.4847 | 4525.384 | -4612.9675
10 | -5187.666 | -88.3174 | 4013.5 | 5283.2017 | -4020.7183
10 | -4976.2792 | 2659.8831 | 6298.3734 | -424.2987 | -3557.6786
10 | -5132.8708 | 1033.9923 | -2708.6165 | 3667.0744 | 3140.4206
10 | 4973.8066 | 949.4261 | -1802.4612 | 145.0274 | -4265.799
10 | 4444.2099 | 3531.3363 | 826.5599 | -5001.6601 | -3800.446
10 | 4168.4467 | 2250.9516 | 2523.3598 | -6008.7143 | -2934.0438
10 | -4731.7292 | 2524.371 | 8190.2257 | -3275.2442 | -2707.6233
10 | 3841.8702 | 514.4288 | 4453.3655 | -7264.2099 | -1545.4545
10 | 3540.9868 | -1153.0512 | 6207.1473 | -8440.226 | -154.8569
10 | 4906.8215 | -69.0425 | -4093.9748 | -4953.6051 | 4209.8008
10 | 4079.1557 | -35.6119 | -3671.7832 | -4657.8857 | 4286.1251
10 | -4731.9218 | 112.8074 | 2571.9487 | -2233.6291 | 4280.7948
10 | -4763.0618 | -78.4099 | 2479.3934 | -1911.3064 | 4273.3847
10 | -4937.7826 | -1209.8641 | 1925.0704 | -6.9736 | 4229.5498
10 | -4379.8879 | -955.4978 | 11279.3865 | -6037.1483 | 93.1476
10 | -4681.0669 | -402.1087 | 6869.9523 | -4041.1911 | 2254.4145
10 | -4727.4236 | -62.3986 | 4045.2855 | -2845.9015 | 3590.4382
10 | -4739.9476 | -144.8929 | 4048.2976 | -2731.8595 | 3568.4024
10 | -4861.7256 | -1074.6984 | 4638.8366 | -1775.9865 | 3073.5739
10 | -4848.9005 | -1122.1301 | 5215.6546 | -2050.8776 | 2806.2537
10 | -4579.334 | 1044.2193 | 9547.9784 | -4467.4091 | -1545.4545
10 | -5052.0841 | -3788.6223 | 6942.7146 | 3443.4463 | -1545.4545
10 | 1403.0072 | 3546.8285 | 2854.9222 | -4133.6462 | -3671.1117
10 | -4883.4133 | 3349.4811 | 6845.3284 | -1868.2481 | -3443.1481
10 | -4940.9519 | 3157.3966 | 5998.0912 | -1390.889 | -2823.6468
10 | -5122.8587 | 1187.1604 | -3010.8202 | 3389.0761 | 3557.4424
10 | -4847.0393 | 3530.6409 | 7080.1411 | -2390.4518 | -3373.2909
10 | -4918.1493 | 3338.6857 | 5804.2687 | -1968.1787 | -2256.6264
10 | -4998.0093 | 2325.5932 | -1134.4841 | 179.6797 | 3627.2206
10 | -4864.6797 | 903.0724 | 4037.677 | -2368.2838 | 2292.2141
10 | -4840.5259 | 727.832 | 5144.47 | -2857.3573 | 1825.5811
10 | -4877.0391 | 3877.5009 | 6710.3573 | -2158.5628 | -3552.2564
10 | -4927.1042 | 3915.8211 | 5880.3858 | -1839.4715 | -3029.6313
10 | 4567.8155 | 3425.43 | -179.2803 | -4744.3785 | -3069.5867
10 | 5160.5525 | 2549.1788 | -4711.7655 | -2810.5227 | -187.443
10 | 5005.1958 | 1608.0001 | -8961.8701 | -507.6279 | 2856.3021
10 | -4629.3119 | 1122.356 | -3697.0573 | 3403.9169 | 3800.0964
10 | -4642.6116 | 1125.3359 | -3684.3497 | 3399.0213 | 3802.6041
10 | -5117.5784 | 1222.5939 | -3187.5634 | 3257.5794 | 3824.9686
10 | -5014.7564 | 2157.4326 | -1697.4342 | 615.3349 | 3939.4231
10 | -4530.8954 | 665.3334 | -3736.3406 | 3729.6176 | 3872.285
10 | -3539.9478 | -2056.9251 | -4043.1858 | 5324.5912 | 4315.4675
10 | -3913.2546 | -2606.0529 | -4280.0179 | 6286.4928 | 4512.8326
10 | 5109.2823 | 2129.9135 | -8248.7809 | -2007.0655 | 3016.6506
10 | 5206.8841 | 2728.5907 | -5433.563 | -3456.7993 | 954.8875
10 | 5271.2328 | 1346.3043 | -6436.0476 | -3701.8082 | 3520.3187
10 | 5292.9266 | 1474.109 | -6633.6633 | -3755.2666 | 3621.8944
10 | 5155.9934 | 2365.2629 | -7906.5844 | -2680.4229 | 3065.751
10 | 2126.1632 | 2320.9903 | -6109.8009 | -1758.9357 | 3421.5831
10 | -2130.7309 | 2264.1078 | -3548.6007 | -475.4162 | 3890.64
10 | -4984.8383 | 2269.4427 | -1531.2742 | 293.912 | 3952.7579
10 | -1701.6034 | 2084.7145 | -3567.9026 | -769.0475 | 3953.839
10 | -827.2032 | 614.3924 | -1850.3013 | -2468.235 | 4531.3471
10 | -4800.7731 | 758.0385 | 741.6507 | -1261.4174 | 4562.5012
10 | -4768.0457 | 444.0181 | 1633.0103 | -1734.377 | 4425.3944
10 | -4738.3134 | 14.4404 | 3995.1865 | -2789.8732 | 3518.5597
10 | -4987.4287 | -284.2264 | -99.8069 | 809.7937 | 4561.6683
10 | -3694.8177 | -3319.5157 | -3687.098 | 6156.4397 | 4544.9917
10 | -5014.5926 | -3089.3101 | -2658.6426 | 6206.8067 | 4555.7386
10 | -5182.012 | -3017.5416 | -2489.0941 | 6131.4525 | 4557.1951
10 | -5191.2373 | -3462.7919 | -2327.1132 | 6488.9754 | 4492.167
10 | 5187.8936 | 3578.2407 | -5033.3104 | -3362.8157 | -370.0082
10 | 4952.7382 | -738.2731 | -1474.2367 | 1081.356 | -3821.5844
10 | 4920.5017 | -4410.7252 | -972.0272 | 2950.0684 | -2487.8178
10 | 4643.3433 | -5193.7375 | 604.4305 | 1491.4183 | -1545.4545
10 | 4453.0319 | -5752.6139 | 1673.5257 | 472.8939 | -846.8376
10 | 4620.9498 | -5948.3464 | 295.785 | 821.6673 | 209.9444
10 | 3784.6803 | -2627.6177 | 5015.6942 | -5922.6336 | -250.1232
10 | -4754.6889 | -4275.4254 | 9133.8115 | 10.7274 | -114.4246
10 | -5049.8891 | -6229.7773 | 6924.0572 | 4207.4117 | 148.1974
10 | 3676.1644 | -2000 | 5548.5947 | -7027.6417 | -197.1174
10 | 5205.6097 | -2000 | -5539.9955 | -1789.505 | 4123.8908
10 | 4077.1028 | -2000 | -4992.4169 | -1311.8529 | 4227.1669
10 | -4988.7817 | -2000 | 1363.1619 | 1412.3857 | 4213.2341
10 | 3615.6473 | -1648.3946 | 5845.6533 | -7644.7665 | -168.1394
10 | 5120.7733 | -1517.6608 | -5119.3049 | -2642.315 | 4158.5075
10 | 4346.1034 | -1521.9015 | -4746.7532 | -2306.6147 | 4229.1659
10 | -4960.3116 | -1596.5382 | 1709.6573 | 632.5767 | 4214.6159
10 | -4456.7465 | -1706.0103 | 10850.318 | -4766.4272 | 78.8659
10 | -4867.5411 | -1640.3946 | 5374.0997 | -1455.6025 | 2589.4385
10 | -4490.7112 | -2000 | 10654.8099 | -4221.3691 | 57.2705
10 | -4881.7844 | -2000 | 5495.1673 | -1012.8872 | 2399.5043
10 | -5050.5011 | -6237.5126 | 6914.9096 | 4223.8615 | 149.2426
10 | 5033.2835 | -5860.8627 | -2729.048 | 2131.6298 | 1424.9974
10 | 5217.5067 | -2067.2452 | -5599.0516 | -1670.1849 | 4118.975
10 | 4776.4843 | -5711.8081 | -8272.9127 | 5256.3179 | 3951.9186
10 | 1846.2607 | -5781.9038 | -6906.6398 | 6626.192 | 4216.0909
10 | -28.3168 | -5837.4079 | -5643.5255 | 7296.1526 | 4213.0977
10 | -5234.0652 | -6034.9086 | -553.3387 | 8317.114 | 3505.1984
10 | -5218.66 | -5236.9669 | -1452.6561 | 7701.9479 | 4206.3351
10 | -5012.8276 | -6125.3297 | 7587.7163 | 3984.9902 | -434.5492
10 | -5050.3425 | -6235.4237 | 6927.9114 | 4219.5716 | 138.2833
10 | 4407.9832 | -5459.2588 | 1823.2821 | -134.7493 | -637.2572
10 | 4444.1565 | -5501.9549 | 1526.97 | -58.4825 | -410.6891
10 | -465.2255 | -5657.5049 | 4865.3999 | 1686.8111 | -429.4806
10 | -4979.8126 | -5915.4034 | 7653.0551 | 3531.3829 | -289.222
10 | -5050.0673 | -6233.0409 | 6925.5719 | 4214.4066 | 143.1297
10 | -4976.8452 | -5720.0323 | 7566.4089 | 3433.7907 | -303.3221
10 | 4374.6565 | -5299.9202 | 1986.7284 | -461.156 | -600.3087
10 | 4409.0277 | -5370.7593 | 1732.8112 | -324.0781 | -447.0015
10 | 4282.2393 | -4868.4519 | 2449.4593 | -1344.1301 | -519.1167
10 | 1670.4037 | -5380.591 | 3700.9121 | 487.7973 | -478.522
10 | -4931.6295 | -5229.4416 | 7765.3207 | 2679.1838 | -283.4335
10 | -5134.3344 | -5238.5778 | 6127.2614 | 5791.1053 | -1545.4545
10 | -5072.5848 | -5832.8497 | 7116.9709 | 4589.539 | -801.0754
10 | 4663.8461 | -2413.4411 | -3277.1095 | 5333.6854 | -4306.9808
10 | -5201.5591 | -1132.613 | 4157.877 | 5946.2115 | -3769.9163
10 | -5000.6984 | 959.8553 | 6505.9361 | 695.8778 | -3160.9709
10 | 4651.6609 | -3084.0652 | -3232.0785 | 5753.0314 | -4088.5485
10 | -4149.602 | -4102.7436 | 3516.1868 | 7645.38 | -2909.2212
10 | -5239.3647 | -4247.7544 | 4386.0407 | 7841.5184 | -2740.44
10 | -5241.1232 | -4283.3261 | 4205.937 | 7893.2352 | -2574.7229
10 | -5241.1251 | -4212.2432 | 4352.2015 | 7869.5833 | -2768.4165
10 | -5241.4554 | -4186.3876 | 4322.2824 | 7881.5659 | -2776.0053
10 | 4680.4119 | -5317.0769 | -9320.8071 | 6289.7228 | 3667.7493
10 | 1141.7958 | -5757.572 | -6691.514 | 7058.064 | 4249.2262
10 | 4783.963 | -6.8932 | -10313.2068 | 2881.6161 | 2654.5209
10 | -4496.8287 | 1072.7377 | -3821.1332 | 3465.9497 | 3779.2744
10 | 4737.0913 | -2445.1248 | -9918.2793 | 4438.1173 | 3188.1954
10 | 1185.8939 | 1930.6685 | -2159.1844 | 4229.9862 | -5187.3642
10 | 4648.3399 | 1283.4205 | -5013.0005 | 4447.2171 | -5365.9771
10 | 4626.2959 | 123.7541 | -4847.5771 | 5184.4288 | -5086.9017
10 | 5013.9735 | 2371.739 | -2428.2192 | -521.9674 | -4435.526
10 | 4995.8104 | 792.4446 | -1987.3616 | 334.9735 | -4135.8668
10 | -5202.705 | 1399.8559 | 2559.9736 | 5794.6946 | -4551.8191
10 | -4922.2184 | 4321.8262 | 5838.8568 | -1536.9907 | -3701.4738
10 | 4607.3878 | -916.8738 | -4777.7011 | 5835.1408 | -4747.9537
10 | 4969.4242 | -2703.4294 | -1734.1876 | 2060.5116 | -2592.3187
10 | 5051.1627 | -3754.4161 | -3007.5879 | 1467.3485 | 243.4928
10 | 5001.8994 | -4095.3432 | -5189.741 | 2214.5841 | 2068.6006
10 | 4807.8114 | -3982.6882 | -9379.7773 | 4576.214 | 3978.4401
10 | 2133.3349 | -4046.666 | -8132.7514 | 5826.5269 | 4219.5557
10 | -4059.3048 | -4230.0231 | -3960.0718 | 8039.7319 | 4209.6678
10 | -5204.9944 | -3814.0046 | -2774.2899 | 7584.5405 | 4208.7483
10 | -3986.5271 | -4683.1929 | -3736.8029 | 8197.5317 | 4208.9912
10 | -5235.9534 | -5232.5742 | -1759.4335 | 8394.4331 | 3833.5279
10 | -5224.2983 | -4970.5679 | -1940.1551 | 7928.2925 | 4206.7288
10 | 4808.8954 | -4846.8475 | -8834.1538 | 4908.4365 | 3963.6694
10 | -5120.0369 | -4394.0051 | 1592.6978 | 5852.1723 | 2069.172
10 | -5219.21 | -4284.5454 | -2442.128 | 8063.6093 | 3882.2741
10 | -5029.3814 | -5534.8831 | 6749.7423 | 3784.8657 | 29.6565
10 | 5077.062 | -4508.8049 | -3343.448 | 1447.9528 | 1327.238
10 | 5071.4578 | -4999.2473 | -3165.8694 | 1713.6218 | 1380.0372
10 | 5092.7124 | -3593.5215 | -3654.8882 | 887.7746 | 1267.9226
10 | 5049.4503 | -3845.9869 | -4649.3699 | 1525.2105 | 1920.696
10 | -5067.6325 | -3900.6526 | 2692.5872 | 4499.8869 | 1775.811
10 | -5006.4532 | -4904.6866 | 6554.8526 | 3136.6902 | 219.5971
10 | 5090.2352 | -4129.68 | -3574.633 | 1132.9555 | 1481.1223
10 | 5119.5859 | -3352.184 | -4073.5494 | 458.0079 | 1848.1395
10 | 5185.2498 | -2000 | -5096.5236 | -897.0979 | 2808.3716
10 | 5047.7331 | -2000 | -7925.1632 | 808.1091 | 4069.3209
10 | 3340.6074 | -2000 | -7096.8248 | 1530.6676 | 4225.5497
10 | -5076.17 | -2000 | -1196.2982 | 4059.8537 | 4212.6145
10 | 5153.3876 | -2000 | -6745.5427 | -502.0058 | 4094.1609
10 | 5221.3348 | -1254.2135 | -5658.6898 | -1642.8663 | 3334.4349
10 | 5140.0218 | -1233.7574 | -7367.03 | -642.7678 | 4103.5333
10 | 3767.504 | -1241.2707 | -6706.9631 | -47.9922 | 4228.722
10 | -5027.608 | -1311.8068 | -605.2738 | 2729.7173 | 4214.9714
10 | 5228.6439 | -1375.1713 | -6290.4158 | -1685.1162 | 4122.0593
10 | 5247.113 | -1379.8176 | -5902.3915 | -1912.2738 | 3947.3699
10 | 5217.1053 | -2000 | -5434.9044 | -1292.1063 | 3509.9054
10 | 4772.1573 | -2000 | -2101.5723 | -2311.8823 | 1641.2973
10 | -4915.8353 | -2000 | 4995.4829 | 425.5992 | 1494.7531
10 | -4898.0728 | -2000 | 5633.6191 | -16.1103 | 1280.564
10 | 4593.8257 | -1308.7184 | -1087.2375 | -3728.4619 | 1530.5921
10 | -4852.4191 | -1387.6539 | 5731.8157 | -891.7806 | 1400.0378
10 | -4882.6292 | -1584.4696 | 5502.3483 | -465.5814 | 1430.3319
10 | -4874.6928 | -1384.0961 | 5434.889 | -712.264 | 1536.1639
10 | 3771.4665 | -1508.8234 | 4847.4429 | -6819.0596 | -291.0263
10 | -4540.5371 | -1541.3132 | 9825.9103 | -3684.4772 | -59.5829
10 | 3845.8367 | -2000 | 4499.7192 | -6022.1792 | -323.3767
10 | -4588.8909 | -2000 | 9572.0305 | -2896.6548 | -86.4848
10 | 4726.3007 | -3390.2883 | -351.3182 | 780.983 | -1765.6772
10 | -963.1915 | -3599.0669 | 3194.1598 | 2913.5531 | -1545.4545
10 | -5067.863 | -3751.1766 | 5742.335 | 4455.2862 | -1378.5817
10 | -5002.3134 | -3163.7827 | 6519.6642 | 2773.6989 | -1127.2669
10 | -5036.9641 | -4894.2458 | 6814.1947 | 3870.8803 | -753.8652
10 | -5081.7058 | -3617.9543 | 5520.4646 | 4724.6501 | -1545.4545
10 | 4563.732 | -2876.7384 | 486.7499 | -628.289 | -1545.4545
10 | 4466.7391 | -2568.1523 | 983.5201 | -1476.1378 | -1405.9691
10 | -4936.1526 | -2832.5908 | 6938.3062 | 1817.6617 | -987.2245
10 | -4980.3888 | -2989.474 | 6333.3048 | 2218.6374 | -582.0793
10 | 3823.8377 | 505.4656 | 4192.9408 | -7665.5896 | -856.6546
10 | -4476.5295 | 527.2515 | 9680.8321 | -5287.5269 | -444.0272
10 | 4141.9853 | 268.5056 | 1616.8709 | -6993.2 | 965.8382
10 | -4564.2954 | 370.3265 | 8164.3291 | -4754.2007 | 783.8405
10 | -4611.2623 | 456.6238 | 7476.7075 | -4442.9446 | 1120.8756
10 | -4678.1075 | 946.4778 | 3403.6051 | -2719.3655 | 3047.3901
10 | -4875.4172 | -353.1813 | 3451.0604 | -922.6878 | 2700.226
10 | -4882.1441 | -404.5424 | 3483.6809 | -869.8869 | 2672.8924
10 | -4844.472 | -543.8671 | 5178.0121 | -1677.3454 | 1887.6724
10 | 5139.613 | 1060.2831 | -5907.2351 | -4446.5157 | 4153.8547
10 | 3341.0816 | 1132.9284 | -4989.806 | -3803.9127 | 4319.7087
10 | -4686.3659 | 1268.1477 | 698.6277 | -1595.262 | 4314.8525
10 | -4926.4824 | -206.3032 | -15.0537 | 890.1257 | 4257.7136
10 | -4985.4435 | -588.1223 | -202.1148 | 1532.7595 | 4242.9211
10 | 3652.5126 | -508.9097 | 5366.4291 | -8221.4632 | -288.5687
10 | -4421.5722 | -166.9332 | 10369.5788 | -5717.0043 | -64.0691
10 | 4660.6432 | -3808.5792 | 101.3878 | 592.0028 | -1545.4545
10 | 4957.7996 | -3537.8396 | -1395.1934 | 2538.4211 | -2563.1877
10 | 4637.7503 | -3275.0412 | -11207.6903 | 6401.9127 | 3443.0685
10 | 4665.1453 | -3396.5181 | -10935.8856 | 6110.8057 | 3556.4527
10 | 1188.6958 | -3713.8202 | -8670.5331 | 7153.0971 | 4042.5605
10 | -699.213 | -3948.8314 | -7267.7628 | 7563.0195 | 4352.7878
10 | -3077.806 | -4111.1211 | -5137.4226 | 8047.0035 | 4279.3462
10 | 4650.7255 | -3631.0163 | -10910.7778 | 6383.41 | 3507.6587
10 | 4675.4914 | -4298.7327 | -10289.2366 | 6343.3995 | 3569.0784
10 | -5247.1233 | -2057.4575 | 2778.13 | 7953.947 | -3427.4962
10 | -5240.9356 | -3593.042 | -1394.2513 | 8325.5548 | 1902.6741
10 | 4645.8758 | -1998.577 | -4017.4271 | 5790.5704 | -4420.4421
10 | 4661.3497 | -1146.957 | -4074.6116 | 5258.0464 | -4697.8275
11 | 5667.6671 | 1490.1547 | -6296.2879 | 3724.8657 | -4586.3996
11 | 5631.3684 | 1466.1839 | -5939.5555 | 3787.9078 | -4945.9046
11 | -5170.5867 | 2510.7309 | 2261.5113 | 4696.3885 | -4298.044
11 | -5130.9194 | 2990.516 | -3561.5589 | 3637.3342 | 2064.6281
11 | 5975.5651 | 3666.9133 | -11093.0149 | -963.7731 | 2414.3096
11 | 5883.8968 | 4095.4938 | -10631.0214 | -1834.113 | 2485.7438
11 | 4826.9447 | 5266.4355 | -1920.6539 | -3932.3677 | -4240.3586
11 | -4951.9736 | 5292.5068 | 4661.794 | -1186.1007 | -3816.2265
11 | -4905.2552 | 4409.7297 | 5694.6694 | -1950.7915 | -3248.3524
11 | 4090.7571 | 1901.2182 | 2635.1166 | -6592.7432 | -2034.3488
11 | 3961.5388 | 1193.6917 | 3392.5256 | -7093.2107 | -1454.5455
11 | -4603.9281 | 1740.1796 | 8578.9456 | -4260.6516 | -1454.5455
11 | -4655.3442 | 2251.7665 | 8127.766 | -3857.894 | -1866.2943
11 | -675.6137 | 4043.2861 | -6692.8949 | 150.9323 | 3174.2902
11 | -5041.4734 | 4096.3987 | -3470.1277 | 1291.9858 | 3123.2165
11 | -5043.2504 | 4102.7765 | -3425.2914 | 1279.4179 | 3086.3475
11 | -5020.0011 | 3834.0502 | -2556.0514 | 842.0076 | 2899.9946
11 | -4886.3062 | 2382.0037 | 2636.6875 | -1704.3939 | 1572.009
11 | -4833.0312 | 1983.4055 | 5080.7653 | -2779.0944 | 547.9548
11 | -4972.5987 | 3650.1778 | -3643.9783 | 1132.5814 | 3833.8178
11 | -4940.7868 | 3393.5523 | -3327.3031 | 894.8476 | 3979.69
11 | -4710.5063 | 3293.2731 | -3332.0826 | 734.485 | 4014.8308
11 | -4014.8519 | 1511.1267 | -1000.2603 | -1212.206 | 4716.1916
11 | -4719.9275 | 1536.8971 | -539.4958 | -999.2463 | 4721.7724
11 | -4729.8467 | 1328.9214 | -208.2991 | -1108.116 | 4717.3404
11 | -4989.7016 | -714.411 | -118.218 | 1121.6408 | 4700.6898
11 | -4994.9147 | 2724.4563 | -3389.2575 | 1597.2394 | 4062.4765
11 | -4941.3426 | 243.0729 | -1590.5358 | 1568.1574 | 4720.6481
11 | -5023.5373 | -476.52 | -1377.2891 | 2164.1051 | 4713.2414
11 | 5789.3547 | 3684.6731 | -10038.2483 | -2169.641 | 2733.8615
11 | 5104.9621 | 1065.5553 | -5618.9 | -4496.7847 | 3945.1673
11 | -3013.0974 | 1381.3263 | -1383.4406 | -1651.4478 | 4666.6595
11 | -4707.9506 | 1409.3076 | -176.9145 | -1189.3534 | 4664.9109
11 | -4708.5764 | 1357.5754 | 262.9905 | -1369.1074 | 4457.1179
11 | -4701.9103 | 1084.7031 | 2574.867 | -2319.4021 | 3361.7423
11 | -4628.3611 | 521.397 | 7296.4624 | -4294.0189 | 1104.5207
11 | -4882.3209 | -286.1867 | 3447.7057 | -905.3317 | 2626.1335
11 | -4843.896 | -416.6349 | 5173.1163 | -1732.8115 | 1820.2261
11 | -4929.7281 | -381.6975 | 1758.9966 | 201.0695 | 3351.3595
11 | -4714.0046 | 1275.999 | 38.0599 | -1261.2129 | 4661.1586
11 | -4975.995 | -990.7706 | 422.0938 | 966.891 | 4577.7808
11 | 5955.4463 | 2206.0526 | -10779.5841 | -129.9549 | 2748.0401
11 | 5859.7967 | -3729.9888 | -9289.4644 | 3430.5164 | 3729.14
11 | 5586.5439 | -2196.2145 | -7929.0302 | 701.8838 | 3836.817
11 | -2224.0876 | -2119.5184 | -3998.1533 | 3815.3634 | 4526.3959
11 | -4626.4855 | -2111.931 | -2306.8233 | 4522.6199 | 4522.6199
11 | -5058.7522 | -2169.8886 | -214.7171 | 3721.6789 | 3721.6789
11 | -5101.5064 | -2115.7767 | -1977.3163 | 4672.7372 | 4521.8622
11 | -5096.3028 | -2027.1597 | -1927.0382 | 4525.2503 | 4525.2503
11 | -5019.7775 | -706.1811 | -1203.2032 | 2350.3496 | 4578.8122
11 | -5096.6677 | -2136.3219 | -1810.7366 | 4521.8631 | 4521.8631
11 | 5842.2581 | -4746.9861 | -8858.3367 | 4054.794 | 3708.2707
11 | 5740.7543 | 1986.3596 | -12380.1231 | 2620.1024 | 2032.9068
11 | -198.8586 | 2561.4759 | -7879.712 | 3117.9917 | 2399.103
11 | -4659.3076 | 2983.2814 | -4379.2252 | 3513.9101 | 2541.3414
11 | -5118.4559 | 3147.0109 | -3950.8413 | 3302.663 | 2619.6233
11 | -5044.938 | 4081.1732 | -3476.2061 | 1324.8711 | 3115.0998
11 | -5069.0265 | 2896.0185 | -3943.1653 | 2265.9282 | 3850.2451
11 | -5065.3151 | 2140.1553 | -3593.1551 | 2433.7571 | 4084.5578
11 | -182.8609 | 2726.8714 | -8187.232 | 2764.222 | 2878.9995
11 | -4329.41 | 3238.2355 | -5143.8179 | 2880.5521 | 3354.4403
11 | -5096.5139 | 3507.6737 | -4423.0778 | 2536.2726 | 3475.6454
11 | -389.4274 | 1688.5278 | -8070.2584 | 3635.5962 | 3135.5618
11 | -3999.9657 | 1494.7636 | -5441.0636 | 4256.8343 | 3689.4313
11 | -5119.387 | 1914.0063 | -4389.4969 | 3734.7693 | 3860.1083
11 | 5792.1376 | 2353.5815 | -12226.4618 | 1836.0617 | 2244.6811
11 | 1431.2826 | 3363.3227 | -8618.2681 | 970.847 | 2852.8158
11 | 5748.2277 | 2039.2605 | -12480.6711 | 2506.2717 | 2186.9111
11 | 5737.0318 | 1705.8889 | -12482.8235 | 2778.4504 | 2261.4524
11 | 5684.1656 | -1081.7463 | -12008.6288 | 4549.0446 | 2857.1648
11 | -4147.9278 | 14.8055 | -5103.0119 | 5213.4039 | 4022.7303
11 | -5138.4997 | 607.0351 | -4201.1682 | 4603.6478 | 4128.985
11 | 5710.6462 | 1794.3224 | -6889.4367 | 3070.2581 | -3685.7899
11 | 5586.5783 | 1687.9404 | -5654.9965 | 3337.1523 | -4956.6745
11 | -5159.1178 | 2748.8878 | 2528.5257 | 4195.2441 | -4313.5398
11 | -5108.5793 | 3410.0717 | -3911.3636 | 2748.1016 | 2861.7695
11 | 5974.1452 | 3657.3285 | -10961.3373 | -942.3313 | 2272.1949
11 | 5892.5839 | 4038.5493 | -10549.4726 | -1716.4826 | 2334.8219
11 | 4839.1264 | 5220.0624 | -1914.6448 | -3838.4388 | -4306.1052
11 | -4963.5129 | 5243.4074 | 4684.6256 | -1079.6497 | -3884.8704
11 | -4930.7547 | 4141.403 | 5911.4151 | -1764.8711 | -3357.1922
11 | 1621.1809 | 4002.8264 | -7982.4275 | -420.2249 | 2778.6451
11 | -5039.9145 | 4282.3383 | -1725.7617 | 913.6197 | 1569.7182
11 | -4928.8547 | 3990.6231 | 5895.2652 | -1794.8943 | -3162.1393
11 | -5092.5254 | 3616.0607 | -4261.7179 | 2308.8254 | 3429.3573
11 | -5065.4132 | 3951.3629 | -3970.6756 | 1599.5755 | 3485.1504
11 | -5061.7709 | 3965.2962 | -3994.0221 | 1569.1448 | 3521.3521
11 | -5045.4379 | 3981.1586 | -4027.7699 | 1531.0175 | 3561.0316
11 | -5065.4079 | 3886.6965 | -4100.545 | 1734.3676 | 3544.8888
11 | -5051.3382 | 3601.6372 | -3518.4323 | 1332.2681 | 3635.8652
11 | -5046.9529 | 3429.626 | -3292.781 | 1225.5946 | 3684.5134
11 | -5039.0135 | 3295.1879 | -3119.9823 | 1128.2507 | 3735.5572
11 | -4450.1063 | 3013.149 | -3094.9849 | 748.0647 | 3783.8775
11 | -5109.3727 | 1402.7674 | -3160.1971 | 3040.7418 | 3826.0606
11 | -5043.8285 | 3252.2265 | -3121.0617 | 1175.2388 | 3737.4248
11 | -5045.6819 | 3086.7125 | -3168.8672 | 1331.7038 | 3796.1328
11 | -5056.5665 | 2363.7405 | -3346.8876 | 2022.4375 | 4017.276
11 | -5014.9 | 3321.8508 | -3174.536 | 1068.0121 | 3799.5731
11 | 5835.8099 | 3759.2968 | -10146.751 | -1888.137 | 2439.7814
11 | 5816.078 | 2979.1869 | -9861.2649 | -1487.2242 | 2553.2242
11 | 5769.9445 | 3441.0593 | -9687.7747 | -2092.5336 | 2569.3045
11 | 5964.5206 | 2999.7381 | -10763.0572 | -559.9502 | 2358.7488
11 | 5949.4436 | 1904.9812 | -10528.1747 | 64.9063 | 2608.8436
11 | 5787.97 | 2324.313 | -12114.4738 | 1899.4468 | 2102.744
11 | -4639.3211 | 3411.9148 | -4731.6476 | 2606.2716 | 3352.7822
11 | -5095.8396 | 3573.8001 | -4299.8519 | 2398.1781 | 3423.7132
11 | -5107.0857 | 2828.7889 | -4033.1349 | 2780.4621 | 3530.9696
11 | -5108.0064 | 2582.1001 | -3889.0311 | 2836.1689 | 3578.7685
11 | -3747.537 | 1186.3386 | -4123.4355 | 3026.665 | 3657.969
11 | -5113.4253 | 1320.3797 | -3183.0617 | 3151.4437 | 3824.6636
11 | -5137.8824 | 712.1094 | -3799.2912 | 4238.0955 | 3986.9687
11 | 5795.8472 | 1768.7512 | -11797.59 | 2023.9941 | 2208.9974
11 | 5753.3634 | -471.4229 | -11416.5219 | 3446.863 | 2687.7184
11 | 5788.3136 | 114.1325 | -10829.9972 | 2397.7609 | 2529.7903
11 | 5787.8741 | 32.9952 | -10777.5319 | 2417.1627 | 2539.4999
11 | -3697.0048 | 1124.0276 | -4122.5949 | 3036.8452 | 3658.7269
11 | -5116.8103 | 1204.8767 | -2623.1939 | 3246.0745 | 3289.053
11 | -4946.0492 | 3042.7542 | 6041.4183 | -1237.1358 | -2900.9874
11 | -5113.958 | 1206.4442 | -3111.8789 | 3180.9006 | 3838.492
11 | -5110.8652 | 1234.4702 | -3069.3537 | 3101.4545 | 3844.2943
11 | -5014.278 | 2113.0279 | -1669.0508 | 619.2927 | 3951.0082
11 | -5064.6538 | -2002.1584 | -760.616 | 3132.8726 | 4694.5556
11 | -4981.0754 | -828.2706 | 265.7183 | 847.1329 | 4696.4948
11 | 5743.8091 | -496.8753 | -7482.5004 | 3175.5167 | -939.9501
11 | 5408.7134 | -964.3424 | -4159.7763 | 3912.0328 | -4196.6276
11 | 5404.1912 | -3194.6773 | -3848.3541 | 5318.0865 | -3679.2463
11 | 5671.8476 | -3997.2201 | -6361.4155 | 5467.9776 | -781.1896
11 | 5686.4169 | -5173.5443 | -9635.8119 | 5757.8478 | 3365.0915
11 | 697.6089 | -5773.4831 | -5894.6742 | 6833.7544 | 4136.794
11 | -5220.1403 | -5993.9805 | -96.3412 | 7987.8402 | 3322.6218
11 | -5048.4153 | -6173.3415 | 6911.5302 | 4155.1944 | 155.0322
11 | -3122.1926 | -4899.0595 | -3303.8115 | 6805.3592 | 4519.7044
11 | -5194.8133 | -4660.2415 | -1631.0558 | 6969.1815 | 4516.9291
11 | -5183.1784 | -3896.3582 | -2014.8201 | 6450.8299 | 4643.5269
11 | 5800.9639 | -5632.8268 | -8372.911 | 4521.1786 | 3683.5953
11 | 5792.4336 | -5650.0825 | -8320.2387 | 4481.4375 | 3696.4501
11 | 4567.2181 | -5897.4655 | 673.3875 | 594.5732 | 62.2868
11 | 4435.81 | -5746.5747 | 1751.5587 | 322.524 | -763.3181
11 | -5000.546 | -6122.9745 | 7642.6637 | 3812.0487 | -331.1918
11 | 3907.4943 | -3242.417 | 4383.5828 | -4765.3234 | -283.3367
11 | -4858.9032 | -5096.2986 | 8485.083 | 1623.5084 | -153.3896
11 | -5021.1263 | -6182.5688 | 7280.5353 | 3940.3597 | -17.1999
11 | 4393.7076 | -5461.2836 | 1884.3818 | -263.3901 | -553.4156
11 | -4983.4136 | -6012.3215 | 7672.7945 | 3575.2194 | -252.2788
11 | 5239.8429 | -2548.3781 | -5569.0746 | -1036.5921 | 3914.2019
11 | 3840.2836 | -2852.4471 | 4713.0381 | -5451.3701 | -249.5046
11 | -4593.5347 | -2804.5312 | 10009.2993 | -2635.5339 | 24.3005
11 | -1700.7909 | -2480.2249 | -2076.0438 | 1730.0883 | 4526.9712
11 | -5039.2511 | -2469.6812 | 274.2905 | 2712.9179 | 4521.7239
11 | -4908.0271 | -2653.8036 | 5718.2307 | -200.1168 | 2043.7168
11 | -4963.1992 | -1156.8766 | 993.6464 | 551.4751 | 4574.9543
11 | -5226.4048 | -4329.5408 | 4521.2232 | 7575.0228 | -2540.3003
11 | 4850.2706 | -4541.0273 | -572.6031 | 2553.1191 | -2289.7593
11 | 4615.2707 | -5212.2476 | 753.0922 | 1298.4302 | -1454.5455
11 | 3940.4414 | -406.0504 | 3993.8424 | -6073.6879 | -1454.5455
11 | -4749.4927 | -894.6411 | 8635.4538 | -1536.7745 | -1454.5455
11 | -5124.7977 | -5256.4983 | 6254.9279 | 5580.9135 | -1454.5455
11 | -5070.6412 | -5777.2858 | 7100.45 | 4526.962 | -779.485
11 | -5053.8825 | -4006.365 | 6958.0013 | 3556.7917 | -1454.5455
11 | -5188.34 | -4658.229 | 5225.316 | 6821.7836 | -2200.5307
11 | -5042.3799 | -2892.7938 | 6860.2288 | 2924.8747 | -1849.9298
11 | -5167.3121 | 154.5724 | 3856.4763 | 4740.8843 | -3584.6208
11 | -4957.5668 | 2880.5525 | 6139.3177 | -922.0035 | -3140.2999
11 | 5906.1268 | 893.6133 | -10011.238 | 606.5828 | 2604.9151
11 | 5754.1207 | 1603.4552 | -9231.9928 | -811.2932 | 2685.7101
11 | 4511.5374 | 3392.7419 | 307.2961 | -4774.7908 | -3436.7846
11 | -4927.4928 | 3103.438 | 6317.3893 | -1388.843 | -3104.4915
11 | 5504.6113 | 2353.3084 | -7887.8525 | -2848.9281 | 2878.8608
11 | 4502.7493 | 3420.2767 | 352.9951 | -4850.1325 | -3425.8886
11 | 3808.7821 | 248.0548 | 4647.492 | -7357.9354 | -1346.3935
11 | -4544.5468 | 618.6779 | 9850.2866 | -4715.4055 | -1209.0122
11 | -4867.114 | 3404.0208 | 6709.8213 | -2253.8553 | -2992.8729
11 | 4873.0076 | -63.7905 | -3809.3794 | -4996.5734 | 3996.7356
11 | 3575.4728 | -1087.8644 | 5993.9001 | -8278.3123 | -203.1962
11 | -4398.1143 | -888.8968 | 11098.2891 | -5870.2322 | 58.9542
11 | -2308.3555 | 215.5455 | -62.6253 | -2479.5437 | 4634.979
11 | -4745.8613 | 255.7878 | 1672.5777 | -1814.9683 | 4632.4641
11 | -4739.1279 | -19.8365 | 4007.7695 | -2774.8467 | 3526.0416
11 | -4697.1908 | -341.029 | 6699.9848 | -3900.7572 | 2238.9921
11 | -4861.9077 | -952.8056 | 4601.7863 | -1812.4906 | 3025.4176
11 | -4848.3425 | -998.858 | 5210.9112 | -2104.6174 | 2740.9066
11 | -4080.5776 | 2231.689 | -2127.7507 | 30.8838 | 3945.7555
11 | -4982.0269 | 2233.85 | -1489.8237 | 272.722 | 3965.2787
11 | -4996.2597 | 2292.7776 | -1063.0773 | 150.9615 | 3615.598
11 | -4917.7092 | 3270.5603 | 5800.5283 | -1955.4446 | -2197.9348
11 | -4864.6199 | 863.0511 | 4049.8418 | -2356.2983 | 2308.0254
11 | -4840.7231 | 684.2576 | 5146.1467 | -2838.3613 | 1848.6801
11 | -3346.0691 | 350.0053 | 334.3096 | -2024.5348 | 4686.289
11 | -4760.7906 | 401.7132 | 1258.8254 | -1597.2349 | 4697.4869
11 | 5733.9819 | 1024.8358 | -7171.507 | 3088.6905 | -2676.0012
11 | 5736.6649 | 510.4714 | -7230.8498 | 3127.8332 | -2144.1198
11 | 5491.9851 | 169.1369 | -4804.6669 | 3665.6218 | -4522.0768
11 | 5486.6332 | -2470.3715 | -4436.1117 | 5329.6277 | -3909.7776
11 | 5664.424 | -3003.4607 | -6105.4131 | 5429.1928 | -1984.7431
11 | 5828.2998 | -5079.3903 | -8658.4248 | 4227.5054 | 3682.01
11 | 4448.8611 | -5357.9125 | 1467.268 | -148.6154 | -409.6012
11 | 4414.2275 | -5319.8082 | 1750.363 | -221.6744 | -623.1079
11 | 4400.1268 | -5241.4597 | 1773.7047 | -451.1968 | -481.175
11 | 4392.3351 | -5229.0689 | 1831.8078 | -479.7731 | -515.3009
11 | 4380.7301 | -5164.8382 | 1883.3741 | -607.0968 | -492.169
11 | 4321.5864 | -4924.9399 | 2215.2283 | -1089.8047 | -522.0702
11 | 4256.2218 | -4495.1159 | 2520.7691 | -1789.8994 | -491.9756
11 | -4394.8467 | -2610.4349 | 8879.746 | -1755.8241 | -118.6402
11 | -4670.962 | -2606.9015 | 9034.6073 | -1650.4758 | -106.2681
11 | -4667.6938 | -2579.9791 | 9057.3158 | -1698.9771 | -110.6658
11 | -4670.0697 | -2607.7071 | 9046.5888 | -1658.293 | -110.519
11 | 4380.6427 | -5212.2321 | 1921.5704 | -517.0688 | -572.9122
11 | 4380.8042 | -5172.3076 | 1913.6752 | -539.5919 | -582.5798
11 | -4927.4806 | -4645.9261 | 7565.0003 | 2386.1469 | -377.7405
11 | 4396.1771 | -5248.5597 | 1803.7585 | -459.188 | -492.1879
11 | 4379.391 | -5310.6455 | 1941.5597 | -461.254 | -549.0512
11 | -4934.3747 | -5103.7454 | 7658.6527 | 2646.1683 | -266.7008
11 | -4953.864 | -4895.3857 | 7246.1735 | 2678.1926 | -75.1164
11 | 4394.7587 | -5438.3751 | 1873.6488 | -274.8675 | -555.1649
11 | -4976.9363 | -5566.2014 | 7472.0536 | 3357.0395 | -285.9555
11 | 5817.6528 | -5311.1333 | -8549.7464 | 4343.5641 | 3699.6628
11 | 4923.3351 | -3839.5144 | -1104.9043 | 2517.8511 | -2496.7675
11 | 4630.0904 | -4677.097 | 549.3652 | 952.1869 | -1454.5455
11 | 5947.3936 | 2315.6718 | -10513.7806 | -207.2824 | 2457.9977
11 | 5822.8928 | 2913.4223 | -9888.4537 | -1399.6739 | 2551.8125
11 | 5815.0252 | 2950.1628 | -9848.1209 | -1473.0614 | 2555.9943
11 | 5329.918 | 3648.7043 | -6123.9615 | -3020.4196 | 165.7589
11 | 4658.5962 | 4216.4426 | -655.193 | -4403.589 | -3816.2569
11 | 3906.8594 | 780.1477 | 3996.8013 | -7120.1551 | -1563.6533
11 | 3882.543 | 647.0048 | 4139.331 | -7214.3334 | -1454.5455
11 | 3858.6039 | 520.7689 | 4315.6873 | -7240.5146 | -1454.5455
11 | -4585.6385 | 1251.1478 | 9185.9386 | -4396.9024 | -1454.5455
11 | 4513.2922 | 3473.3234 | 285.2167 | -4818.7915 | -3453.0409
11 | -4917.6291 | 3982.8112 | 6082.2795 | -1865.8377 | -3281.624
11 | 5721.2732 | 3231.9167 | -9343.0663 | -2238.6933 | 2628.5698
11 | 4958.3701 | 312.3452 | -4416.7499 | -4832.7967 | 3978.8313
11 | 3642.7576 | -725.9965 | 5523.1124 | -8160.2579 | -279.6155
11 | 5941.1295 | 1860.8277 | -10416.1929 | 52.3298 | 2561.9058
11 | 5829.7918 | -5048.8262 | -8681.668 | 4196.7794 | 3703.923
11 | 5363.4197 | -2431.0689 | -6359.7576 | -460.293 | 3887.6998
11 | 3944.8879 | -2739.2599 | 4061.74 | -4934.9179 | -332.4501
11 | 5933.1854 | 1805.6887 | -10343.4302 | 75.9959 | 2528.5602
11 | 5627.4506 | -466.0527 | -5669.7569 | 5006.0335 | -4497.6745
11 | 5620.0764 | -1039.6219 | -5554.8738 | 5326.9019 | -4352.4825
11 | 5849.3502 | -3943.9951 | -9126.7188 | 3645.6557 | 3575.708
11 | 5301.0274 | -4054.7069 | -5101.7858 | 1906.1606 | 1949.3047
11 | 4707.4464 | -3401.6418 | -249.855 | 654.0099 | -1709.9595
11 | 4525.613 | -2823.6974 | 683.6575 | -931.0277 | -1454.5455
11 | -1686.9165 | -3635.6296 | 3726.9173 | 3050.1742 | -1454.5455
11 | -5061.6525 | -3760.4022 | 5817.2151 | 4317.5918 | -1312.7523
11 | -5001.9839 | -3225.2629 | 6516.8628 | 2786.7217 | -1076.3377
11 | -5033.0297 | -4799.016 | 6780.7529 | 3773.0569 | -721.7641
11 | -5073.0279 | -3651.0133 | 5639.6173 | 4538.9693 | -1454.5455
11 | -4992.5947 | -2233.0912 | 6437.0548 | 2243.1765 | -1454.5455
11 | 4634.241 | -3868.2005 | 251.704 | 436.8009 | -1454.5455
11 | 5187.0146 | -3782.2682 | -4384.8842 | 1198.2783 | 1781.8595
11 | 4467.8054 | -2638.5326 | 978.3474 | -1439.4738 | -1368.1464
11 | -4932.4846 | -2876.0779 | 6952.8981 | 1779.5296 | -923.8651
11 | 4827.2654 | -2361.1758 | -2350.8544 | -1693.1889 | 1577.9537
11 | 4082.586 | 258.6492 | 2105.4696 | -7082.5891 | 635.8844
11 | 3830.737 | 444.726 | 4147.3718 | -7609.208 | -813.6268
11 | -4480.0525 | 464.837 | 9634.7014 | -5237.5848 | -381.901
11 | -4539.6473 | 358.8854 | 8601.1121 | -4878.2157 | 457.8656
11 | 3700.7139 | -344.4353 | 5035.4011 | -8031.9791 | -359.7005
11 | -4444.1512 | 0.59419 | 10082.6216 | -5518.2039 | -120.8607
11 | -4936.322 | -2341.6724 | 4864.408 | 1003.8557 | 1409.7307
11 | -4894.6815 | -1824.8215 | 5604.7925 | -112.2796 | 1226.9901
11 | -4913.8582 | -2397.4898 | 5767.7949 | 453.8226 | 1089.7306
11 | 3980.8952 | -2695.109 | 3810.8404 | -4731.9967 | -364.6299
11 | -5051.9441 | -3802.0823 | 3131.549 | 4111.4264 | 1611.051
11 | -4978.3192 | -3035.0388 | 6315.7132 | 2186.9149 | -489.2702
11 | -4999.755 | -4691.2406 | 6497.9179 | 2953.7253 | 239.3525
11 | -5111.2322 | -4359.3411 | 1881.2009 | 5641.0445 | 1948.3279
11 | -5025.6013 | -5399.8728 | 6717.6111 | 3684.2658 | 23.5971
11 | 5839.9509 | -4794.2516 | -8822.3927 | 4102.3097 | 3674.3837
11 | 5045.2557 | -2436.7713 | -2155.525 | 2457.6092 | -2910.5686
11 | -5189.3018 | -2556.2606 | 3755.5656 | 6809.5951 | -2819.5983
11 | -4968.3242 | 116.5349 | 6230.7556 | 909.8367 | -2288.8031
11 | 5616.946 | -1025.4507 | -5584.4087 | 5360.0497 | -4367.1363
11 | 5643.4939 | -3168.9225 | -11550.9407 | 5888.2447 | 3188.1245
11 | -2392.3062 | -4135.2831 | -5524.845 | 7621.278 | 4431.1563
11 | -5224.7081 | -4240.8194 | -2749.5991 | 8173.6561 | 4041.4705
11 | -3288.1231 | -3930.214 | -4917.2379 | 7614.6188 | 4520.9562
11 | -4873.2616 | -3747.5662 | -3637.9158 | 7739.91 | 4518.8336
11 | -5220.213 | -4004.1078 | -3021.9798 | 7992.8648 | 4253.4359
11 | -5208.7373 | -3625.7562 | -3290.6943 | 7606.6308 | 4518.5571
11 | -5212.11 | -3827.8127 | -3144.9654 | 7666.6933 | 4518.1947
11 | -4637.1556 | -3273.8889 | -4073.5197 | 7382.5592 | 4602.005
11 | -5191.6798 | -2804.8359 | -3591.0952 | 6946.3539 | 4641.257
11 | -5039.9791 | -380.4317 | -1985.8276 | 2699.6693 | 4706.5691
11 | -5198.6865 | -3220.2746 | -3297.7613 | 7078.8259 | 4637.8966
11 | 5834.8102 | -3936.0161 | -9441.6435 | 3822.7597 | 3720.0896
11 | 5836.7396 | -4792.4894 | -8891.947 | 4141.425 | 3706.2718
11 | 5681.3054 | -4169.2672 | -10605.6372 | 5819.5202 | 3274.0789
11 | -5232.4506 | -2183.6721 | 2957.4325 | 7663.4386 | -3204.7483
11 | 5619.4725 | -1095.3139 | -5535.1487 | 5356.6664 | -4345.6763
11 | 5660.9639 | -2526.8971 | -6033.9635 | 5414.8068 | -2514.91
12 | 5907.3102 | 1577.6653 | -8766.5167 | 3118.2875 | -1836.7462
12 | 5612.3761 | 1382.8981 | -5867.9967 | 3630.5163 | -4757.7938
12 | -5162.4319 | 2422.9444 | 2334.9258 | 4540.8082 | -4136.2465
12 | 5604.9614 | -1160.3832 | -5490.8664 | 5236.8439 | -4190.5558
12 | -5224.9297 | -2302.8586 | 3073.4689 | 7532.6932 | -3078.3738
12 | 4731.9994 | -3237.5112 | -299.7812 | 915.8101 | -2110.5171
12 | 5951.4716 | 1877.487 | -12442.5496 | 2450.7568 | 2162.8341
12 | -988.1006 | 2550.2374 | -7194.1879 | 3030.6979 | 2601.3533
12 | -5119.5804 | 2941.2428 | -3955.5731 | 3396.7415 | 2737.1692
12 | -5047.8219 | 3852.9927 | -3506.5423 | 1466.2993 | 3235.0722
12 | -5026.3049 | 4128.4371 | -2857.3725 | 886.7645 | 2868.4757
12 | -5062.9835 | 3127.0361 | -3806.3772 | 2051.9479 | 3690.3767
12 | -5128.0995 | 2090.2807 | -4294.3191 | 3873.4956 | 3458.6423
12 | -1056.3075 | 2703.79 | -7410.7508 | 2726.1417 | 3037.1265
12 | -5105.5884 | 3191.1199 | -4427.6758 | 2865.0854 | 3477.0589
12 | -5117.7724 | 2522.5698 | -4420.6684 | 3426.8078 | 3589.0632
12 | -1249.4783 | 1880.5058 | -7270.9303 | 3441.95 | 3197.9528
12 | -4997.0193 | 1795.1655 | -4511.7206 | 4019.8706 | 3693.7038
12 | -5143.3949 | 887.4064 | -4211.9672 | 4621.1499 | 3846.8059
12 | -5128.2341 | 1847.9865 | -4387.6211 | 3957.3113 | 3710.5574
12 | 5980.1328 | 2082.3091 | -12359.6387 | 2013.4291 | 2283.7677
12 | 269.3499 | 3212.1157 | -7750.3301 | 1283.5577 | 2985.3068
12 | 5956.1601 | 1910.6666 | -12507.4733 | 2379.3485 | 2261.2982
12 | 5949.4318 | 1721.3913 | -12502.7131 | 2538.4897 | 2293.4004
12 | 6091.2064 | 2877.7632 | -11631.4255 | 317.9357 | 2344.5202
12 | 5819.1536 | 4114.2709 | -10228.531 | -2190.4747 | 2485.5811
12 | 4792.2308 | 5242.6193 | -1757.2672 | -4209.4863 | -4068.0966
12 | -4938.5384 | 5271.9855 | 4811.729 | -1483.7917 | -3661.3845
12 | -4900.9044 | 4569.9111 | 5657.6871 | -2102.8047 | -3223.8891
12 | 3741.6442 | 551.5789 | 4779.014 | -7984.2255 | -1088.0116
12 | -4474.4131 | 957.4425 | 9852.4353 | -5352.5017 | -982.9631
12 | -2802.7856 | 4048.5923 | -5041.9217 | 412.5987 | 3383.5165
12 | -4996.9391 | 4075.3587 | -3421.4581 | 985.9099 | 3357.1287
12 | -5018.8566 | 4152.583 | -2873.3252 | 833.8817 | 2905.7171
12 | -5023.0679 | 4169.9093 | -2750.8063 | 799.57 | 2804.395
12 | -4823.5652 | 1993.6036 | 5000.3046 | -2997.0556 | 826.7127
12 | -4749.6194 | 1399.1661 | 5751.1417 | -3555.4305 | 1154.7422
12 | -4966.8387 | 3882.8557 | -3505.9524 | 919.0901 | 3670.8453
12 | 5011.1367 | 1080.3851 | -4992.2167 | -4925.8146 | 3826.5095
12 | -4675.8486 | 1443.298 | 149.9298 | -1571.4724 | 4654.0932
12 | -4675.9949 | 1435.047 | 221.3586 | -1600.4363 | 4620.0256
12 | -4662.8535 | 763.7415 | 6011.4394 | -3962.3264 | 1849.9991
12 | -4654.6055 | 677.7852 | 6747.2111 | -4266.1602 | 1495.7695
12 | -4673.8345 | 410.0003 | 6589.1821 | -4158.9215 | 1833.5735
12 | -4926.8054 | -518.1881 | 1898.7021 | 180.3183 | 3365.973
12 | -4836.5109 | -317.1909 | 5110.3424 | -1933.3566 | 1976.7159
12 | -4770.6855 | 61.4735 | 5687.9436 | -2793.5427 | 1814.811
12 | -4676.8678 | 1421.0709 | 183.5436 | -1582.5087 | 4654.762
12 | 5959.979 | 1950.4081 | -9493.392 | 2316.0974 | -733.0925
12 | 5566.0269 | 1612.614 | -5573.6809 | 3163.5653 | -4768.5253
12 | -5150.6089 | 2668.4208 | 2609.5369 | 4024.257 | -4151.6058
12 | 5998.776 | 2216.3299 | -12115.0436 | 1728.6452 | 2171.2925
12 | -5097.2256 | 3366.8233 | -4192.859 | 2495.6537 | 3427.6075
12 | -5103.1923 | 1966.7169 | -3281.6988 | 2831.8223 | 3586.352
12 | 6005.8422 | 1673.8667 | -11769.3449 | 1858.0105 | 2231.6256
12 | 5996.2079 | -81.8644 | -10625.0707 | 2279.7675 | 2430.9597
12 | -4291.3066 | 1092.0883 | -3349.583 | 2965.1725 | 3583.6287
12 | -5108.6733 | 1140.3998 | -2497.1794 | 3083.1273 | 3382.3256
12 | -5107.0163 | 1148.8759 | -2764.996 | 3042.7439 | 3680.3925
12 | 5988.2073 | -178.0704 | -10026.8078 | 2417.4581 | 1799.2128
12 | 5386.9433 | -1016.849 | -4064.8268 | 3738.9929 | -4044.2603
12 | 5380.2206 | -3322.7737 | -3722.8929 | 5195.4069 | -3529.9608
12 | 5892.0092 | -4857.3241 | -8528.1438 | 5482.0151 | 2011.4435
12 | 5896.1851 | -5194.4858 | -9466.6614 | 5565.0986 | 3199.8634
12 | 571.7688 | -5822.1819 | -5438.9398 | 6710.2495 | 3979.1034
12 | -5212.9156 | -6034.4714 | 238.0163 | 7837.5766 | 3171.7941
12 | -5049.9459 | -6192.4588 | 6924.5402 | 4196.2602 | 121.6043
12 | -5184.4595 | -4542.512 | -1500.2483 | 6695.2517 | 4531.9681
12 | 5928.8645 | -5324.1954 | -9102.3097 | 5211.7587 | 3285.8819
12 | 5742.7372 | -5693.8445 | -7948.6271 | 4350.2268 | 3549.5075
12 | 4480.5984 | -5932.6272 | 1326.3107 | 359.3331 | -233.6149
12 | 4357.9374 | -5791.7803 | 2332.7145 | 105.3925 | -1004.2641
12 | -4966.0455 | -6168.1205 | 8125.4477 | 3562.445 | -553.7267
12 | 3887.6294 | -3549.0927 | 4663.6528 | -4452.1964 | -549.9931
12 | -4862.3856 | -5414.6943 | 8736.4399 | 1956.4139 | -415.7739
12 | -4981.782 | -6213.6887 | 7848.5495 | 3660.5568 | -313.6356
12 | 4321.4024 | -5534.8758 | 2439.5938 | -422.7007 | -803.4196
12 | -4953.5269 | -6086.5084 | 8144.0953 | 3387.7794 | -491.8394
12 | 5007.0967 | -1592.6665 | -4275.9819 | -2965.2361 | 3826.7878
12 | 3607.17 | -1912.8693 | 6034.1271 | -7326.6866 | -401.7412
12 | -4452.7526 | -1865.4668 | 11076.6997 | -4630.2511 | -128.2293
12 | -2910.8125 | -1515.1072 | -212.4967 | 139.4394 | 4498.977
12 | -4956.8123 | -1523.1437 | 1644.0494 | 528.7932 | 4307.1134
12 | -4867.97 | -1655.5828 | 5377.7452 | -1440.8186 | 2586.6263
12 | -4941.0851 | -1267.5499 | 1820.1867 | 87.1132 | 4301.3351
12 | -4846.2547 | -1056.4556 | 5193.1646 | -2132.7427 | 2842.2884
12 | -5075.8769 | -2956.7921 | -278.8195 | 3705.4732 | 4606.0154
12 | -4968.209 | -1097.0013 | 797.702 | 645.07 | 4622.4383
12 | -5009.4122 | -1294.5456 | -367.7207 | 2019.8405 | 4651.838
12 | -4995.4725 | -1040.8977 | -247.1939 | 1628.7072 | 4654.857
12 | -4821.7088 | 158.9068 | 336.2053 | -334.8658 | 4661.4625
12 | -4969.23 | -1095.8321 | 678.8709 | 885.5657 | 4500.6255
12 | -4977.603 | -1041.7587 | 385.0445 | 998.2164 | 4636.1009
12 | -5218.9133 | -4440.9059 | 4658.9583 | 7442.3375 | -2441.4766
12 | -5083.297 | -5598.1566 | 7208.0242 | 4754.1168 | -1280.6875
12 | 4407.2884 | -5637.771 | 2062.6668 | 379.5353 | -1211.7195
12 | -5053.4116 | -5721.0144 | 7470.0986 | 4461.7336 | -1157.4063
12 | -5158.9222 | 95.3561 | 3950.0365 | 4570.4501 | -3456.9205
12 | -4958.524 | 2698.9408 | 6147.4537 | -839.7704 | -3048.1002
12 | 6017.6506 | 74.1549 | -10485.5038 | 1951.4708 | 2442.2275
12 | 5690.0502 | 1598.5839 | -8801.821 | -1094.0296 | 2607.2165
12 | 4502.0924 | 3262.4343 | 355.0485 | -4794.3916 | -3325.1836
12 | -4920.4255 | 2980.6983 | 6374.3329 | -1430.1106 | -3004.4951
12 | 5427.1976 | 2386.2656 | -7381.454 | -3231.4704 | 2799.4612
12 | 4460.5946 | 3392.0418 | 571.7055 | -5148.349 | -3275.9929
12 | 3523.8899 | -790.4975 | 6399.4645 | -8513.9127 | -618.9443
12 | -4393.9222 | -399.3668 | 11288.7192 | -5977.7211 | -517.709
12 | -4840.1338 | 3380.1367 | 6900.0123 | -2577.7632 | -2862.252
12 | 4778.4083 | -49.7634 | -3177.0065 | -5427.7849 | 3876.1465
12 | 3479.2247 | -1058.6964 | 6652.2929 | -8694.4999 | -378.3214
12 | -4350.4962 | -862.2344 | 11645.6854 | -6323.6958 | -109.2589
12 | -2445.9749 | 220.8907 | 657.9159 | -2926.1755 | 4493.3439
12 | -4710.6048 | 207.4428 | 2709.4552 | -2487.4008 | 4281.1075
12 | -4702.0967 | -227.1789 | 6458.1135 | -4016.5537 | 2487.7158
12 | -4730.3722 | 453.1872 | 1640.3621 | -1990.7835 | 4627.6064
12 | -4689.191 | 1035.6879 | 763.2179 | -1775.6103 | 4665.8955
12 | -4950.1233 | 2268.4349 | -1078.0355 | -136.5848 | 3896.3087
12 | -4975.2984 | 2369.9618 | -325.1448 | -349.8904 | 3280.3718
12 | -4906.5303 | 3208.9353 | 5705.5079 | -2188.2908 | -1819.622
12 | -4835.5966 | 846.0035 | 5102.5713 | -3008.4778 | 1895.4997
12 | -3881.7413 | 1138.047 | -3548.7225 | 2746.6814 | 3545.7354
12 | -5104.8583 | 1184.4662 | -2357.2468 | 2981.9658 | 3295.673
12 | -4943.8355 | 2905.7978 | 6022.6019 | -1241.6609 | -2742.9032
12 | -5107.0114 | 1148.9281 | -2764.9328 | 3042.6167 | 3680.3995
12 | -5006.4441 | 2061.2783 | -1373.113 | 458.9737 | 3859.3051
12 | -5101.3297 | 2068.4179 | -3316.9565 | 2771.2967 | 3578.5716
12 | 6090.6074 | 2873.9851 | -11512.0184 | 326.8742 | 2220.5517
12 | 5831.2628 | 4052.6219 | -10172.6688 | -2064.1163 | 2352.9004
12 | 4805.2174 | 5194.2062 | -1754.3929 | -4111.5249 | -4133.5058
12 | -4950.4572 | 5220.8865 | 4832.0808 | -1373.0551 | -3729.4551
12 | -4923.5106 | 4327.3352 | 5849.84 | -1938.2126 | -3315.4521
12 | 2860.2533 | 4028.7145 | -8384.1254 | -1164.4449 | 2659.6025
12 | -5018.0465 | 4370.7927 | -890.6353 | 389.6831 | 1148.206
12 | -4921.3165 | 4155.5787 | 5831.1906 | -1973.1745 | -3092.2783
12 | -5080.9006 | 3574.968 | -3994.2326 | 2055.6432 | 3444.5221
12 | -5052.9413 | 3920.9153 | -3674.3493 | 1324.0178 | 3482.3574
12 | -5051.0232 | 3944.922 | -3616.4249 | 1273.5053 | 3449.0207
12 | -5062.6473 | 3710.9085 | -3958.5989 | 1765.4688 | 3544.869
12 | -5042.9734 | 3970.6141 | -3632.0158 | 1217.2106 | 3487.1644
12 | -5043.132 | 3971.1799 | -3628.0139 | 1216.0962 | 3483.8698
12 | -5047.4823 | 3989.3079 | -3500.2571 | 1180.1779 | 3378.2535
12 | -5042.8181 | 3967.3492 | -3627.1036 | 1214.6209 | 3487.9516
12 | -5051.1109 | 3859.5545 | -3592.3663 | 1288.2541 | 3495.6685
12 | -4998.5394 | 4017.34 | -3706.1888 | 1106.1131 | 3581.275
12 | 5786.9762 | 3860.9404 | -9853.8207 | -2193.7969 | 2399.7009
12 | 6079.4438 | 2209.4011 | -11290.2831 | 731.1358 | 2270.3024
12 | 5978.38 | 1343.6407 | -9715.8144 | 2330.632 | 63.1617
12 | 5981.063 | 829.2763 | -9775.1572 | 2369.7747 | 595.0431
12 | 5471.4656 | 118.3749 | -4722.1183 | 3489.833 | -4357.5552
12 | 5463.5372 | -2601.0904 | -4318.8626 | 5207.4378 | -3751.0221
12 | 5884.5857 | -3863.5647 | -8272.1415 | 5443.2304 | 807.8901
12 | 5956.9851 | -4780.6999 | -9400.0492 | 4912.3309 | 3311.433
12 | 5785.2129 | -5121.8399 | -8335.3442 | 4117.2446 | 3554.7265
12 | 4369.7728 | -5389.6256 | 2066.1416 | -358.3891 | -687.8996
12 | 4340.3626 | -5357.7229 | 2306.2494 | -420.8008 | -868.0883
12 | 4296.2902 | -5215.0498 | 2529.0928 | -812.5118 | -797.8214
12 | 4325.0038 | -5454.8757 | 2402.6392 | -462.9703 | -809.797
12 | -4945.9739 | -5579.8164 | 7919.0271 | 3138.5535 | -531.7903
12 | 5131.132 | -1475.3546 | -5069.8807 | -2387.1618 | 3801.2651
12 | 3710.9605 | -1800.188 | 5389.326 | -6811.6845 | -488.414
12 | 4453.8779 | -5003.4763 | 1685.0956 | 209.7725 | -1345.2698
12 | 6060.4347 | 1509.2108 | -11011.6837 | 1113.5927 | 2328.4455
12 | 5752.5118 | 2942.074 | -9429.1324 | -1748.9777 | 2483.5243
12 | 5172.7049 | 3754.15 | -4959.9366 | -3555.0144 | -411.9039
12 | 4624.936 | 4212.3305 | -493.6594 | -4673.9867 | -3669.6203
12 | 3604.6212 | -343.5411 | 5854.2838 | -8339.9597 | -775.4042
12 | 4511.088 | 3641.1515 | 245.8247 | -4998.6795 | -3399.3847
12 | -4908.3818 | 4147.9346 | 6047.5859 | -2054.3922 | -3232.7465
12 | 5645.7856 | 3261.8969 | -8852.4199 | -2616.8441 | 2561.5815
12 | 4864.0395 | 326.651 | -3786.3524 | -5263.2507 | 3858.9126
12 | 3545.7352 | -697.131 | 6187.6095 | -8578.0435 | -458.1702
12 | 5836.7333 | -1855.3294 | -7667.0026 | 5366.6391 | -1681.0404
12 | 5853.2956 | -3192.5676 | -11389.3164 | 5696.1618 | 3032.4266
12 | -2588.4239 | -4187.7631 | -5003.4717 | 7511.7679 | 4267.8907
12 | -5217.4723 | -4284.2453 | -2423.3841 | 8024.1204 | 3900.9813
12 | -5204.5394 | -3606.1732 | -3213.3981 | 7504.9517 | 4519.159
12 | 5891.0908 | -4191.5991 | -10440.3574 | 5627.1137 | 3113.7521
12 | 5982.9072 | -3707.0171 | -9944.238 | 4294.758 | 3373.5899
12 | 5846.2471 | -3978.4243 | -9097.1703 | 3662.196 | 3567.1516
12 | 5234.525 | -4094.1554 | -4601.877 | 1727.9255 | 1733.5819
12 | 4667.3114 | -3478.8712 | 28.9118 | 524.2367 | -1741.5886
12 | 4549.6658 | -3162.8914 | 717.4213 | -317.4914 | -1786.7043
12 | 3703.3263 | -3484.4557 | 827.5591 | 819.6471 | -1866.0767
12 | -5050.4363 | -3791.8578 | 6353.2741 | 4073.8419 | -1584.8219
12 | 4611.1182 | -3629.9731 | 450.4694 | 381.1373 | -1812.7519
12 | 4490.8756 | -4323.3575 | 1287.5901 | 33.3096 | -1488.4178
12 | -5047.882 | -3877.4445 | 6446.2963 | 4024.0934 | -1545.0632
12 | -5036.7641 | -4291.5331 | 6812.4948 | 3814.0949 | -1298.2925
12 | -5059.2098 | -4871.8995 | 7003.2829 | 4263.7479 | -1335.9216
12 | 5052.478 | -3661.6582 | -3454.953 | 602.8737 | 1461.2596
12 | 4368.4479 | -2596.9054 | 1663.5462 | -1863.1965 | -1571.8921
12 | 3940.2797 | -538.3491 | 3803.8684 | -5984.4996 | -1221.2994
12 | 1382.2293 | -2660.0882 | 3609.1366 | -870.5518 | -1460.7259
12 | -4880.0356 | -2820.2789 | 7569.242 | 1280.1928 | -1149.1203
12 | -5036.1519 | -3663.1323 | 6530.5909 | 3707.1541 | -1538.4608
12 | -5022.3161 | -3538.9854 | 6689.6872 | 3352.1611 | -1480.5468
12 | -5021.6333 | -3458.2667 | 6683.8832 | 3309.7774 | -1513.7606
12 | 4344.8669 | -3067.8364 | 1893.3133 | -1719.0249 | -1451.3189
12 | 4488.7054 | -1438.6723 | -264.2795 | -3920.9298 | 1135.1762
12 | 3994.9112 | 291.1945 | 2696.2924 | -7481.0493 | 498.6513
12 | 3730.4202 | 484.1829 | 4842.5476 | -8029.6055 | -1027.5452
12 | -4431.6774 | 501.9323 | 10203.7275 | -5692.9771 | -581.0053
12 | -4495.3146 | 390.0763 | 9097.4156 | -5311.3998 | 319.2226
12 | 3601.8785 | -322.5694 | 5714.7318 | -8453.6585 | -540.3824
12 | -4395.3613 | 18.8028 | 10651.3849 | -5979.2173 | -295.6091
12 | -4790.5189 | -1420.8306 | 6596.2473 | -1356.7365 | 971.8387
12 | -5025.4679 | -3681.9077 | 3946.6318 | 3471.2427 | 1289.5011
12 | -4972.7923 | -3136.5605 | 6268.7346 | 2095.479 | -254.8608
12 | -4907.7408 | -2195.2822 | 5715.7972 | 307.22 | 1080.0058
12 | -4987.9812 | -4328.4909 | 6397.8406 | 2641.248 | 277.3836
12 | 4369.6998 | -4928.9307 | 1898.8916 | -806.7088 | -532.9519
12 | 4297.4567 | -4573.8181 | 2413.9907 | -1176.7151 | -960.9143
12 | -4877.9682 | -4062.5664 | 7973.0545 | 1713.7718 | -746.2917
12 | 3774.2909 | -1726.2617 | 4946.9625 | -6462.9796 | -532.0121
12 | 3760.2671 | -1651.7127 | 5022.5888 | -6587.8526 | -543.2906
12 | -4464.159 | -775.1922 | 10335.6569 | -4803.9712 | -292.3345
12 | 3769.268 | -1728.3816 | 4983.5618 | -6481.1015 | -543.3468
12 | -4538.6253 | -1643.9433 | 9999.1768 | -3529.0761 | -287.5321
12 | -4566.4688 | -1618.2823 | 9623.5947 | -3286.4766 | -152.3669
12 | 4296.122 | -5213.7023 | 2529.8074 | -814.4731 | -797.7539
12 | -4892.8024 | -5000.6205 | 8150.7699 | 2249.2716 | -506.6187
12 | -4932.2478 | -4577.2609 | 7310.9103 | 2310.0483 | -111.45
12 | -5101.6164 | -4396.5593 | 2330.0982 | 5435.4909 | 1732.5866
12 | -5024.2088 | -5318.0347 | 6705.7751 | 3664.8532 | -28.3847
12 | 5355.1365 | -1240.495 | -6645.3276 | -1221.5766 | 3752.2628
12 | -5035.5795 | -1138.7135 | -1312.7936 | 2852.7063 | 4634.3803
12 | -4874.9651 | -1378.1447 | 5437.2037 | -708.0752 | 1523.9813
12 | -5019.652 | -870.7961 | -1150.1683 | 2402.3781 | 4638.2384
12 | 5969.0763 | -4501.1364 | -9570.8734 | 4783.908 | 3319.0254
12 | 5881.1255 | -3387.0011 | -8200.6919 | 5428.8443 | 277.7231
13 | 6147.1316 | 1771.9658 | -11344.7868 | 2266.782 | 1158.9074
13 | 5522.0298 | 1333.9676 | -5201.8438 | 3361.8214 | -5015.9749
13 | -5193.3725 | 2374.5769 | 2955.1531 | 4258.2502 | -4394.6077
13 | -5004.6814 | 4777.2595 | 5039.7921 | -819.641 | -3992.7292
13 | 5514.2971 | -1035.136 | -4847.0904 | 4850.4928 | -4482.5635
13 | 4874.2533 | -2562.535 | -1043.9239 | 1678.7152 | -2946.5096
13 | 4275.1591 | -2336.1409 | 2298.3595 | -2365.9234 | -1871.4543
13 | 4464.0991 | -3892.5316 | 1498.425 | -140.6659 | -1929.3265
13 | -5252.8993 | -2176.7841 | 3671.3255 | 7124.6458 | -3366.2879
13 | -5125.2778 | -3267.6008 | 6064.8615 | 4595.4977 | -2267.4806
13 | 6198.8089 | 2142.1701 | -12149.8646 | 1477.9019 | 2330.9838
13 | 6191.0873 | 2189.133 | -12120.5938 | 1381.9206 | 2358.4529
13 | 5782.0701 | 4050.6656 | -10012.8649 | -2393.1042 | 2573.2333
13 | 4696.8699 | 5222.7264 | -1068.2669 | -4532.6354 | -4318.694
13 | -4939.0306 | 5252.4026 | 5433.0025 | -1831.9448 | -3914.4296
13 | 3703.3949 | 773.8243 | 5107.9998 | -8105.9382 | -1479.2808
13 | -4458.5593 | 1173.3606 | 10151.769 | -5494.4333 | -1372.137
13 | -1782.0674 | 3993.1626 | -5477.1591 | -104.132 | 3370.1958
13 | -4976.8637 | 4031.9552 | -3118.2029 | 730.7469 | 3332.3645
13 | -5044.6116 | 4268.8112 | -1409.6061 | 254.9268 | 1930.4797
13 | -4974.8562 | 5157.0369 | 4786.2775 | -1622.2723 | -3346.1859
13 | -4896.7038 | 2553.6381 | 4121.9822 | -2525.9268 | 747.0103
13 | -4932.1211 | 3745.1093 | -3238.3789 | 629.1879 | 3796.2029
13 | 4983.2696 | 1038.8119 | -4840.8598 | -5100.9204 | 3919.6986
13 | 4063.6842 | 324.671 | 2116.4945 | -7413.1598 | 908.31
13 | -2033.7575 | 1303.2441 | -1129.3727 | -2665.6782 | 4525.5644
13 | -4654.3269 | 1287.162 | 1249.113 | -2159.7694 | 4277.8212
13 | -4665.0183 | 684.1568 | 6469.3209 | -4276.5268 | 1788.0674
13 | -4672.614 | 1572.0896 | 1.8943 | -1583.6374 | 4682.2675
13 | 537.8816 | 3341.427 | -7536.8687 | 593.4279 | 3064.1323
13 | 6199.8068 | 2149.3193 | -12163.6279 | 1462.6674 | 2351.8343
13 | 6199.3376 | 2120.0534 | -12158.1013 | 1480.1926 | 2358.5177
13 | 6158.2249 | 1851.4357 | -12268.5404 | 2097.4372 | 2161.4427
13 | -1060.5943 | 2555.2297 | -6804.5326 | 2695.5991 | 2614.298
13 | -5148.6635 | 2943.8744 | -3597.5107 | 3055.0821 | 2747.2176
13 | -5108.6733 | 3453.0873 | -3343.6332 | 1978.8986 | 3020.3206
13 | -5135.7389 | 2143.0106 | -3874.6919 | 3029.0788 | 3838.3414
13 | -1040.6591 | 2730.6623 | -7138.6736 | 2323.0699 | 3125.6006
13 | -1229.4069 | 1740.163 | -7000.8174 | 3173.4641 | 3316.5973
13 | -5161.6716 | 1634.4409 | -4105.6908 | 3786.4099 | 3846.5117
13 | 6165.787 | 1905.609 | -12373.0335 | 1981.9976 | 2319.64
13 | 6154.9631 | 1598.0627 | -12364.9397 | 2239.2322 | 2372.6817
13 | 6199.241 | 2145.2658 | -12063.2585 | 1471.3051 | 2247.4465
13 | 6186.3611 | 2202.5548 | -11977.3236 | 1355.2119 | 2233.1958
13 | 5475.2418 | 1565.8558 | -4904.2467 | 2890.379 | -5027.2299
13 | -5181.5145 | 2621.8419 | 3232.3891 | 3737.8418 | -4410.5582
13 | -5012.524 | 4778.3276 | 5106.4537 | -819.6256 | -4052.6317
13 | 5794.1139 | 3987.5567 | -9952.9804 | -2264.6022 | 2435.912
13 | 4709.9714 | 5173.4527 | -1064.6792 | -4433.3648 | -4385.3801
13 | -4954.2656 | 5200.4827 | 5456.3986 | -1719.0171 | -3983.5985
13 | 4130.788 | 3974.1967 | -8954.836 | -1759.7701 | 2609.6213
13 | -5048.3868 | 4352.5517 | -329.0483 | 80.9154 | 943.968
13 | -4986.4323 | 5114.5158 | 4884.6748 | -1530.0455 | -3482.7128
13 | -4974.0892 | 4144.3206 | 4779.7586 | -1727.1148 | -2222.8751
13 | -5112.2358 | 3435.6351 | -3872.7248 | 2016.411 | 3532.9146
13 | -5115.1263 | 3516.6027 | -3553.1664 | 1847.9438 | 3303.7462
13 | -5124.3346 | 3237.3172 | -3779.2562 | 2114.6524 | 3551.6213
13 | -5017.6292 | 3907.2372 | -3471.8911 | 1003.209 | 3579.0741
13 | -5069.171 | 4088.8925 | -2164.4713 | 638.1619 | 2506.5879
13 | -4979.5669 | 3947.2465 | -3536.8892 | 908.6401 | 3660.5695
13 | 5768.8781 | 3878.0389 | -9771.334 | -2338.5403 | 2462.9572
13 | -5121.8091 | 3385.249 | -3917.312 | 2124.5086 | 3529.3635
13 | -5125.8149 | 3381.4985 | -3875.9554 | 2133.499 | 3486.7727
13 | -5129.7894 | 3228.8388 | -4127.3704 | 2453.8362 | 3574.4848
13 | -5133.5705 | 3217.5677 | -4103.5143 | 2478.4871 | 3541.03
13 | -5135.0901 | 3109.2546 | -4123.6022 | 2554.1712 | 3595.2665
13 | -5125.9326 | 3285.0832 | -3849.208 | 2148.7063 | 3541.3509
13 | -5126.928 | 3047.3869 | -3694.4555 | 2205.3118 | 3568.6848
13 | -5015.8403 | 2910.8164 | -3692.6926 | 2227.4623 | 3570.2542
13 | -5128.2866 | 2833.0994 | -3496.8667 | 2268.8421 | 3523.2117
13 | 6102.3628 | 1114.466 | -11206.9173 | 1621.7114 | 2368.3771
13 | 5381.5046 | 87.8716 | -4061.4619 | 3209.9525 | -4617.8668
13 | 5373.1346 | -2476.5091 | -3677.4674 | 4821.33 | -4040.4881
13 | 6043.1799 | -4487.0975 | -9969.5841 | 5195.3232 | 3218.1785
13 | 5775.54 | -5020.9855 | -8312.1648 | 3954.5698 | 3603.0404
13 | 4245.8214 | -5303.4847 | 2933.5274 | -876.7755 | -999.0887
13 | 4242.34 | -5299.7082 | 2961.9503 | -884.1635 | -1020.4186
13 | 4237.1957 | -5283.0691 | 2987.9816 | -929.8407 | -1012.2675
13 | 4240.5207 | -5311.175 | 2973.3781 | -889.155 | -1013.5687
13 | -4899.2482 | -5447.9501 | 8425.8702 | 2653.9533 | -732.6252
13 | 4842.056 | 246.1255 | -3663.5418 | -5375.8162 | 3951.1764
13 | 4415.4505 | -4761.9241 | 2013.1305 | 75.4661 | -1742.123
13 | 5730.6918 | 2846.2578 | -9298.0281 | -1836.8578 | 2557.9362
13 | 5113.7134 | 3722.9909 | -4560.4955 | -3798.2682 | -477.9405
13 | 4531.9971 | 4201.4635 | 179.62 | -4988.9566 | -3924.124
13 | 3564.2691 | -132.1407 | 6195.8223 | -8469.6535 | -1158.2971
13 | 4404.0532 | 3557.9584 | 1010.2665 | -5353.9623 | -3618.3158
13 | -4858.2331 | 4058.7116 | 6711.1922 | -2456.8158 | -3454.8549
13 | 5610.8578 | 3205.6989 | -8650.9742 | -2812.3769 | 2646.7944
13 | 4836.2751 | 285.1576 | -3635.7722 | -5438.0984 | 3952.4379
13 | 4776.5107 | 238.7451 | -3183.6096 | -5588.3722 | 3756.726
13 | 3463.2414 | -735.7833 | 6768.7835 | -8877.2465 | -618.9951
13 | 4824.3569 | 232.7407 | -3550.9668 | -5460.9938 | 3954.863
13 | 1101.7641 | 162.8898 | -1269.9596 | -4276.5232 | 4281.8289
13 | -4705.1464 | 90.6358 | 4085.9461 | -3187.2339 | 3715.7983
13 | -4694.1246 | 135.9728 | 6289.4604 | -4123.1448 | 2391.8362
13 | 6000.3551 | -43.2481 | -10377.3523 | 1906.4375 | 2513.8079
13 | 5296.9766 | -1044.9491 | -3405.1638 | 3456.1661 | -4303.0298
13 | 5289.9474 | -3198.5323 | -3082.6828 | 4809.4111 | -3818.1435
13 | 5946.2123 | -5167.7701 | -9245.3931 | 5175.7126 | 3291.2383
13 | 1443.0868 | -5702.674 | -5841.7528 | 6141.0474 | 3960.2926
13 | -5240.6682 | -5949.9764 | 723.1727 | 7438.472 | 3029
13 | -5113.2455 | -6069.6411 | 5962.5866 | 4590.1112 | 630.1888
13 | -4743.1892 | -4320.0326 | -1617.3089 | 6119.4226 | 4561.1081
13 | -5209.791 | -4316.2051 | -1183.2399 | 6193.9975 | 4515.2385
13 | -4986.7753 | -1580.8552 | 2361.9957 | 227.192 | 3978.4427
13 | -4925.8862 | -1378.5594 | 4370.0323 | -1220.394 | 3154.8073
13 | -5206.5148 | -4113.2126 | -1322.9295 | 6052.074 | 4590.5829
13 | -5045.8798 | -1338.2127 | 282.7379 | 1486.0131 | 4615.3416
13 | -5212.2241 | -4013.314 | -1670.9266 | 6292.8506 | 4603.614
13 | 5732.8627 | -5593.36 | -7924.178 | 4186.6435 | 3598.0318
13 | 4359.6543 | -5846.9558 | 2170.9326 | -150.3919 | -533.2392
13 | 4259.9823 | -5734.0125 | 2987.7529 | -357.9687 | -1155.754
13 | -4914.737 | -6103.1453 | 8689.1868 | 3044.3683 | -715.6728
13 | 3894.6798 | -3991.4871 | 4799.0627 | -3896.694 | -805.5615
13 | -4862.9827 | -5726.7936 | 8994.464 | 2242.6123 | -647.3001
13 | -4923.0177 | -6126.7835 | 8543.9092 | 3096.1679 | -590.2758
13 | 4230.698 | -5527.9186 | 3073.8582 | -780.4962 | -996.1414
13 | -4908.2627 | -6060.8508 | 8698.9348 | 2954.0781 | -683.8994
13 | -5246.8967 | -4315.7561 | 5253.4911 | 7034.9111 | -2725.7494
13 | -5179.1978 | -4894.3977 | 6523.1814 | 5693.2831 | -2142.869
13 | 4367.6946 | -5399.3943 | 2397.3814 | 239.1288 | -1604.8105
13 | -5036.2643 | -5483.4179 | 7774.8124 | 4294.1748 | -1549.3049
13 | -5189.5784 | 66.7402 | 4563.8901 | 4274.8646 | -3715.9164
13 | -5084.3153 | 1435.1173 | 5716.6799 | 1432.7739 | -3500.2558
13 | -3258.2065 | 1021.7425 | -3840.8345 | 2513.3177 | 3563.9807
13 | -5139.3753 | 1134.0701 | -1890.3086 | 2781.1508 | 3114.463
13 | -4496.3122 | 1108.3158 | -2954.8312 | 2630.0173 | 3712.8103
13 | -5137.46 | 1143.8001 | -2201.9756 | 2734.4927 | 3461.1427
13 | -5135.74 | 1145.9533 | -2495.741 | 2694.79 | 3790.7377
13 | -5077.9158 | 1670.4818 | -1696.7656 | 1209.2649 | 3894.9347
13 | 5668.8531 | 1501.3768 | -8674.7701 | -1178.3399 | 2682.8801
13 | 4398.2676 | 3306.8928 | 1081.552 | -5217.6054 | -3569.107
13 | -4869.2608 | 3026.9402 | 6996.1127 | -1900.8047 | -3252.9874
13 | 5392.7387 | 2329.5796 | -7183.867 | -3426.0731 | 2887.6217
13 | 4370.7053 | 3393.0326 | 1225.3712 | -5452.8762 | -3536.2329
13 | 3482.4853 | -584.525 | 6747.2856 | -8647.601 | -997.6449
13 | -4376.3422 | -199.8271 | 11603.7343 | -6133.0848 | -894.4803
13 | -4798.1222 | 3380.9446 | 7461.3828 | -2917.983 | -3126.2223
13 | 4754.9096 | -75.3363 | -3054.1055 | -5588.22 | 3962.7522
13 | 3399.3525 | -1081.2449 | 7218.7587 | -8982.9974 | -553.8689
13 | -4310.1529 | -902.7105 | 12149.7462 | -6659.9999 | -276.8829
13 | 1357.9937 | 43.1484 | -1242.5158 | -4418.6763 | 4260.05
13 | -4709.712 | 2.7807 | 4278.5477 | -3253.5767 | 3681.9602
13 | -4715.0731 | -203.3141 | 6151.8936 | -4008.0567 | 2774.5503
13 | -4752.2565 | 665.6579 | 1376.9237 | -1913.2196 | 4622.8945
13 | -4936.6889 | 2210.0281 | -925.9462 | -340.5595 | 3993.1664
13 | -5000.4652 | 2429.6 | 708.7633 | -799.3221 | 2661.424
13 | -4955.8146 | 2974.3396 | 4624.424 | -1992.9826 | -649.9664
13 | -4906.8858 | 1344.4317 | 4208.5291 | -2558.7329 | 1912.6579
13 | -2642.9321 | 1092.0976 | -4137.6429 | 2181.9693 | 3506.5081
13 | -5134.9817 | 1184.7042 | -1732.7326 | 2664.6841 | 3018.3261
13 | -5002.1568 | 2597.7686 | 5018.3324 | -817.0365 | -1796.9077
13 | 6057.4453 | -2664.9473 | -9947.5692 | 5153.6569 | 1401.4143
13 | 6110.1039 | -3332.0101 | -10767.9337 | 4767.5163 | 3222.3236
13 | 5836.9758 | -3876.846 | -9076.5273 | 3501.3199 | 3615.0776
13 | 5112.9204 | -4010.5602 | -3753.6503 | 1214.5192 | 1436.7708
13 | 4626.13 | -3482.5149 | 220.5552 | 181.4972 | -1545.6675
13 | 1007.7553 | -3503.9128 | 3215.3917 | 1291.3085 | -2010.5428
13 | 459.4662 | -3523.1835 | 3561.3809 | 1495.1711 | -1992.8347
13 | -5020.908 | -3727.4514 | 6941.3248 | 3558.8033 | -1751.7687
13 | -5051.309 | -3572.4218 | 6712.5871 | 3871.4519 | -1960.3081
13 | 4431.0261 | -4007.9426 | 1684.0728 | -315.4369 | -1791.7194
13 | 1409.1911 | -3567.9891 | 3048.1629 | 1097.6122 | -1986.9771
13 | 4894.0479 | -3492.5255 | -2371.9035 | -131.9832 | 1102.3644
13 | 4265.8654 | -2514.7044 | 2328.6961 | -2396.7113 | -1683.1457
13 | 4232.5169 | -2396.0857 | 2527.2694 | -2640.4625 | -1723.2382
13 | 3940.7653 | -2502.0929 | 2624.8944 | -2337.2869 | -1726.2799
13 | -4822.4927 | -2725.5525 | 8169.6301 | 670.6463 | -1292.2313
13 | 1312.4847 | -3388.7886 | 3174.6397 | 883.7108 | -1982.0467
13 | 4249.4892 | -2593.566 | 2462.1964 | -2408.6382 | -1709.4814
13 | 3940.9433 | 233.5895 | 3046.6663 | -7720.545 | 499.3458
13 | 3648.6711 | 446.8487 | 5418.3562 | -8326.7194 | -1187.1566
13 | -4391.8162 | 464.5962 | 10702.3493 | -6025.7572 | -749.3722
13 | 23.692 | 277.1919 | 5979.3302 | -6712.9499 | 432.7359
13 | -4468.6683 | 329.5124 | 9366.3015 | -5564.9419 | 337.7963
13 | -4483.1334 | 240.7774 | 9243.7435 | -5371.1621 | 369.7747
13 | -4438.2331 | 216.4617 | 9839.4764 | -5768.2885 | 150.5836
13 | -5038.5808 | -3520.3295 | 4888.982 | 2714.6083 | 955.32
13 | -5030.233 | -3433.9049 | 5256.9803 | 2496.5824 | 710.5752
13 | -5020.0873 | -3287.0992 | 5170.7419 | 2217.6781 | 918.7665
13 | -5032.6299 | -3622.0028 | 5277.3544 | 2582.7099 | 794.5684
13 | 4379.9428 | -4440.3086 | 1658.656 | -1196.2432 | -402.047
13 | 4213.9829 | -3709.0072 | 2850.8371 | -2008.0979 | -1347.7149
13 | 3560.0556 | -107.395 | 6019.9979 | -8618.7215 | -853.9369
13 | 3602.0599 | -262.8971 | 5655.4549 | -8553.4345 | -441.1832
13 | 3513.3284 | -400.275 | 6339.7498 | -8771.0382 | -681.765
13 | -4349.1659 | -106.0905 | 11236.3922 | -6361.5509 | -419.5849
13 | -4407.3166 | 108.6034 | 10322.4778 | -5973.9767 | -49.7879
13 | -4382.3104 | 338.5169 | 10819.6521 | -6100.6333 | -675.2253
13 | -4821.6494 | -3188.721 | 8321.2753 | 831.7525 | -1142.6574
13 | 4211.5907 | -5075.6688 | 3096.3894 | -1229.6792 | -1002.632
13 | -4849.0562 | -4895.8781 | 8643.0402 | 1812.5842 | -710.6901
13 | -4926.7145 | -4090.7459 | 7011.3405 | 1951.8476 | 54.2723
13 | -5123.1571 | -4314.6392 | 3080.256 | 4896.4418 | 1461.0986
13 | -5089.1009 | -3912.2587 | 5757.3576 | 3990.3733 | -746.3713
13 | -5077.5745 | -4854.6399 | 5659.3835 | 3853.3617 | 419.4692
13 | 5072.2195 | 438.2318 | -5268.1454 | -4142.5937 | 3900.2878
13 | -2274.3146 | 404.7438 | -1579.9565 | -1078.9811 | 4528.5084
13 | -4790.128 | 377.2536 | 694.464 | -572.6033 | 4291.0137
13 | -4727.2944 | 293.8119 | 5948.2557 | -3435.0951 | 1920.3219
13 | -5115.5636 | -1627.1382 | -1754.4932 | 3828.4874 | 4668.7076
13 | -5093.5359 | -1356.9628 | -1404.3239 | 3239.1354 | 4615.6873
13 | -4919.9672 | -780.3049 | 4319.7215 | -887.3076 | 2267.8582
13 | -5098.6975 | -1335.773 | -1585.9038 | 3349.0672 | 4671.3071
13 | 6063.45 | -3146.3812 | -11286.703 | 5271.7729 | 3097.8612
13 | -1703.6845 | -4069.0005 | -5415.9956 | 6936.8132 | 4251.8673
13 | -5245.1881 | -4200.0379 | -1937.4559 | 7624.2762 | 3758.4058
13 | -5227.8255 | -3281.3501 | -3009.4531 | 6924.4942 | 4594.1344
13 | 6097.5845 | -4049.3626 | -10430.2121 | 5209.6968 | 3172.2933
14 | -5037.3922 | 5388.8626 | 5185.3816 | -1318.3098 | -4218.5422
14 | -5108.0918 | 2258.3535 | 2346.0235 | 5251.2702 | -4747.5553
14 | 5647.7888 | 1217.0547 | -5845.3293 | 4349.0199 | -5368.5341
14 | -5100.0301 | -1940.0763 | 2962.4546 | 7886.8897 | -3809.2379
14 | -5022.0414 | -3481.9892 | 6415.4667 | 4351.4909 | -2262.927
14 | -1406.9132 | -3451.2447 | 4351.5895 | 2789.1822 | -2282.6137
14 | 5203.7208 | -1843.4177 | -2940.4359 | 3454.5372 | -3874.4044
14 | 4515.6292 | -4068.4227 | 1327.5143 | 405.5521 | -2180.273
14 | -5017.7998 | -3634.2328 | 6645.0049 | 4060.6329 | -2053.6052
14 | -5180.7579 | -4377.2366 | 1850.0056 | 5732.3251 | 1975.6638
14 | -5334.6457 | -4252.0849 | -3182.7698 | 8502.8489 | 4266.6515
14 | -4275.1659 | -4212.7628 | -4223.0789 | 8297.1569 | 4413.8507
14 | 5850.5911 | -3964.073 | -9129.9011 | 3668.9832 | 3574.3998
14 | 5313.802 | -4070.1957 | -5188.1838 | 1967.9227 | 1976.6549
14 | -1475.0996 | -3501.024 | 4465.4599 | 2725.2698 | -2214.6061
14 | 4763.6697 | -3464.9334 | -691.4028 | 807.4264 | -1414.7599
14 | 4435.3196 | -4350.3198 | 1771.9102 | -28.2839 | -1828.6261
14 | 5640.9463 | -803.0825 | -5540.4051 | 5618.7388 | -4916.1975
14 | 6261.7953 | -2666.0489 | -11370.5404 | 5965.2725 | 1809.5214
14 | 6237.9489 | -2969.9392 | -12185.8516 | 6044.9411 | 2872.9008
14 | 6275.896 | -3119.4164 | -11766.0917 | 5637.6029 | 2972.0094
14 | 6261.934 | -3730.1756 | -11460.8062 | 5993.6565 | 2935.3912
14 | -5064.7356 | -4041.8066 | 4499.8351 | 7792.0744 | -3185.3672
14 | 4767.4542 | 5360.035 | -1432.9194 | -4066.3488 | -4628.221
14 | -5198.0012 | 4688.2271 | 492.8512 | 164.234 | -147.311
14 | -5339.1964 | 2818.899 | -3976.0982 | 4095.492 | 2400.9036
14 | -5286.9158 | 2856.6819 | -4533.2352 | 3997.5506 | 2965.9186
14 | -1971.627 | 2542.0468 | -7134.4261 | 3705.6389 | 2858.3674
14 | -5362.4066 | 51.3406 | -4343.514 | 5733.1781 | 3921.4019
14 | -5019.0161 | 4045.8716 | -4022.9876 | 1430.0557 | 3566.0764
14 | 5876.8346 | 4131.0108 | -10575.35 | -1864.0138 | 2431.5183
14 | 6348.6033 | 1986.7736 | -13008.1199 | 2485.8396 | 2186.9035
14 | 6312.9558 | 1723.9073 | -13249.4102 | 3045.831 | 2166.7162
14 | 6327.3261 | 1661.1536 | -12519.4366 | 3178.618 | 1352.3389
14 | -5035.7702 | 3957.9301 | -4100.7696 | 1618.7808 | 3559.829
14 | -1235.1338 | 2903.742 | -7470.7943 | 2736.7567 | 3065.4295
14 | 2947.3303 | 2064.033 | -10858.828 | 3296.9445 | 2550.5202
14 | -5274.0774 | 2083.6338 | -4844.888 | 4426.893 | 3608.4385
14 | -2050.4896 | 2166.2027 | -7222.3293 | 3926.3767 | 3180.2396
14 | -5126.4296 | 3879.8743 | 3020.2282 | -1120.9062 | -652.7666
14 | -5115.0568 | 857.9545 | 3853.6932 | -159.0909 | 562.5
14 | -5118.4178 | -2023.569 | 4170.7504 | 1077.7683 | 1893.4681
14 | -5317.5696 | -2641.736 | -2433.8348 | 5809.2809 | 4583.8595
14 | -5345.0465 | -3973.7612 | -3491.2743 | 8293.647 | 4516.4351
14 | -4957.3089 | 2423.7491 | 5425.3303 | -2683.0583 | -208.7122
14 | -5036.5104 | 5339.9892 | 5196.6893 | -1215.9132 | -4284.2549
14 | -5101.0087 | 2489.7931 | 2607.9525 | 4765.4221 | -4762.1591
14 | 3759.0571 | 1614.4709 | -4159.8291 | 4058.9123 | -5272.6112
14 | 4398.3636 | 1667.1673 | -4541.1732 | 3765.5522 | -5289.9099
14 | 5529.3816 | 1785.335 | -5192.7891 | 3194.381 | -5316.3086
14 | 5551.0266 | 1682.2821 | -5307.6369 | 3403.7411 | -5329.4129
14 | 5557.9918 | 1679.9616 | -5362.3781 | 3406.2634 | -5281.8386
14 | 5541.9341 | 1673.1711 | -5245.4899 | 3348.0839 | -5317.6992
14 | 5631.6891 | 1296.8781 | -5742.936 | 4186.7594 | -5372.3906
14 | 5624.7208 | 1449.4031 | -5771.3937 | 3868.4342 | -5171.1644
14 | 5586.182 | 1145.1803 | -5405.4942 | 3974.0294 | -5299.8975
14 | 4779.8367 | 5313.8982 | -1430.0495 | -3972.9943 | -4690.6912
14 | 4594.9029 | 4304.7741 | -136.41 | -4548.7594 | -4214.5075
14 | 4454.7861 | 3600.5246 | 773.8944 | -4947.4889 | -3881.7162
14 | 5230.6217 | 3767.1452 | -5315.1472 | -3238.9452 | -443.6745
14 | 5700.3988 | 3266.8394 | -9179.314 | -2300.5724 | 2512.6481
14 | 5813.7793 | 2927.4139 | -9792.0374 | -1378.8334 | 2429.6777
14 | 6245.6043 | 917.994 | -12011.3769 | 2635.5804 | 2212.1982
14 | 3645.365 | 55.1533 | 5772.4807 | -7954.0705 | -1518.9285
14 | 3493.1006 | -886.6607 | 6625.9003 | -8574.7955 | -657.5446
14 | 4885.5926 | 202.8125 | -3898.2605 | -5055.6272 | 3865.4826
14 | 5506.7876 | -105.2497 | -4691.3212 | 4245.3367 | -4955.5534
14 | 5499.5442 | -2243.7369 | -4368.533 | 5589.4424 | -4476.7166
14 | 4486.0596 | -4655.2247 | 1658.1724 | 572.8424 | -2061.8496
14 | 4312.5937 | -5209.4235 | 2599.139 | -401.2553 | -1301.0539
14 | 6189.3256 | -4313.547 | -10845.9832 | 5974.4514 | 2995.7531
14 | -5221.4076 | 4517.6536 | -209.7857 | 523.8433 | 389.6964
14 | -5324.9499 | 3158.399 | -3483.8163 | 3382.4738 | 2267.8935
14 | -5192.7418 | 4406.9656 | -972.7031 | 742.6846 | 1015.7947
14 | 3335.417 | 4049.1083 | -8983.0732 | -965.0283 | 2563.5763
14 | 5888.7829 | 4070.1514 | -10519.6983 | -1739.2686 | 2300.0326
14 | 5850.0988 | 3902.5685 | -10241.1516 | -1852.4375 | 2340.9218
14 | -5076.3843 | 3985.7279 | -3926.9478 | 1573.1092 | 3444.495
14 | -5162.979 | 3554.0013 | -4294.676 | 2500.9303 | 3402.7235
14 | -5220.4965 | 3251.2414 | -4562.988 | 3150.6123 | 3381.6308
14 | 6333.1618 | 2050.5936 | -12814.6324 | 2357.6198 | 2073.2572
14 | 6344.7773 | 1998.78 | -12892.0701 | 2462.538 | 2085.9748
14 | -5232.5145 | 3017.1347 | -4875.9628 | 3643.0878 | 3448.2547
14 | -1963.4124 | 2621.7908 | -7286.7549 | 3534.902 | 3093.4745
14 | -5302.2161 | 1272.7183 | -3215.4693 | 3629.5255 | 3615.4416
14 | -5004.3573 | 4111.1987 | 6597.4115 | -1988.8649 | -3715.388
14 | -5002.8714 | 4054.6228 | 6662.5257 | -2026.3188 | -3687.9583
14 | -5000.433 | 3849.1313 | 6773.8626 | -1993.0727 | -3629.4883
14 | -4994.9 | 3294.6432 | 7030.0086 | -1843.4757 | -3486.2762
14 | -4999.2851 | 3168.5851 | 6849.5239 | -1486.6089 | -3532.215
14 | -5071.7562 | -129.9937 | 3944.7825 | 5314.1746 | -4057.2073
14 | -5064.205 | -4062.5226 | 4522.173 | 7782.8713 | -3178.3167
14 | -5063.5264 | -4087.7611 | 4552.9782 | 7760.8925 | -3162.5833
14 | -4999.029 | -5362.9376 | 7408.6519 | 4837.0842 | -1883.7695
14 | -4325.8517 | -3996.6545 | 3939.4946 | 7634.6738 | -3251.6622
14 | -5068.3672 | -4116.0597 | 4414.3397 | 7801.5749 | -3031.4877
14 | -5319.2792 | 1086.2129 | -2868.6304 | 3629.0348 | 3472.6619
14 | -5322.0559 | 1052.2053 | -2956.9252 | 3705.2351 | 3521.5407
14 | -5324.6131 | 747.2888 | -2997.4053 | 3885.6676 | 3689.0621
14 | -5317.7469 | 1058.5802 | -3002.1157 | 3695.2729 | 3566.0095
14 | -5118.8678 | 1047.1897 | -3212.4581 | 3666.1234 | 3618.0129
14 | -4959.9122 | -3320.3486 | 8959.6624 | 971.5278 | -1650.9294
14 | -4961.8197 | -5116.7866 | 9162.6153 | 1742.5198 | -826.5288
14 | -4981.1132 | -6006.0005 | 8378.1999 | 3608.5273 | -999.6135
14 | -5021.1751 | -6195.6186 | 7203.6326 | 4009.4717 | 3.6894
14 | -5259.7089 | -6001.6273 | -597.422 | 8303.9228 | 3554.8354
14 | -1137.5617 | -5848.6358 | -4644.9812 | 7503.6312 | 4127.5475
14 | -4985.985 | -5123.8427 | 8483.5432 | 1759.3526 | -133.0681
14 | -4969.7289 | -5213.6009 | 8914.4483 | 1946.1737 | -677.2922
14 | -4971.5225 | -5287.4634 | 8843.9381 | 2101.1896 | -686.1418
14 | -4977.9541 | -5582.1212 | 8582.9329 | 2719.5297 | -742.3873
14 | -4982.3278 | -5617.1735 | 8450.7663 | 2793.3914 | -644.6563
14 | -4980.8288 | -5725.3474 | 8463.1122 | 3020.0689 | -777.0049
14 | -4987.6629 | -5758.2645 | 8262.5891 | 3089.6615 | -606.3231
14 | -5010.9962 | 3270.8047 | 6580.4215 | -1824.0614 | -3016.1688
14 | -4991.6158 | 3894.7007 | 6841.7942 | -2134.1466 | -3610.7325
14 | -4990.5673 | 3881.2758 | 6856.7728 | -2143.2272 | -3604.2542
14 | -4948.2259 | 3491.0831 | 7284.0696 | -2410.4433 | -3416.4835
14 | 4435.3971 | 3504.6976 | 899.052 | -5004.8502 | -3834.2965
14 | 3567.3711 | -380.12 | 6300.7016 | -8117.8367 | -1370.116
14 | 3427.112 | -1247.6763 | 7086.833 | -8689.6204 | -576.6482
14 | 4799.9915 | -173.5478 | -3289.1005 | -5220.0177 | 3882.6745
14 | 4451.3984 | 3454.7973 | 815.5002 | -4868.4153 | -3853.2807
14 | 5422.0822 | -1239.5881 | -4033.1151 | 4492.7307 | -4642.1098
14 | 5416.2366 | -2965.3987 | -3772.6172 | 5577.4562 | -4255.677
14 | 4442.3594 | -5282.6444 | 2018.5618 | 756.9072 | -1935.184
14 | 6092.2684 | -4993.9506 | -10120.9505 | 5954.7908 | 3067.8419
14 | 5751.6212 | 1582.5114 | -9166.2859 | -721.0637 | 2553.217
14 | 6143.4032 | -240.5755 | -11179.8266 | 2921.0945 | 2355.9043
14 | 5481.7885 | 2390.3063 | -7708.0728 | -2914.6991 | 2750.6772
14 | -4467.592 | 24.5595 | 11252.2688 | -5536.8539 | -1272.3824
14 | -4918.8756 | -2936.7244 | 9231.5076 | 231.5076 | -1607.4153
14 | -4353.897 | -1050.5511 | 12037.7115 | -6327.5724 | -305.691
14 | -4755.8771 | -461.2827 | 7331.2239 | -4176.0442 | 2061.9801
14 | -4748.0259 | 118.4573 | 2356.6488 | -2145.9324 | 4418.8521
14 | -3228.6293 | 129.4353 | 965.9707 | -2433.791 | 4567.0143
14 | -4899.4659 | -1405.2968 | 6574.3181 | -2425.6819 | 2156.1265
14 | -4426.6337 | -1617.923 | 11725.6789 | -5365.0716 | -316.0505
14 | -4899.0644 | -1543.2641 | 6689.0009 | -2310.9991 | 2064.3267
14 | -4921.5027 | -1538.1781 | 6344.1993 | -2108.7554 | 2224.2369
14 | -4924.0155 | -1535.2897 | 6146.6163 | -2000 | 2312.6889
14 | 1995.4909 | -1424.205 | -2666.7063 | -2000 | 4095.4204
14 | 5228.9947 | -1214.4804 | -5805.6945 | -2000 | 3791.1802
14 | -4929.2135 | -1579.5264 | 6263.0466 | -2000 | 2245.6933
14 | -4898.429 | -1891.1188 | 7000 | -2000 | 1789.5478
14 | -4971.043 | -1375.4502 | 1444.1234 | 461.1744 | 4441.1955
14 | -3631.2861 | -1370.0269 | 214.6812 | 214.6658 | 4571.966
14 | -5147.2623 | -2367.7658 | 176.8066 | 2690.8641 | 4647.3573
14 | -4999.4438 | -1228.646 | 125.8178 | 1430.6079 | 4671.6641
14 | -4613.3297 | -2921.6529 | 10901.6238 | -2950.0889 | -416.5523
14 | 2082.5205 | -1575.8453 | 7714.3448 | -7682.9899 | -538.0301
14 | 3448.7544 | -1392.363 | 6982.3292 | -8458.054 | -580.6665
14 | 3495.4425 | -1564.7015 | 6705.8017 | -8111.485 | -525.0578
14 | 4252.7879 | -4592.8947 | 2428.8894 | -2000 | -88.7826
14 | 4983.1455 | -1409.8322 | -4169.1632 | -3247.3751 | 3843.225
14 | 5108.0115 | -2114.014 | -4791.2652 | -2000 | 3797.2676
14 | 5110.254 | -1313.6461 | -4977.7682 | -2635.9325 | 3817.0928
14 | 5173.9128 | -1672.6496 | -5294.9261 | -2000 | 3793.6629
14 | 4334.3147 | -5627.8317 | 2604.6506 | 150.1825 | -1461.3161
14 | 4580.2461 | -5910.2254 | 586.8428 | 659.3252 | 83.8113
14 | 5747.0532 | -5679.5488 | -7981.1843 | 4356.8844 | 3556.7954
14 | 3485.6228 | -1557.2904 | 6789.8378 | -8123.6799 | -594.4904
14 | 3900.3447 | -3455.0475 | 4662.7301 | -4272.8655 | -835.1618
14 | 4181.7755 | -4581.1974 | 3074.2012 | -2000 | -674.7794
14 | 4267.8489 | -5208.8695 | 2842.5264 | -708.6502 | -1192.8556
14 | 4392.669 | -5430.4395 | 1888.6174 | -285.5435 | -565.3035
14 | 4293.2764 | -5333.7459 | 2719.7554 | -454.6128 | -1224.673
14 | 4399.9787 | -5457.9752 | 1845.8206 | -230.1177 | -557.7063
14 | 4459.0556 | -5370.5627 | 1401.9593 | -92.2959 | -398.1563
14 | 5789.5372 | -5107.5277 | -8367.9527 | 4123.9406 | 3562.0027
14 | 3580.7853 | -1472.8631 | 6202.4999 | -7636.5972 | -673.825
14 | 3797.7417 | -2753.2536 | 5144.636 | -5402.7326 | -786.3915
14 | 4217.931 | -4443.5797 | 2775.871 | -2000 | -550.2223
14 | 4269.0981 | -5068.2689 | 2818.1882 | -789.648 | -1229.3695
14 | 4428.7021 | -5298.0944 | 1592.9112 | -280.5552 | -442.9637
14 | -4696.3352 | -3364.8681 | 10415.8972 | -2000 | -354.6939
14 | -4893.8948 | -4423.668 | 9269.5664 | 269.5664 | -221.57
14 | -4896.9131 | -4580.1212 | 9601.0826 | 601.0826 | -725.1308
14 | -4689.0307 | -3365.4987 | 10520.1517 | -2000 | -465.6223
14 | 648.7629 | -4096.4031 | 6222.3772 | -2000 | -774.7369
14 | -4889.3892 | -4540.102 | 9514.3684 | 514.3684 | -599.2457
14 | -4989.5673 | 3324.7351 | 7070.1676 | -1929.8324 | -3475.503
14 | -4985.5303 | 3414.5674 | 6768.4841 | -2237.09 | -2960.4313
14 | -4981.5418 | 3224.7557 | 6704.6688 | -2295.3312 | -2652.5516
14 | -4928.5109 | 886.2011 | 5967.4304 | -3032.5696 | 1107.449
14 | -4985.9687 | 3410.6854 | 6775.4992 | -2224.5008 | -2975.7151
14 | -4988.3848 | 3665.8774 | 6814.1565 | -2185.8435 | -3305.8056
14 | -5093.5114 | 3044.5516 | 4225.1875 | -1418.5826 | -757.6452
14 | -5148.7047 | 2810.8482 | 2609.8465 | -905.1663 | 633.1763
14 | -5136.5867 | 2673.9826 | 3037.7672 | -1122.7586 | 547.5955
14 | -5123.5795 | -782.197 | 3991.0038 | -22.7273 | 1937.5
14 | -5125.7258 | -2622.2529 | 4193.4672 | 767.0946 | 2787.417
14 | -5261.4972 | -3043.6872 | -309.1981 | 3992.7955 | 4621.587
14 | -5300.1758 | -4918.7455 | -1797.729 | 7489.975 | 4526.6752
14 | -4943.1627 | 1008.6075 | 5788.4903 | -2909.3971 | 1055.462
14 | -4994.7626 | 2267.1517 | -1343.1617 | 212.0745 | 3858.6981
14 | -4758.6771 | 283.9796 | 1625.1956 | -1807.786 | 4657.288
14 | -5311.0908 | 1058.4108 | -3074.1602 | 3685.6895 | 3641.1508
14 | -5215.982 | 4372.3958 | 5.7291 | 414.706 | 423.1511
14 | -5021.1672 | 4785.4291 | 5921.9127 | -1843.8075 | -3842.367
14 | -5017.9981 | 4352.0682 | 6086.0436 | -1712.0303 | -3708.0834
14 | -4986.4049 | -1621.1329 | 7828.4811 | 829.8597 | -2050.8031
14 | -4987.5014 | -2653.7956 | 7945.1464 | 1273.0561 | -1576.9054
14 | -4992.1126 | -2660.6249 | 7816.3479 | 1278.6179 | -1442.2282
14 | -5141.1138 | -3775.1455 | 3220.9242 | 4086.7034 | 1608.6317
14 | 5182.0549 | -3755.6526 | -4359.3724 | 1150.7981 | 1782.172
14 | -5095.7921 | -2428.6075 | 4865.367 | 1238.4272 | 1420.6053
14 | -4984.4783 | -3350.6036 | 8156.2141 | 1464.1738 | -1285.3059
14 | -5042.8943 | -4635.3282 | 6473.0631 | 2938.9184 | 266.2411
14 | 4507.8131 | -4994.2183 | 916.332 | -267.9024 | -162.0245
14 | -5027.1175 | -3928.1035 | 7065.1744 | 1630.2482 | 259.7984
14 | -4970.1206 | -5196.0078 | 8898.8387 | 1947.1455 | -679.8557
14 | -4982.5438 | -3418.8798 | 8223.0938 | 1481.5981 | -1303.2683
14 | -4992.9791 | 4483.4786 | 6276.8436 | -2112.3339 | -3655.0091
14 | -4962.2458 | 4187.053 | 6623.2029 | -2376.7971 | -3471.2129
14 | -4568.5063 | 1347.2463 | 9873.9867 | -4937.9803 | -1714.7464
14 | 3776.9186 | 926.9304 | 4731.0965 | -7618.6893 | -1816.2563
14 | 4203.7607 | -1464.6487 | 2642.1572 | -3289.358 | -2091.9112
14 | -4905.2381 | -862.3587 | 8366.1664 | -633.8336 | -1964.736
14 | -4485.2 | 559.4944 | 10449.4939 | -5517.3532 | -1006.4351
14 | 3714.9938 | 543.9019 | 5078.1757 | -7871.1334 | -1465.9381
14 | 4146.3007 | -1564.6164 | 2948.8069 | -3655.0479 | -1875.4433
14 | -4639.0513 | 345.5968 | 8384.1844 | -4782.0175 | 691.2875
14 | 4121.4838 | 243.5698 | 1782.4992 | -7021.1585 | 873.6057
14 | -4706.8363 | 444.9639 | 7590.5391 | -4419.2097 | 1090.543
14 | -4694.9382 | 1323.5427 | 51.7191 | -1342.6359 | 4662.3123
14 | 5032.6331 | 956.4448 | -5103.7751 | -4718.461 | 3833.1582
14 | -4725.1667 | 664.7639 | 1047.8948 | -1669.5843 | 4682.0923
14 | -4879.2018 | -688.2397 | 6681.9421 | -2318.0579 | 1203.5573
14 | -4878.7849 | -831.5074 | 6801.0308 | -2198.9692 | 1108.2308
14 | -4939.509 | -1255.2719 | 6212.2541 | -1276.2318 | 1258.7586
14 | -2319.7095 | -1260.4407 | 4275.9324 | -2000 | 1304.2178
14 | 4789.8271 | -2207.188 | -2141.0009 | -2000 | 1558.3618
14 | 4533.9091 | -1205.3511 | -687.0835 | -4040.0817 | 1398.6072
14 | 5157.8744 | -1140.3966 | -5248.2092 | -2000 | 3230.7315
14 | -4970.4006 | -1238.1653 | 5729.6016 | -1006.4661 | 1485.4303
14 | -5040.2399 | -1000.7916 | -1253.9542 | 2648.563 | 4646.4227
14 | 5337.3985 | -1100.7138 | -6568.186 | -1436.0135 | 3767.5148
14 | -4891.8497 | -1864.1768 | 8591.46 | -408.54 | -1426.8936
14 | -4981.2076 | -2617.6785 | 7989.5932 | 1168.9681 | -1559.6752
14 | 1734.2146 | -2439.2372 | 3758.3816 | -1152.3387 | -1901.0203
14 | 4422.4546 | -2547.6843 | 1305.0611 | -1635.0915 | -1544.7399
14 | 4287.5359 | -3192.1202 | 2403.281 | -1738.0625 | -1760.6343
14 | -4457.7678 | 255.6109 | 10721.2406 | -5695.7059 | -823.3778
14 | 3601.255 | -184.8472 | 5847.7751 | -8247.5055 | -1016.6774
14 | -4496.1983 | -78.9936 | 10126.0119 | -5550.8626 | 0.042609
14 | 3665.0227 | -473.4855 | 5285.4367 | -8155.3355 | -321.6384
14 | -4400.9124 | -378.9642 | 11293.2419 | -6064.0291 | -449.3362
14 | 3518.2077 | -717.7942 | 6414.1301 | -8519.3916 | -695.152
14 | -4518.5653 | -1475.8151 | 10882.1562 | -4445.3074 | -442.4684
14 | 3604.1039 | -1449.5 | 6041.704 | -7500.6143 | -695.6937
14 | -4696.8148 | -1396.2872 | 9036.7835 | -3161.9772 | 218.2957
14 | 3836.5532 | -1385.4429 | 4360.9158 | -6626.8698 | -185.1563
14 | -4791.4512 | -2008.4668 | 8566.3132 | -2000 | 233.6048
14 | 4325.4832 | -4013.4765 | 1849.7331 | -2000 | -161.7397
14 | -4882.2857 | -2595.4378 | 8117.6309 | -882.3691 | 242.4617
14 | -4704.0852 | -2903.8654 | 10137.2843 | -2000 | -529.3337
14 | -4886.5611 | -4292.6972 | 9399.5736 | 399.5736 | -619.8889
14 | -4859.8043 | -1328.0704 | 7344.5743 | -2000 | 843.3005
14 | -4879.4737 | -1314.4595 | 7136.5464 | -1863.4536 | 920.8404
14 | -4885.5688 | -1389.288 | 7000 | -2000 | 1274.8568
14 | -4926.5243 | -1513.9934 | 6282.2412 | -2000 | 2158.2765
14 | -4890.2637 | -2493.6456 | 8798.8466 | -201.1534 | -1213.7839
14 | -4980.9906 | -3313.0963 | 8204.4058 | 1420.4447 | -1330.7636
14 | 4269.4237 | -3820.7434 | 2608.8463 | -1504.5874 | -1552.9392
14 | -4914.0677 | 2062.4966 | 5953.4282 | -3046.5718 | -55.2853
15 | -4933.3257 | 5509.3876 | 6428.1206 | -2347.7459 | -4656.4366
15 | -5049.5977 | 4030.8579 | 5147.2351 | 780.5956 | -4909.0909
15 | -5074.1335 | 3718.8368 | 4874.3055 | 1440.7466 | -4959.7555
15 | -5183.2199 | 2308.4225 | 765.3848 | 4383.5096 | -2274.0971
15 | -5171.7276 | 2440.431 | -874.1863 | 4079.0142 | -473.5314
15 | -2587.3398 | 2398.6696 | -5393.9133 | 3388.0395 | 2194.5441
15 | 592.1675 | 2097.2607 | -7891.3641 | 3108.0589 | 2093.8769
15 | 6256.8409 | 1547.9569 | -12190.093 | 2637.3037 | 1747.9915
15 | 187.9139 | 247.2386 | -8267.1446 | 4194.3306 | 3637.6615
15 | 6323.059 | 295.11 | -12690.6633 | 3326.3103 | 2746.1839
15 | -1621.5532 | 147.6813 | -6945.3699 | 4504.5027 | 3914.7391
15 | -5218.5002 | -1277.9452 | -563.5094 | 6378.654 | 681.3008
15 | -5113.6811 | 2083.5642 | 3384.6798 | 4875.0663 | -5229.6292
15 | -178.7222 | 1603.5963 | -342.8405 | 4468.2014 | -5550.2349
15 | 1969.7117 | 1817.3497 | -1573.7577 | 3406.2473 | -5619.5511
15 | 5339.2797 | 1854.1198 | -3963.7239 | 2362.8871 | -5592.5626
15 | 5296.3886 | 1842.4007 | -3648.1324 | 2229.4721 | -5720.1291
15 | 5556.2365 | 1095.913 | -5288.2833 | 3881.1635 | -5245.0296
15 | 5493.242 | 362.122 | -4586.5178 | 4424.5291 | -5693.3752
15 | -5073.0642 | 3617.1773 | 4914.5816 | 1450.3962 | -4909.0909
15 | -5112.1803 | 1101.8918 | 3441.2075 | 5478.1719 | -4909.0909
15 | -5108.9125 | -1811.0778 | 3564.2959 | 7261.7455 | -3906.0511
15 | 1936.3164 | -985.3979 | -1800.3817 | 5758.5541 | -4909.0909
15 | 5358.0972 | -969.8522 | -3733.2302 | 4254.076 | -4909.0909
15 | 5125.1983 | -1644.8126 | -2425.6224 | 3002.6527 | -4057.4159
15 | 5499.3188 | -576.0621 | -4536.0275 | 5000.2567 | -5387.4859
15 | -5022.3199 | -3707.7096 | 6825.9489 | 3412.6791 | -1508.5985
15 | 1410.7084 | -3470.9734 | 2830.0154 | 1001.0982 | -1770.8487
15 | 4620.1372 | -3451.3003 | 190.6053 | 9.0291 | -1368.4712
15 | 4446.9456 | -3921.6506 | 1489.5634 | -431.7784 | -1583.08
15 | -4981.813 | -5305.1225 | 8351.7104 | 2559.7708 | -624.5457
15 | 4217.0838 | -5179.0996 | 2843.8538 | -1000 | -881.838
15 | 4251.8555 | -5178.5733 | 2822.9858 | -1013.4297 | -882.8382
15 | 4251.1633 | -5205.9946 | 2835.6224 | -1000 | -880.7911
15 | 4257.4322 | -5169.956 | 2779.9947 | -1000 | -867.4709
15 | -5215.3166 | -3317.0466 | -443.5925 | 7631.7463 | 1344.2093
15 | -5073.8631 | -3683.7363 | 4884.4908 | 7178.1988 | -3305.0902
15 | -31.2955 | 5504.2437 | 3175.0767 | -3738.934 | -4909.0909
15 | 4542.1831 | 5497.4322 | 126.6276 | -5032.8315 | -5133.4114
15 | 5238.1483 | 2229.2732 | -3365.9577 | 1609.1217 | -5710.5855
15 | 4489.5803 | 5215.806 | 437.6707 | -5233.9661 | -4909.0909
15 | -5021.2116 | 4337.4285 | -1338.9067 | 34.9871 | 1987.7027
15 | -5070.659 | 3701.0805 | -2829.7381 | 1367.91 | 2831.4065
15 | -5103.5954 | 3283.4306 | -3045.8286 | 2253.6857 | 2612.3078
15 | -5088.5731 | 3530.1465 | -3375.7557 | 1725.1726 | 3209.0097
15 | -5104.8896 | 1989.134 | -3485.0675 | 2714.4526 | 3886.3705
15 | -5118.216 | 591.6762 | -3523.6094 | 3482.3365 | 4567.8126
15 | -5102.4906 | -1118.0607 | -2482.9404 | 3695.8071 | 5007.6846
15 | -5157.5452 | -2002.3858 | -3062.1886 | 5238.4868 | 4983.6328
15 | -4969.3613 | 4146.51 | -2647.6432 | 404.2293 | 3066.2652
15 | 3064.599 | 4048.5927 | -8576.5427 | -1695.7765 | 3159.1275
15 | 5793.1139 | 4076.6669 | -10180.6594 | -2532.3606 | 2843.2392
15 | 3970.4918 | 3759.1699 | -9405.1544 | -1348.4607 | 3023.9534
15 | 5965.7738 | 3287.098 | -11066.3241 | -929.5455 | 2742.9978
15 | -4978.0809 | 3909.5453 | -3770.6689 | 889.85 | 3949.3545
15 | -4842.1031 | 3313.502 | -2948.4708 | 104.0846 | 4372.9873
15 | -4652.6526 | 1734.7565 | -691.105 | -1463.7522 | 5072.7532
15 | -4633.189 | 1528.6697 | -108.5659 | -1770.1217 | 4983.2069
15 | -4694.2831 | 1001.9706 | 417.0818 | -1801.806 | 5077.0366
15 | -5080.787 | 1424.9386 | -3696.6034 | 2923.3346 | 4429.1172
15 | -4929.0494 | 3275.673 | 2105.7901 | -1700.105 | 1247.6913
15 | -4943.1425 | 5476.4603 | 6532.8131 | -2274.1881 | -4791.9428
15 | -4997.9617 | 4777.7846 | 5925.2329 | -795.9649 | -4909.0909
15 | -5066.6271 | 3902.6291 | 5157.0453 | 1055.5439 | -5048.5912
15 | -5171.4798 | 2562.8489 | 1207.5961 | 3850.6154 | -2449.5806
15 | -5151.9279 | 2808.81 | -1203.3104 | 3292.9221 | 253.5063
15 | -2131.9419 | 2823.427 | -6535.4915 | 2351.1839 | 3492.8225
15 | 6256.9915 | 1942.1626 | -12437.0777 | 1803.4106 | 2434.513
15 | -2105.8974 | 2809.1304 | -6569.9564 | 2373.6054 | 3493.118
15 | 618.865 | 2467.4125 | -8564.2859 | 2311.4482 | 3166.5603
15 | 6289.8644 | 1797.3967 | -12657.5251 | 2096.1235 | 2474.1405
15 | -5105.642 | 2294.5653 | 3687.486 | 4432.6887 | -5309.0981
15 | -3994.7742 | 2184.1789 | 2844.9949 | 4345.9933 | -5380.3929
15 | 5010.228 | 3277.6414 | -2135.3122 | -518.6456 | -5633.9116
15 | 537.1284 | 1776.6097 | -1005.3656 | 3896.37 | -5204.7425
15 | 5401.3907 | 1830.0338 | -4449.366 | 2389.5531 | -5171.6116
15 | 5544.3022 | 1332.8783 | -5323.1248 | 3384.8307 | -4938.8863
15 | -1237.6036 | 1774.1872 | 555.5643 | 4414.4969 | -5506.6448
15 | -1814.3261 | 1710.975 | 1315.8248 | 4227.3819 | -5439.8557
15 | 5190.3377 | 1743.7951 | -2916.3688 | 1617.1631 | -5634.9271
15 | 5360.4713 | -133.6439 | -3576.388 | 3894.8773 | -5545.3167
15 | -5059.0209 | 3625.4729 | 5443.5478 | 899.091 | -4909.0909
15 | -5089.4957 | 1014.5693 | 4295.6619 | 4688.3555 | -4909.0909
15 | -2627.7582 | 5474.5607 | 4994.7176 | -2932.4292 | -4909.0909
15 | 4544.0055 | 5465.5363 | 209.9895 | -4964.9681 | -5254.5631
15 | 4430.0843 | 4804.0661 | 1000.1308 | -5325.1903 | -4909.0909
15 | 4364.2702 | 4410.673 | 1454.576 | -5535.1276 | -4694.3916
15 | 4221.1012 | 3627.3559 | 2367.5212 | -5949.7108 | -4266.2675
15 | 5035.5656 | 3836.7775 | -4009.0984 | -4140.269 | -722.9757
15 | 5616.3654 | 3203.994 | -8785.0776 | -2971.7599 | 2936.4781
15 | 5763.3157 | 2760.9346 | -9573.9883 | -1765.9216 | 2815.6596
15 | 3460.835 | -630.7286 | 6723.303 | -9047.0704 | -506.339
15 | 4249.0999 | -5226.2943 | 2855.244 | -1000 | -878.0496
15 | 4918.2274 | 474.6917 | -4295.4132 | -5357.6499 | 4260.1439
15 | 5350.9577 | -1996.6967 | -6439.5537 | -1000 | 4085.2926
15 | 4622.8161 | 3157.5861 | 165.2711 | -3036.5824 | -4909.0909
15 | 5352.6058 | -2040.0437 | -3339.4165 | 4935.9453 | -4909.0909
15 | 5351.1947 | -2090.9971 | -3320.019 | 4968.9123 | -4909.0909
15 | 4250.4592 | -5234.1557 | 2848.569 | -986.159 | -878.7136
15 | 5863.7206 | -4894.9771 | -8984.8797 | 4142.7145 | 3873.4217
15 | 5348.1683 | -339.1642 | -3466.7221 | 3937.388 | -5479.6699
15 | 6173.0239 | 840.1137 | -11668.3529 | 2070.095 | 2585.1202
15 | 5359.0686 | -2022.0223 | -3376.1556 | 4970.0935 | -4930.9841
15 | 6125.2349 | -4355.0021 | -10592.6459 | 5370.0134 | 3452.3998
15 | -5021.2019 | 4474.65 | 22.3363 | -234.7483 | 758.9639
15 | -5045.0391 | 4158.2288 | -2069.9366 | 408.6716 | 2548.0753
15 | -5085.2625 | 3651.8163 | -3283.779 | 1469.2783 | 3247.9469
15 | -5094.8501 | 2261.0783 | -3170.6925 | 1910.425 | 4094.0392
15 | -4978.1174 | 3909.5093 | -3770.5983 | 889.9371 | 3949.2694
15 | 5803.0502 | 4017.6512 | -10105.0984 | -2409.7274 | 2694.1244
15 | -4978.8399 | 3905.9246 | -3773.6127 | 897.6449 | 3948.8832
15 | -5001.0103 | 3803.8285 | -3839.1557 | 1117.9009 | 3918.4366
15 | -4776.3209 | 3733.7697 | -4060.0431 | 1200.1904 | 3902.404
15 | -4999.3078 | 3795.4637 | -3849.9625 | 1114.1412 | 3939.6655
15 | -5088.9964 | 3607.6169 | -3159.8686 | 1565.1695 | 3076.0786
15 | -3755.8963 | 3391.2566 | -4998.682 | 1626.095 | 3737.2268
15 | 5806.6263 | 4001.25 | -10123 | -2376.4233 | 2691.5469
15 | 5788.7252 | 4033.9488 | -9987.1567 | -2438.4211 | 2602.9039
15 | -4917.537 | 4575.1205 | 7456.7036 | -2805.2594 | -4309.0277
15 | -4943.3252 | 2984.0259 | 7829.0938 | -1945.9707 | -3923.8238
15 | -5017.1607 | 2024.7058 | 7020.2817 | 47.4064 | -4075.2333
15 | -5072.6917 | -356.8073 | 4928.6119 | 4958.0861 | -4457.1989
15 | -5068.7671 | -3855.2136 | 5076.4381 | 7100.115 | -3252.5723
15 | -5063.4014 | -4077.3246 | 5278.5461 | 6932.6045 | -3070.4246
15 | 3061.687 | -3009.5836 | -1109.9756 | 5431.0523 | -4373.1801
15 | -5091.4157 | -4284.6887 | 4223.3424 | 7244.9394 | -2092.1774
15 | -5169.3849 | 274.7966 | 1286.5032 | 4081.1249 | -473.0398
15 | -5145.7038 | 762.2158 | -1661.1916 | 3381.8808 | 2662.7988
15 | -3838.0398 | 840.8705 | -3954.2511 | 2970.8928 | 3980.5276
15 | -4956.1633 | 176.6564 | 8280.8166 | -719.1834 | -2782.1263
15 | -4980.4688 | -1867.7377 | 8402.3438 | 513.2042 | -2067.3415
15 | -4874.3481 | 4122.846 | 7900.1126 | -3080.3516 | -4068.2589
15 | -4821.045 | 3580.3688 | 8421.8791 | -3423.5309 | -3757.672
15 | 4218.2342 | 3611.6256 | 2385.582 | -5958.4154 | -4257.0264
15 | 3396.0139 | -976.5762 | 7180.6737 | -9154.65 | -445.4614
15 | 3947.7873 | -4193.4021 | 4473.0913 | -3521.8234 | -705.6532
15 | 4264.1826 | -5686.5859 | 2892.041 | -486.5464 | -983.0914
15 | 4342.6479 | -5777.8845 | 2247.4846 | -325.0822 | -487.1657
15 | 5821.0686 | -5467.0554 | -8596.8927 | 4375.1062 | 3867.7733
15 | 328.037 | -4903.5504 | 6219.4861 | -1000 | -643.9727
15 | -4972.4212 | -6021.0565 | 8705.4668 | 2855.242 | -567.2311
15 | -4973.1913 | -6053.1926 | 8676.4621 | 2922.7347 | -572.8129
15 | -4973.4965 | -6055.0578 | 8664.9663 | 2926.5849 | -562.9969
15 | -5200.287 | -5825.5759 | 122.5244 | 7623.5194 | 3279.8191
15 | 1777.8204 | -5562.9276 | -6710.9781 | 6263.7474 | 4232.3379
15 | -4973.1546 | -6049.6785 | 8677.8443 | 2915.3421 | -570.3533
15 | 4221.1483 | -5436.0152 | 3064.128 | -1000 | -849.2611
15 | 4237.6165 | -5510.9827 | 2979.3453 | -847.8475 | -858.1316
15 | 4259.689 | -5443.4361 | 2713.6711 | -1000 | -529.924
15 | 4837.7975 | 117.0049 | -3720.0305 | -5504.7437 | 4269.9718
15 | 5285.1347 | -2437.806 | -5936.5471 | -1000 | 4089.2184
15 | 4220.7759 | 3603.5393 | 2372.5645 | -5936.1982 | -4260.6815
15 | 5001.6054 | -180.8842 | -1521.2403 | 1609.61 | -4909.0909
15 | 5272.2382 | -2108.3559 | -2820.907 | 4566.1157 | -4909.0909
15 | 5277.5041 | -2749.8964 | -2797.2374 | 4958.2789 | -4688.6493
15 | 6028.9048 | -5037.9149 | -9874.6511 | 5350.4915 | 3533.1697
15 | 1877.6446 | -1103.1061 | -296.5297 | 4431.0821 | -4909.0909
15 | 5268.074 | -1465.4659 | -2855.5055 | 4171.5987 | -5118.7013
15 | 6072.3444 | -315.6181 | -10852.4556 | 2350.9061 | 2744.8232
15 | 5704.1276 | 1410.6802 | -8970.1886 | -1096.635 | 2952.0158
15 | 5401.8417 | 2322.081 | -7347.3501 | -3577.1196 | 3200.547
15 | -4580.8032 | 1490.7678 | 10197.1812 | -5053.1595 | -2053.9862
15 | -2590.7356 | -839.2821 | 11032.2333 | -7357.7103 | -244.5053
15 | -4563.3643 | -2504.1592 | 11045.7002 | -3670.9032 | -307.2736
15 | -4770.6408 | -3940.9457 | 10120.6287 | -1000 | -409.0422
15 | -4892.9508 | -4782.4322 | 9573.5758 | 573.5758 | -471.7687
15 | -4961.4376 | -5453.4526 | 9119.183 | 1818.4002 | -522.6929
15 | -2891.9569 | -776.94 | 10735.316 | -7066.419 | 0
15 | -4583.6404 | -421.9848 | 9024.9889 | -5412.9766 | 1393.6129
15 | -4647.6964 | -331.0889 | 8274.586 | -5069.6906 | 1773.8899
15 | -4694.9348 | 139.3711 | 4150.0249 | -3354.6164 | 3760.1552
15 | -4692.1407 | 313.4748 | 2606.4835 | -2724.3177 | 4496.5002
15 | -1129.9879 | 339.2591 | -636.5944 | -3404.047 | 4831.3702
15 | -4829.5596 | -469.2681 | 1657.5953 | -1000 | 4641.2323
15 | -2492.6517 | -657.6435 | -752.0244 | -1000 | 4902.3196
15 | -3766.0894 | -1525.8384 | -822.0566 | 1144.5354 | 4969.449
15 | -5087.5746 | -3766.1269 | -1955.9859 | 5846.7995 | 4962.8879
15 | -4501.5932 | -4081.4915 | -2490.2047 | 6181.9759 | 4891.3135
15 | -4566.3479 | -2123.7283 | 10684.057 | -3993.9808 | 0
15 | -4580.1113 | 339.9197 | 9522.0331 | -5281.8415 | 0
15 | -4890.0083 | 3300.5612 | 8076.9786 | -2612.286 | -3875.2454
15 | -4912.2193 | 4147.0004 | 7411.2192 | -2888.5357 | -3757.4646
15 | -4900.9034 | 3412.9087 | 7319.5139 | -3050.4924 | -2781.0268
15 | -4975.1972 | 2469.78 | 851.3298 | -1052.1229 | 2706.2103
15 | -4916.0216 | 1788.0465 | 3063.1058 | -2166.1935 | 2231.0627
15 | -5073.4022 | 1496.3105 | -2195.5655 | 1498.3455 | 4274.3116
15 | -5112.5386 | 1142.1278 | -2729.7416 | 2503.4984 | 4196.6539
15 | -5046.3579 | -1444.0684 | -405.8393 | 1865.4689 | 5030.7967
15 | -5185.677 | -3681.9078 | -1871.6626 | 5769.3152 | 4969.9321
15 | -4894.122 | 2176.1729 | -1234.3688 | -458.473 | 4410.7909
15 | -4719.0769 | 717.4719 | 851.3517 | -1907.0949 | 5057.3481
15 | -4896.2168 | -491.8921 | 192.2163 | 143.378 | 5052.5145
15 | -4829.6099 | 1042.8876 | 6806.5424 | -3876.4717 | 856.6516
15 | -4837.647 | -1339.0186 | 7158.7138 | -2900.3286 | 1918.2804
15 | -4896.3227 | -2994.8964 | 7981.6136 | -1018.3864 | 927.992
15 | -4911.3714 | -1241.5613 | 4118.7021 | -1261.7288 | 3295.9594
15 | -4922.4227 | -1275.2537 | 3753.3473 | -1000 | 3444.3291
15 | -4896.9262 | -3009.0164 | 7984.6311 | -1000 | 921.3115
15 | -4980.4688 | -4954.932 | 8402.3438 | 1542.269 | -9.212
15 | -4896.2829 | -3015.5891 | 8000 | -1000 | 911.872
15 | -5028.4353 | -1588.3097 | 245.6036 | 1507.3036 | 4863.8378
15 | -5069.5639 | -2081.4438 | -419.2434 | 2603.9287 | 4966.3223
15 | -5186.6686 | -3730.4225 | -1853.68 | 5807.9634 | 4962.8078
15 | -5213.4912 | -4626.8075 | -1210.9291 | 6714.7368 | 4336.491
15 | -5222.0386 | -5077.6341 | -696.7886 | 7058.7538 | 3937.7076
15 | -5229.0769 | -4978.0561 | -961.8952 | 7343.0473 | 3825.981
15 | -5040.8802 | -1533.8408 | -193.1996 | 1771.2308 | 4996.6898
15 | -5045.7832 | -1548.9002 | -367.1592 | 1994.4849 | 4967.3577
15 | -4928.2161 | 3200.1758 | 7640.5557 | -2360.4939 | -3552.0216
15 | -5127.4031 | 1042.7763 | -2224.1607 | 2873.5458 | 3435.2417
15 | -3975.9305 | 891.6825 | -3824.7334 | 2907.9339 | 4001.0475
15 | -4887.8059 | 4566.5462 | 7270.9365 | -3065.2492 | -3884.4276
15 | -4909.9384 | -273.2666 | 8049.6918 | -950.3082 | -1916.1787
15 | -4937.9816 | -2632.0593 | 8189.9081 | 471.6031 | -1091.4702
15 | -4950.8974 | -2799.2654 | 8048.2891 | 820.0973 | -1118.2236
15 | -5007.7754 | -3308.9526 | 7373.793 | 2279.2268 | -1336.2918
15 | -5079.4795 | -4043.3682 | 4672.9406 | 4149.3237 | 300.5834
15 | -5094.716 | -4231.5922 | 3451.1129 | 4557.4277 | 1317.7676
15 | -5219.0194 | -4095.6917 | -1603.7013 | 7329.6697 | 3588.7427
15 | -2484.2267 | -3968.2969 | -5182.5183 | 7274.9048 | 4360.1371
15 | -1226.9825 | -3920.9756 | -6413.7091 | 7029.915 | 4531.7522
15 | 5925.1746 | -3751.386 | -9749.7292 | 3689.0717 | 3886.8689
15 | 6292.8189 | -2992.2735 | -12009.9736 | 5414.4442 | 3294.9841
15 | -5225.8495 | -5171.105 | -840.3323 | 7695.963 | 3541.3238
15 | 5053.3296 | -3934.6862 | -3354.6512 | 917.3061 | 1318.7016
15 | -5230.8899 | -3723.3771 | -1030.1853 | 7474.6295 | 2509.8227
15 | -5060.2853 | -4656.422 | 5395.9217 | 3771.1129 | 549.6727
15 | -5231.9131 | -4834.6062 | -1068.7282 | 7581.3833 | 3553.8642
15 | 3995.6657 | -2573.1176 | 2346.8928 | -2241.7417 | -1527.6993
15 | 4298.5094 | -2585.4943 | 2071.3276 | -2295.9182 | -1488.4246
15 | 4283.0011 | -2659.7375 | 2197.4593 | -2307.9356 | -1512.7873
15 | -5024.4277 | -3569.8752 | 4926.3576 | 2743.653 | 924.2923
15 | 4893.8723 | -3551.847 | -2353.4177 | -76.1515 | 1087.544
15 | -4956.1005 | -3437.4987 | 8280.5023 | 1040.3447 | -927.2478
15 | -4980.4688 | -4482.783 | 8402.3438 | 1786.7653 | -725.8573
15 | -4589.8849 | 1975.2571 | 9472.4673 | -5086.1322 | -1771.7073
15 | -3358.0997 | 533.0342 | 9989.3366 | -6512.5719 | -651.6992
15 | 3647.2378 | 515.3172 | 5350.1127 | -8508.4222 | -1004.2455
15 | 4267.3418 | -2474.0998 | 2256.5079 | -2524.7159 | -1525.0341
15 | -4579.5922 | -382.6137 | 9973.277 | -4270.3021 | -740.7691
15 | -4885.4748 | -2192.4583 | 8549.996 | -450.004 | -1022.0589
15 | -3788.8704 | 453.0245 | 9465.3679 | -6129.522 | 0
15 | -4020.376 | 408.7697 | 9171.2444 | -5919.6315 | 359.9934
15 | 3907.5195 | 320.632 | 3241.658 | -7959.7673 | 489.9578
15 | -4579.8166 | 526.1536 | 8605.6383 | -5372.8372 | 820.8619
15 | -4637.8637 | 1104.2598 | 3537.3334 | -3265.3356 | 3261.606
15 | -4631.467 | 1502.8431 | 3.6358 | -1822.365 | 4947.3532
15 | -4333.5647 | 1504.9994 | -267.5823 | -1879.2106 | 4975.3583
15 | -2763.7231 | 1482.1498 | -1393.9542 | -2302.7453 | 4978.2728
15 | 5054.9695 | 1190.9635 | -5433.7173 | -5054.9726 | 4242.7569
15 | -4656.8425 | 1358.303 | -171.5844 | -1503.9552 | 4974.0792
15 | -4700.3832 | 1100.2157 | -372.6706 | -1000 | 4972.8382
15 | -3101.0641 | 850.1327 | -1723.859 | -1000 | 4974.7904
15 | 5457.6429 | -1108.7651 | -7428.9283 | -1000 | 4080.0505
15 | -4909.3646 | -2215.4444 | -3275.5107 | 5434.5076 | 4965.8122
15 | -2140.9569 | -3705.3512 | -5799.3717 | 7018.0131 | 4627.6667
15 | -4872.134 | -390.4575 | 3503.4298 | -1000 | 2759.1618
15 | -4712.4889 | 942.7782 | -202.8472 | -1000 | 4972.5579
15 | -3138.6271 | 34.1635 | -868.9114 | -1000 | 4973.375
15 | -2736.7768 | 1122.6524 | -877.2896 | -2486.572 | 4977.986
15 | -4590.5342 | 444.2668 | 8676.1375 | -5291.2183 | 761.3482
15 | -4590.0656 | 366.0343 | 8667.6468 | -5370.3229 | 926.7073
15 | -4586.1913 | 16.8857 | 9092.8009 | -4934.8473 | 411.352
15 | -3508.3026 | 198.2775 | 9734.919 | -6424.8939 | 0
15 | -4578.9904 | -718.4732 | 9739.2069 | -4441.7434 | 0
15 | -4583.1187 | -121.7613 | 9410.9824 | -4706.1024 | 0
15 | -2981.2029 | -11.263 | 10304.2033 | -6939.5742 | -372.1631
15 | -2645.2345 | -30.0135 | 10100.3077 | -7045.8232 | -379.2365
15 | 3516.9244 | -261.2255 | 6243.4802 | -8928.2914 | -570.8877
15 | 3699.7677 | -1468.1565 | 5387.663 | -6969.8763 | -649.3978
15 | -2976.7389 | -17.7752 | 10308.0322 | -6944.6257 | -368.8924
15 | -4572.8302 | -1468.23 | 10384.4167 | -3933.7777 | -409.5788
15 | -4796.2516 | -3173.888 | 9475.4984 | -1000 | -505.3589
15 | -4882.0537 | -3821.2069 | 9123.798 | 123.798 | -544.3354
15 | -4574.6565 | -1177.9896 | 10272.8526 | -4023.3914 | -496.8151
15 | -4883.296 | -3143.6389 | 8883.5369 | -116.4631 | -740.1389
15 | -4955.0558 | -3793.1835 | 8407.4359 | 1161.7719 | -820.9686
15 | 4223.8568 | -4315.7684 | 2828.6593 | -1721.2313 | -1015.5164
15 | -4967.2515 | -4734.0903 | 8606.2715 | 1695.3791 | -600.3088
15 | 3102.0937 | -4907.5636 | 3643.7393 | -1000 | -838.2695
15 | 4220.7992 | -4928.6096 | 2955.1408 | -1375.3678 | -871.9626
15 | -4976.2724 | -4845.3661 | 8560.407 | 1866.0866 | -604.8552
15 | -2984.3174 | -14.5325 | 10299.7861 | -6937.2071 | -363.7291
15 | -4575.0046 | -1204.2144 | 10158.4657 | -4110.2666 | -268.9801
15 | -4828.2975 | -2842.6368 | 8899.5718 | -1000 | -228.6375
15 | -4880.4663 | -3179.7431 | 8641.9194 | -358.0806 | -223.6294
15 | -4589.2881 | 982.5699 | 8890.1047 | -5283.3865 | 0
15 | -4591.0282 | 606.8904 | 8645.0225 | -5348.0465 | 687.1619
15 | -4820.9275 | 2343.2994 | 6789.733 | -3840.0761 | -472.0288
15 | -4831.6524 | -835.1726 | 7259.6789 | -2537.4876 | 944.6337
15 | -4850.8933 | -1378.1656 | 7529.523 | -1920.3639 | 619.8998
15 | -4885.1427 | -1810.2979 | 7010.239 | -1000 | 685.2016
15 | 4779.0517 | -3097.7481 | -1704.6256 | -1000 | 1023.322
15 | -4882.1109 | -2287.5735 | 7910.5544 | -1000 | 259.13
15 | -4940.763 | -3734.5479 | 8203.8151 | 688.0193 | -216.5234
15 | -4962.1259 | -3869.0062 | 8310.6293 | 1251.0659 | -730.5632
15 | -4980.1446 | -4307.1253 | 7739.1068 | 1758.3683 | -210.2052
15 | -4976.5768 | -4622.1718 | 8382.8841 | 1713.8586 | -497.9941
15 | -4980.4688 | -4720.7963 | 8402.3438 | 1822.744 | -523.8227
15 | 3223.5636 | -4615.1551 | 2963.981 | -1000 | -572.3896
15 | 4292.414 | -4653.7067 | 2343.9334 | -1361.1904 | -621.4503
15 | 4461.1287 | -4346.1979 | 1026.4542 | -1000 | -141.385
15 | -4878.655 | -2336.9129 | 8000 | -1000 | 215.5679
15 | -4880.7595 | -1819.749 | 7903.7973 | -1096.2027 | -107.0861
15 | -4878.3519 | -2194.4134 | 7891.7594 | -1108.2406 | 289.2464
15 | -4900.8275 | -743.7291 | 4407.2556 | -1000 | 2237.301
15 | -4922.9278 | -712.5428 | 3495.391 | -509.4557 | 2649.5354
15 | -5096.0417 | -1223.7495 | -2232.6004 | 3584.8609 | 4967.5307
15 | -5160.0538 | -2125.1189 | -3016.6962 | 5336.2594 | 4965.6096
15 | -4915.3878 | -1058.3376 | 3902.2506 | -1000 | 3071.4749
16 | 5865.1923 | 1224.6421 | -8243.8736 | 3727.8357 | -2573.7965
16 | 5635.1466 | 1072.4211 | -6012.9444 | 4159.9211 | -4854.5444
16 | 2123.9731 | 1372.0685 | -3010.4191 | 4543.7535 | -5029.3759
16 | -1446.9939 | 1706.278 | -305.4672 | 4864.3649 | -4818.1818
16 | -5078.3102 | 2046.9248 | 2435.8558 | 5188.5257 | -4592.9961
16 | -5129.4781 | 2214.9297 | 542.645 | 4806.6351 | -2434.7317
16 | -5200.1422 | 3359.4053 | -2071.9275 | 2350.0403 | 1562.624
16 | -5188.5393 | 3498.8727 | -2426.4585 | 2044.4199 | 2071.7052
16 | -5145.8032 | 4044.5018 | -1077.787 | 908.1044 | 1270.984
16 | -5075.3138 | 928.8703 | 2150.6276 | 372.3849 | 1623.431
16 | -5085.4701 | -564.1026 | 2170.9402 | 1096.8661 | 2381.7664
16 | -5085.4701 | -564.1026 | 2170.9402 | 692.3077 | 2786.3248
16 | -5138.5589 | 3602.7675 | -2764.0081 | 1803.9574 | 2495.8421
16 | -5213.7963 | 590.8333 | -2577.1296 | 3577.8395 | 3622.2531
16 | 5463.8001 | 1696.5376 | -4940.5914 | 2909.8478 | -5129.5941
16 | 5070.0003 | 3619.6833 | -2866.6012 | -1004.9006 | -4818.1818
16 | 5596.561 | 635.6162 | -5605.6791 | 4485.0007 | -5111.4988
16 | 5596.0022 | -343.3895 | -5521.5646 | 5087.1337 | -4818.1818
16 | 5596.4518 | -850.0329 | -5485.1603 | 5397.655 | -4658.9136
16 | -5070.4686 | -2035.7102 | 2725.9956 | 7690.1498 | -3309.9666
16 | -5121.2024 | -2850.5493 | 848.8456 | 7902.5189 | -779.6128
16 | 5530.9272 | -1122.6787 | -5095.5382 | 5103.6784 | -4416.3887
16 | 4878.73 | -2952.9303 | -1285.3454 | 1641.5837 | -2282.038
16 | -5059.0591 | -2371.5875 | 3148.1477 | 7296.3059 | -3013.807
16 | -5131.4692 | -3186.3919 | 468.9734 | 7831.531 | 17.3567
16 | 5544.2354 | -1463.5295 | -5050.2303 | 5441.0203 | -4471.496
16 | 5483.393 | -2074.2833 | -4551.6147 | 5428.3349 | -4285.8299
16 | -5056.6176 | -2835.1948 | 3238.481 | 7726.7938 | -3073.4624
16 | -5136.4201 | -5704.6028 | 285.7888 | 8031.1709 | 2524.0633
16 | -5057.1864 | -2806.5465 | 3217.4376 | 7728.1458 | -3081.8505
16 | -5123.1402 | -3274.8602 | 777.1453 | 7948.023 | -327.1679
16 | 5916.1543 | 1527.3329 | -11921.8492 | 2995.2147 | 1483.1473
16 | 1382.7391 | 1953.0384 | -8504.664 | 3398.8754 | 1770.0112
16 | -1068.3106 | 2176.8435 | -6581.859 | 3632.1753 | 1841.1507
16 | 842.0136 | -939.7485 | -9080.571 | 5072.9563 | 4105.3496
16 | 211.1812 | -1000.8239 | -8626.0346 | 5198.4519 | 4217.2255
16 | 5886.9303 | -747.2114 | -12660.7008 | 4255.7212 | 3265.2608
16 | 6083.62 | 2679.4851 | -11409.1871 | 524.7664 | 2121.3157
16 | 5851.286 | 4140.7547 | -10446.5988 | -2481.0862 | 2935.6443
16 | 4682.0112 | 5522.7604 | -829.8529 | -4879.5932 | -4495.3255
16 | -4991.7594 | 5536.6879 | 5638.2353 | -2144.7003 | -4038.4634
16 | -4983.3142 | 5222.3692 | 5950.7062 | -2388.9256 | -3800.8356
16 | -4964.1403 | 4989.1709 | 6173.8841 | -2573.7555 | -3625.1592
16 | -4950.9652 | 4844.6466 | 6311.3325 | -2688.6675 | -3516.3464
16 | -4527.3614 | 1338.4573 | 9576.188 | -5505.7337 | -881.5502
16 | -4914.7987 | 3226.6241 | 5831.6977 | -3168.3023 | -975.2209
16 | -4925.9259 | 2032.3188 | 5825.0581 | -3174.9419 | 243.491
16 | -4926.5964 | 1970.0596 | 5825.5422 | -3174.4578 | 305.4523
16 | -4980.6426 | 4905.5399 | 6049.5569 | -2309.7183 | -3664.7359
16 | -5008.0321 | 3152.6104 | 5036.1446 | -1871.4859 | -1309.2369
16 | 4960.8087 | 4147.2962 | -9817.5432 | -2239.736 | 2949.1742
16 | -4990.6599 | 4268.8822 | -2477.2559 | 361.6012 | 2837.4324
16 | -5028.2614 | 4449.7262 | -1294.9444 | 14.7868 | 1858.6929
16 | -5086.8688 | 4799.3409 | 981.459 | -659.7107 | -34.2204
16 | -5063.2598 | 5116.0012 | 2992.7197 | -1292.5309 | -1752.9301
16 | -5013.2842 | 4560.1588 | 4841.8189 | -2223.373 | -2165.3205
16 | -4990.0451 | 3834.762 | 4784.5517 | -2500.5812 | -1128.6875
16 | -4963.1411 | 3601.2348 | 5167.0572 | -2748.6706 | -1056.4804
16 | -4940.0665 | 3421.8515 | 5510.5934 | -2958.9364 | -1033.442
16 | -4927.9061 | 2112.7983 | 5793.033 | -3153.5026 | 175.5774
16 | -4990.3459 | 3265.4867 | 4881.7377 | -2304.103 | -852.7755
16 | -4991.4163 | 2836.9099 | 4961.3734 | -2137.3391 | -669.5279
16 | -5008.0321 | 248.996 | 5036.1446 | -903.6145 | 626.506
16 | -5000 | 1500 | 5000 | -2000 | 500
16 | -4750.5395 | 2098.0578 | 1501.079 | -2095.8999 | 3247.3025
16 | 4629.6323 | 4075.5107 | -9922.1005 | -2000.3108 | 3217.2682
16 | 5092.6298 | 3917.0465 | -9959.9617 | -2347.6324 | 3297.9177
16 | -2801.0445 | 3032.4699 | -4331.401 | -599.3078 | 4699.2834
16 | -4819.7395 | 3006.2882 | -2852.4433 | -87.9478 | 4753.8423
16 | -2268.4863 | 2364.9948 | -3677.4773 | -1387.0576 | 4968.0264
16 | -4756.1541 | 2452.7487 | -2040.7501 | -640.7157 | 4984.8711
16 | -3665.203 | 311.0818 | -5004.2826 | 3474.0596 | 4884.3441
16 | -5056.7706 | 1042.739 | -3623.5071 | 2760.3168 | 4877.222
16 | -3654.85 | -115.757 | -4949.3393 | 3762.8084 | 4957.138
16 | -5080.8859 | 509.1232 | -3515.0332 | 3115.3964 | 4971.3995
16 | -5218.5297 | -1259.9215 | -2752.265 | 4510.843 | 4719.8733
16 | -5208.6771 | -932.2271 | -2387.7192 | 3578.7807 | 4949.8427
16 | 5848.6267 | 3986.8459 | -10477.8157 | -2528.8157 | 3171.1589
16 | 5199.7123 | 1305.2342 | -6306.5216 | -4788.1954 | 4589.7704
16 | 5196.8258 | 1298.8745 | -6286.0848 | -4796.7465 | 4587.131
16 | -4658.5928 | 1471.6717 | 699.8064 | -2094.7954 | 4581.9101
16 | -4656.4303 | 1401.2526 | 1312.8606 | -2350.8637 | 4293.1808
16 | -4563.7237 | 549.6702 | 8669.1979 | -5461.5251 | 806.3808
16 | -4526.7751 | 496.7545 | 9099.4245 | -5661.3813 | 591.9774
16 | -4682.2103 | 1038.0067 | 1364.4206 | -2301.7307 | 4581.5137
16 | 6101.6202 | 1722.0795 | -11692.715 | 691.7257 | 3177.2896
16 | 6012.3957 | -3629.8844 | -10499.8927 | 3903.2053 | 4214.1761
16 | 5459.1277 | -289.6602 | -7642.6499 | -2000 | 4473.1824
16 | 5210.7951 | 1225.034 | -6362.1049 | -4660.5514 | 4586.8273
16 | 4498.4606 | -58.1897 | -7021.2438 | -2000 | 4580.9729
16 | -4666.7793 | 1423.1714 | 661.9077 | -2000 | 4581.7001
16 | -4695.2438 | 1135.7916 | 1390.4876 | -2000 | 4168.9646
16 | -4866.163 | -1043.2201 | 6859.6635 | -2000 | 1049.7196
16 | -4860.2696 | -1104.3641 | 7000 | -2000 | 964.6337
16 | -4860.4461 | -1019.2711 | 6925.1436 | -2074.8564 | 1029.4299
16 | -5085.4701 | -1519.8651 | 2170.9402 | 1521.6494 | 2912.7456
16 | -5000.2865 | -1598.3443 | 5322.7341 | -246.5242 | 1522.4209
16 | -4722.6329 | 696.8176 | 1445.2659 | -2000 | 4580.5495
16 | -4760.8566 | 140.8717 | 2040.3153 | -2000 | 4579.6696
16 | 5992.558 | -4663.6964 | -10073.5048 | 4554.783 | 4189.8602
16 | 5915.3303 | 1559.6487 | -8885.5508 | 2992.177 | -1581.6052
16 | 5624.6848 | 1306.6421 | -6035.6841 | 3667.0633 | -4562.7061
16 | -132.7378 | 1798.8107 | -1112.4258 | 4294.7056 | -4848.3528
16 | -1372.0545 | 1906.2953 | -67.1096 | 4426.2381 | -4893.3694
16 | -2658.3355 | 2029.2708 | 910.9226 | 4536.324 | -4818.1818
16 | -5070.1231 | 2260.4877 | 2738.7792 | 4741.2618 | -4670.4056
16 | -5135.9034 | 2532.0846 | 304.9077 | 4132.7287 | -1833.8176
16 | -5195.4684 | 3546.7175 | -1898.9975 | 1956.446 | 1591.3025
16 | -5182.7747 | 3703.29 | -2277.2432 | 1613.8561 | 2142.8717
16 | -5167.5003 | 3896.5849 | -1794.7811 | 1211.3681 | 1854.3283
16 | -621.7418 | 1798.7997 | -688.5929 | 4436.5407 | -4925.0057
16 | -780.1653 | 1781.8847 | -482.591 | 4389.3257 | -4908.4541
16 | 5472.1069 | 1859.9449 | -5079.6892 | 2559.1228 | -4811.4853
16 | 5256.0499 | 2693.5773 | -3765.4204 | 883.3925 | -5067.5993
16 | 4934.8358 | 4261.459 | -2070.0713 | -2308.0417 | -4818.1818
16 | 5425.0094 | 1881.9465 | -4717.6679 | 2533.1463 | -5122.4342
16 | 5353.1019 | 1813.4767 | -4209.8198 | 2111.2211 | -5067.9799
16 | 5486.2682 | 215.7115 | -4754.4554 | 4048.9898 | -4996.5142
16 | 5979.9422 | 1954.1919 | -12686.338 | 2059.0169 | 2693.1869
16 | 1401.2612 | 2397.5206 | -9257.1654 | 2437.9605 | 3020.4231
16 | -636.1707 | 2587.8114 | -7665.8706 | 2622.7479 | 3091.482
16 | 1366.9845 | 2265.6002 | -9408.714 | 2409.4729 | 3366.6563
16 | -403.2607 | 2352.902 | -8129.0817 | 2551.7802 | 3627.6601
16 | 5981.3951 | 1964.1829 | -12682.2643 | 2037.5861 | 2699.1003
16 | 2159.5798 | 2869.445 | -9547.263 | 1228.1317 | 3290.1064
16 | 5980.0553 | 1952.0547 | -12689.209 | 2058.5151 | 2698.5839
16 | 5987.6302 | 1418.184 | -12359.3159 | 2181.1637 | 2772.338
16 | 5978.8101 | -327.5692 | -11255.2458 | 2585.3069 | 3018.698
16 | -1865.4051 | 580.4533 | -5912.6311 | 3095.4806 | 4102.1023
16 | 5952.5561 | -615.8225 | -9539.8383 | 3015.6557 | 1187.4489
16 | 5366.01 | -1461.7736 | -3814.8362 | 4398.5452 | -4487.9454
16 | 5367.1221 | -2714.864 | -3724.7969 | 5166.5631 | -4094.0244
16 | 5726.9497 | -4279.5264 | -7069.355 | 5597.9784 | 23.9533
16 | 5868.6462 | -4739.9844 | -8398.928 | 5672.2396 | 1598.0266
16 | 5879.4932 | -5452.2073 | -10234.558 | 5826.9645 | 3980.3076
16 | 3654.779 | -5742.0576 | -8617.7586 | 6316.4427 | 4388.5945
16 | -4696.4995 | -6040.1149 | -525.1778 | 7979.9543 | 3281.838
16 | -5142.6282 | -6059.965 | 56.091 | 7988.4078 | 3158.0944
16 | 2040.8838 | -5334.7761 | -7559.4593 | 6282.5408 | 4570.8107
16 | -3061.0148 | -4723.3222 | -3478.6523 | 6692.1801 | 4570.8092
16 | -5179.2343 | -3941.0834 | -1298.3376 | 5846.8396 | 4571.8157
16 | -5133.1657 | -2053.5218 | 406.2018 | 2205.0616 | 4575.4241
16 | -4884.347 | -593.0294 | 1578.0741 | -678.9625 | 4578.2648
16 | -4935.5217 | -967.8781 | 1871.0434 | -290.0352 | 4322.3916
16 | -5085.4701 | -1988.3411 | 2170.9402 | 1063.1943 | 3839.6767
16 | -4998.3146 | -2068.637 | 5395.6935 | -745.9099 | 2417.168
16 | -4782.4651 | 192.7319 | 1564.9301 | -1554.8666 | 4579.6696
16 | -2287.7687 | -3055.5019 | -4941.2157 | 5443.9972 | 4840.489
16 | 1941.6236 | -4751.0939 | -8527.0341 | 6764.8784 | 4571.626
16 | 5938.7598 | -5692.2769 | -9627.4498 | 5211.7934 | 4169.1735
16 | 5943.956 | -5695.0328 | -9520.9355 | 5150.5414 | 4121.4709
16 | 4459.8281 | -5998.2411 | 1407.5692 | 323.0615 | -192.2176
16 | 4375.4085 | -5895.3907 | 2099.4267 | 143.3458 | -722.7903
16 | -4928.8567 | -6261.807 | 7965.636 | 3569.2023 | -344.1746
16 | 4186.1895 | -4848.2511 | 2997.6203 | -2000 | -335.5587
16 | 4022.5576 | -4164.6657 | 3951.7171 | -3380.4355 | -429.1734
16 | 3593.3545 | -1548.5368 | 6165.5574 | -7976.6664 | -233.7086
16 | 2141.8354 | -4567.2227 | 4830.6101 | -2000 | -405.2228
16 | -4927.1434 | -6192.725 | 8029.0289 | 3424.0368 | -333.1973
16 | -4897.1008 | -4686.9205 | 9140.6048 | 666.6583 | -223.2419
16 | -4875.8981 | -4480.3363 | 9282.4271 | 282.4271 | -208.6198
16 | -4697.9664 | -3263.0872 | 10084.9531 | -2000 | -123.8995
16 | 4165.9957 | -4843.818 | 3179.2343 | -2000 | -501.412
16 | -4929.483 | -6265.7502 | 7942.4607 | 3577.2129 | -324.4404
16 | 4346.0292 | -5697.4377 | 2210.6236 | -264.8262 | -594.3889
16 | -4928.7645 | -6254.3531 | 7969.0455 | 3553.4907 | -339.4186
16 | -4850.9063 | -5999.2576 | -256.7973 | 8000.5027 | 3106.4585
16 | -5140.6457 | -6005.9472 | 129.4419 | 8008.2829 | 3008.8681
16 | 5207.6808 | -3559.7967 | -2762.7808 | 4561.3434 | -3446.4467
16 | -4997.5488 | -4892.1479 | 5424.0294 | 6410.0263 | -1944.359
16 | -5028.8068 | -3728.7611 | 4267.4814 | 7313.9768 | -2823.8903
16 | -5137.681 | -5883.5859 | 239.1378 | 8014.3297 | 2767.7994
16 | -5035.2229 | -388.3015 | 4030.0856 | 5267.1189 | -3873.68
16 | -5147.8701 | 353.1157 | -137.8614 | 4202.6263 | 729.9896
16 | -4948.8511 | 3189.8135 | 7225.8443 | -2119.7299 | -3347.0768
16 | -4922.164 | -727.7487 | 8213.2635 | -786.7365 | -1776.6143
16 | 6043.6124 | 128.6666 | -10856.4622 | 1625.1845 | 3058.9988
16 | 5794.5538 | 1361.7597 | -9536.6281 | -840.9808 | 3221.2955
16 | 4379.0811 | 3509.2885 | 1356.0408 | -5536.5105 | -3707.8998
16 | -4927.9233 | 3313.4017 | 7324.3753 | -2380.1806 | -3329.6732
16 | 5490.0908 | 2325.6305 | -7855.6444 | -3471.5925 | 3511.5157
16 | 4345.9421 | 3617.8821 | 1534.15 | -5834.7248 | -3663.2493
16 | 3611.1193 | -276.1909 | 5967.829 | -8624.0233 | -678.7341
16 | -4853.5916 | 3612.6093 | 7703.8953 | -3248.1524 | -3214.7605
16 | -4518.283 | 837.2439 | 10288.23 | -5478.0343 | -1129.1567
16 | 4990.536 | 261.2412 | -4644.4506 | -5210.9343 | 4603.6076
16 | 4971.3384 | 218.943 | -4508.5273 | -5267.8072 | 4586.0531
16 | 3657.4377 | -789.7095 | 5431.802 | -8652.5021 | 352.972
16 | 3259.693 | -912.5599 | 6847.3974 | -9014.7034 | -179.8271
16 | -3093.0511 | -754.679 | 10944.4386 | -7104.2638 | 7.5553
16 | -4505.8291 | -1938.4505 | 10949.3931 | -4468.8211 | -36.2924
16 | -4709.3106 | 388.676 | 2353.4807 | -2613.7708 | 4580.9248
16 | -4635.9364 | -285.3234 | 8175.7789 | -5075.7566 | 1821.2376
16 | -4517.3829 | -455.1091 | 9556.2059 | -5717.016 | 1133.3021
16 | -2487.0554 | 2206.5917 | -3269.0867 | -991.0119 | 4540.5623
16 | -3600.7646 | 2211.7515 | -2483.5008 | -689.9177 | 4562.4316
16 | -4920.6214 | 2252.5929 | -1320.9089 | -405.2037 | 4394.1411
16 | -5037.6446 | 2943.4651 | 3365.4808 | -1807.0914 | 535.7902
16 | -5025.3304 | 3099.2495 | 4396.1089 | -2134.0378 | -335.9902
16 | -5004.1853 | 3218.7011 | 5178.4755 | -2388.0086 | -1004.9827
16 | -4956.138 | 3391.4603 | 6298.2076 | -2760.2087 | -1973.3212
16 | -4926.7216 | 1935.3703 | 5827.5449 | -3175.7213 | 339.5277
16 | -4921.9282 | 1895.3701 | 5864.3016 | -3207.6572 | 369.9137
16 | -4926.7857 | 1925 | 5828.5714 | -3171.4286 | 344.6429
16 | -4925.9259 | 1860.5664 | 5843.1373 | -3156.8627 | 379.085
16 | -5014.8612 | 2982.8087 | 4783.468 | -2329.0355 | -422.3799
16 | -5002.33 | 2591.653 | 4752.5878 | -2478.5145 | 136.6037
16 | -5003.1397 | 1059.6546 | 5014.1287 | -1949.7645 | 879.1209
16 | -5003.8986 | 892.7875 | 5017.5439 | -1877.193 | 970.7602
16 | -5039.2157 | -78.4314 | 3882.3529 | -764.7059 | 2000
16 | -5008.0321 | 248.996 | 5036.1446 | -1570.2811 | 1293.1727
16 | -4919.9496 | 2247.1565 | -1319.0758 | -408.3831 | 4400.2521
16 | -4888.1318 | 1998.666 | -1236.2831 | -553.9292 | 4679.678
16 | -1691.4555 | 1209.4365 | -2292.1762 | -2167.8479 | 4942.0431
16 | -4810.1097 | 1319.4489 | -240.3001 | -1232.1995 | 4963.1604
16 | -4808.6082 | 1304.3502 | -198.1234 | -1254.5775 | 4956.9589
16 | -4713.2724 | 420.091 | 2266.3614 | -2567.0015 | 4593.8215
16 | -4699.2607 | 950.1788 | 1398.5213 | -2263.5385 | 4614.099
16 | -1157.0216 | 1041.5114 | -5876.4236 | 1929.9947 | 4061.9391
16 | -5190.0662 | 1303.5655 | -1699.1157 | 2473.0561 | 3112.5603
16 | -4954.348 | 3243.314 | 7022.456 | -2205.94 | -3105.482
16 | -4964.2679 | 3272.1157 | 6655.4216 | -2344.5784 | -2618.691
16 | -4960.7549 | 3351.7068 | 6372.0788 | -2627.9212 | -2135.1094
16 | -4974.9038 | 3272.8214 | 6261.8916 | -2401.5387 | -2158.2705
16 | -5008.0321 | 1152.6104 | 5036.1446 | -1871.4859 | 690.7631
16 | -2602.7951 | 856.9983 | -5227.7978 | 2749.3428 | 4224.2519
16 | -5192.4393 | 1274.1103 | -1786.9213 | 2539.7997 | 3165.4506
16 | -3513.0289 | 1105.1288 | -4368.2089 | 2384.651 | 4391.4579
16 | -5193.8479 | 1290.0041 | -1839.039 | 2494.7714 | 3248.1113
16 | -5199.1097 | 1333.4536 | -2033.7272 | 2335.6331 | 3563.7503
16 | -5195.7791 | 1354.95 | -2142.0616 | 2254.0835 | 3728.8072
16 | -5164.3891 | 1665.9968 | -1129.0193 | 1449.3569 | 3178.0547
16 | -4921.1479 | 2250.5105 | -1324.3471 | -399.2761 | 4394.2606
16 | -5121.2121 | -242.4242 | 848.4848 | 1121.2121 | 3393.9394
16 | -5085.4701 | -1507.6923 | 2170.9402 | 849.5726 | 3572.6496
16 | -5117.6929 | 1435.0453 | -2678.6785 | 1919.0545 | 4442.2716
16 | -5203.2407 | 495.8333 | -2186.5741 | 2707.0988 | 4186.8827
16 | -3553.0127 | 1114.2089 | -4330.172 | 2369.8525 | 4399.1233
16 | -4935.9157 | 1401.8869 | -2889.988 | 1956.1184 | 4467.8984
16 | -5116.5941 | 1379.728 | -2692.5796 | 1942.2487 | 4487.1969
16 | -5206.0422 | -599.5522 | -2290.2295 | 3259.3051 | 4836.5189
16 | -3477.7922 | -1987.0248 | -3930.977 | 4467.7807 | 4928.0133
16 | -5203.4762 | -1230.8407 | -2195.2851 | 3684.3304 | 4945.2715
16 | -5198.2667 | -1003.7968 | -2002.5336 | 3257.5394 | 4947.0576
16 | 5947.7749 | -5619.9665 | -9575.232 | 5074.6878 | 4172.7358
16 | 5284.7116 | -1616.8796 | -6150.9735 | -2000 | 4483.1414
16 | 5064.2466 | -272.1626 | -5014.1298 | -4361.9875 | 4584.0333
16 | 4431.8495 | -1411.3844 | -5599.3009 | -2000 | 4578.8358
16 | -4765.2526 | 75.1265 | 2110.5605 | -2000 | 4579.5656
16 | -4766.1902 | 64.7607 | 2136.7309 | -2000 | 4564.6986
16 | -4902.3892 | -1671.6108 | 6494.9091 | -2000 | 2079.0909
16 | -4881.178 | -1891.6767 | 7000 | -2000 | 1772.8547
16 | -4881.8132 | -1585.415 | 6730.5813 | -2269.4187 | 2006.0657
16 | -4755.3078 | 131.4478 | 2154.2669 | -2110.2166 | 4579.8097
16 | 6119.7937 | 2921.8077 | -11822.4949 | -6.248 | 2787.1414
16 | 6120.6069 | 2926.6682 | -11878.7033 | -17.9498 | 2849.378
16 | 5901.5015 | 3974.1982 | -10660.0351 | -2147.1416 | 2931.477
16 | 5812.6135 | 4140.7485 | -9980.4678 | -2460.5876 | 2487.6935
16 | 4684.0962 | 5490.6001 | -750.8173 | -4810.4695 | -4613.4095
16 | -4989.4786 | 5502.3343 | 5722.625 | -2070.8777 | -4164.6029
16 | -4967.1907 | 4739.3891 | 6547.2793 | -2531.2459 | -3788.2318
16 | -4968.5535 | 4611.9731 | 6496.8553 | -2539.907 | -3600.3679
16 | -4968.5535 | 4205.1363 | 6496.8553 | -2503.1447 | -3230.2935
16 | -4968.5535 | 4777.1597 | 6496.8553 | -2527.6587 | -3777.8029
16 | -4964.5333 | 4807.1291 | 6432.5336 | -2567.4664 | -3707.6629
16 | -4968.5535 | 4721.6426 | 6496.8553 | -2503.1447 | -3746.7999
16 | -5093.2136 | 4479.9946 | -633.5807 | -17.4074 | 1264.2071
16 | -5111.7785 | 4602.6963 | 149.8127 | -255.0078 | 614.2772
16 | -5087.6759 | 4913.8546 | 2089.3233 | -877.8665 | -1037.6355
16 | -5105.5615 | 4443.1395 | 426.2188 | -388.3295 | 624.5327
16 | -5071.2316 | 4360.4047 | 2697.7647 | -1215.5317 | -771.4061
16 | -4976.9241 | 4230.756 | 6187.1422 | -2508.2205 | -2932.7536
16 | -4965.0934 | 4221.0005 | 6441.4939 | -2605.0719 | -3092.3292
16 | -4967.5801 | 4064.6353 | 6481.282 | -2518.718 | -3059.6192
16 | -4967.5036 | 3947.2574 | 6535.699 | -2464.301 | -3051.1518
16 | -4969.5238 | 4029.7839 | 6460.9536 | -2487.6196 | -3033.5941
16 | 5884.7612 | 4055.3199 | -10573.3475 | -2312.2547 | 2945.5211
16 | 5879.2923 | 4099.8946 | -10651.8076 | -2406.6951 | 3079.3159
16 | -448.7114 | 3970.3203 | -6945.5836 | -335.7181 | 3759.6928
16 | -4820.7714 | 4026.533 | -3707.8565 | 801.5141 | 3700.5808
16 | -5013.4611 | 4050.982 | -3424.8948 | 808.1868 | 3579.187
16 | -5058.891 | 4272.3078 | -1982.0455 | 383.4901 | 2385.1386
16 | -4920.6934 | 2254.4996 | -1325.6581 | -403.0554 | 4394.9073
16 | -5007.4595 | 4048.3741 | -3480.1744 | 810.8871 | 3628.3727
16 | -3517.5522 | 3752.3421 | -4932.3217 | 490.511 | 4207.0207
16 | -4595.8011 | 3746.0072 | -4154.1747 | 773.1737 | 4230.7949
16 | -4975.6308 | 3614.2739 | -3679.1974 | 771.6535 | 4268.9008
16 | -4927.9963 | 2546.9551 | -2057.6796 | -74.2287 | 4512.9495
16 | -5106.6185 | 1553.7606 | -2756.0631 | 1843.1432 | 4465.7778
16 | -4966.2569 | 3674.6262 | -3779.9712 | 784.0806 | 4287.5213
16 | -125.3189 | 3628.5109 | -7458.8956 | 288.1871 | 3667.5164
16 | -3500.9219 | 3614.0196 | -5006.043 | 1287.6221 | 3605.3231
16 | -5099.978 | 3882.5921 | -2829.3912 | 1200.4552 | 2846.322
16 | -5100.6274 | 4125.6732 | -1933.3976 | 705.8884 | 2202.4633
16 | -5167.3416 | 3007.0026 | -1566.8725 | 1320.4837 | 2406.7279
16 | -5189.6967 | 2418.0273 | -2196.4655 | 1948.4426 | 3019.6922
16 | -5198.0481 | 1867.1689 | -1994.4456 | 2228.9929 | 3096.3318
16 | -2726.1399 | 3192.5245 | -5960.0991 | 1478.1112 | 4015.6032
16 | -2757.0067 | 2753.0335 | -5764.5718 | 1702.6916 | 4065.8534
16 | -5194.5974 | 1483.1428 | -1866.7692 | 2424.2891 | 3153.9346
16 | -3683.0842 | 3449.108 | -5064.3651 | 1103.1787 | 4195.1625
16 | 6108.0899 | 2266.271 | -11618.0257 | 396.4126 | 2847.2521
16 | 5938.8273 | 882.3561 | -9170.5814 | 2981.13 | -631.7319
16 | 5942.7147 | 375.4003 | -9248.6599 | 3003.9296 | -73.3847
16 | 5450.5879 | -334.3738 | -4445.2402 | 4164.2085 | -4835.1824
16 | 5450.5555 | -391.1166 | -4440.365 | 4199.1079 | -4818.1818
16 | 5452.2201 | -2266.8047 | -4305.5895 | 5348.7153 | -4228.5412
16 | 5560.5184 | -2737.7255 | -5312.2104 | 5478.5596 | -2989.1421
16 | 5859.6011 | -3709.6266 | -8118.576 | 5635.3047 | 333.2969
16 | 5971.3276 | -5126.4973 | -9783.1404 | 4861.3345 | 4076.9756
16 | 4358.5557 | -5455.9877 | 2092.6456 | -384.5907 | -610.6229
16 | 4358.4517 | -5455.8667 | 2093.4948 | -384.8167 | -611.2629
16 | 4358.2769 | -5455.2939 | 2094.4342 | -386.3897 | -611.0274
16 | 4358.3854 | -5456.2463 | 2093.9235 | -384.9941 | -611.0685
16 | -4936.9035 | -5579.5695 | 7667.9055 | 3233.6508 | -385.0834
16 | 5404.2326 | -2521.1065 | -4016.0489 | 5166.5607 | -4033.638
16 | 5446.1838 | -392.1472 | -4412.2331 | 4176.3784 | -4818.1818
16 | 5427.9841 | -221.0563 | -4326.4372 | 3937.6912 | -4818.1818
16 | 6088.2976 | 1565.7064 | -11353.7083 | 780.8125 | 2918.8917
16 | 5855.8915 | 2716.353 | -10122.1204 | -1520.461 | 3070.337
16 | 5030.5948 | 3968.4777 | -3771.1089 | -4258.2072 | -969.7563
16 | 4502.1017 | 4442.5206 | 524.595 | -5382.8313 | -4086.386
16 | 3658.7839 | -26.504 | 5612.8974 | -8583.9639 | -661.2134
16 | 4385.8957 | 3828.9478 | 1277.7328 | -5715.1775 | -3777.3988
16 | -4913.0602 | 4194.032 | 7111.133 | -2871.1099 | -3520.995
16 | 5698.7492 | 3213.8349 | -9254.5155 | -2878.1967 | 3220.1282
16 | 5068.199 | 608.1125 | -5201.2685 | -5073.6362 | 4598.5932
16 | 5054.8829 | 578.7732 | -5106.988 | -5113.085 | 4586.4168
16 | 3698.1345 | -462.7726 | 5157.5064 | -8608.1586 | 215.2903
16 | 5979.3626 | -4968.5583 | -9897.3799 | 4701.7391 | 4184.8366
16 | 5351.2533 | -1176.4978 | -6653.6344 | -2000 | 4478.8789
16 | 4207.1548 | -4541.9349 | 2874.5231 | -2000 | -539.743
16 | 3643.6915 | -1107.4474 | 5780.8809 | -8033.9907 | -283.1343
16 | 5119.3269 | 238.1273 | -5457.6893 | -4484.7808 | 4585.0158
16 | 5807.8532 | -1593.5671 | -7464.2428 | 5543.1886 | -2293.232
16 | 5813.3907 | -2026.6755 | -8495.5736 | 5649.9823 | -941.1239
16 | 5834.8396 | -3435.0298 | -12125.3609 | 5955.9363 | 3769.6148
16 | 1249.1871 | -4032.4785 | -8792.7619 | 6964.8645 | 4611.1889
16 | -115.5614 | -4123.6416 | -7579.0243 | 7246.0588 | 4572.1685
16 | -465.6167 | -4136.1351 | -7239.8127 | 7315.7872 | 4525.7773
16 | -5174.0133 | -4345.6309 | -1105.1602 | 7405.0047 | 3219.7999
16 | -406.7542 | -4088.7426 | -7346.1107 | 7269.4391 | 4572.1684
16 | -5209.09 | -2315.2845 | -2402.9955 | 5352.9196 | 4574.4503
16 | -5193.2722 | -1667.1872 | -1817.7391 | 4102.5093 | 4575.6893
16 | -60.8547 | -3342.6693 | -8000.3655 | 6711.0841 | 4692.8055
16 | 5968.9579 | -3978.2995 | -10751.495 | 4563.8244 | 4197.0121
16 | 2057.5416 | -4063.551 | -9022.3549 | 6455.5842 | 4572.7801
16 | 5971.2123 | -4834.91 | -10197.144 | 4879.4159 | 4181.4257
16 | 5874.0696 | -4441.4163 | -11192.2438 | 5887.7314 | 3871.8591
16 | -3459.6073 | -3343.9005 | -2035.8396 | 7714.2272 | 1125.1202
16 | 5818.7189 | -1768.7987 | -7626.9144 | 5482.8927 | -1905.8984
16 | 5993.9949 | -3991.5781 | -10238.2746 | 4268.6923 | 3967.1655
16 | 5189.8107 | -4155.8735 | -4316.5943 | 1652.8914 | 1629.7657
16 | 4702.716 | -3589.5283 | -340.4721 | 594.5409 | -1367.2566
16 | 4546.0294 | -3152.0688 | 601.8749 | -570.1222 | -1425.7134
16 | 3309.5435 | -3594.8389 | 796.6737 | 1029.2103 | -1540.5886
16 | -4983.2765 | -3882.6257 | 5952.1045 | 4162.2457 | -1248.448
16 | 4626.2635 | -3798.4491 | 234.1705 | 398.0295 | -1460.0144
16 | 4956.4896 | -3575.3365 | -2819.8693 | 147.4518 | 1291.2644
16 | 4386.3144 | -2628.6968 | 1460.2809 | -2007.3804 | -1210.5181
16 | -4942.9168 | -2823.2798 | 7445.4116 | 1151.4711 | -830.6862
16 | -4934.0328 | -2457.2694 | 7774.1189 | 393.137 | -775.9537
16 | -4867.7404 | -1905.6378 | 8234.581 | -765.419 | -695.7837
16 | -4521.9279 | 127.4797 | 9864.6396 | -5065.4351 | -404.7564
16 | 4701.0157 | -2519.6939 | -1329.0236 | -2000 | 1147.7018
16 | 3994.441 | 375.8303 | 2810.5697 | -7894.1691 | 713.3281
16 | 3747.6936 | 571.4974 | 4807.5122 | -8426.15 | -700.5532
16 | -3874.2454 | 608.9548 | 9876.8971 | -6250.9572 | -360.6492
16 | 3708.295 | 345.4595 | 5081.8085 | -8551.2638 | -584.2991
16 | -4492.1808 | 489.4785 | 9133.142 | -5695.0749 | 564.6352
16 | 3723.8415 | -33.465 | 4892.4983 | -8574.9861 | -7.8887
16 | 3468.4168 | -195.3967 | 5835.764 | -8809.5095 | -299.2747
16 | -3491.6761 | 77.3848 | 10203.3221 | -6679.3997 | -109.631
16 | -4515.851 | -841.4212 | 10245.5312 | -4752.2925 | -135.9666
16 | -4845.2054 | -1217.1254 | 7253.6537 | -2000 | 808.6771
16 | -4526.5339 | 465.792 | 9128.5052 | -5635.3271 | 567.5639
16 | -5022.8948 | -3562.1456 | 4486.2271 | 2984.2926 | 1114.5207
16 | -4977.7123 | -2182.3121 | 6157.9789 | 68.5274 | 933.5181
16 | -4859.8807 | -1295.0364 | 7168.1162 | -1831.8838 | 818.6846
16 | 4337.5122 | -4767.7949 | 2024.3667 | -1148.1905 | -445.8935
16 | 4300.1094 | -4583.9749 | 2294.2982 | -1346.7633 | -663.6693
16 | 4251.1899 | -4289.9755 | 2488.3132 | -2000 | -449.5276
16 | 4016.0079 | -2989.4195 | 3756.0124 | -4311.5794 | -471.0214
16 | 3675.7634 | -635.1081 | 5435.3999 | -8146.7188 | -329.3364
16 | 4220.5147 | -4413.9218 | 2749.1436 | -2000 | -555.7365
16 | 1405.546 | -3786.0315 | 4831.2254 | -2000 | -450.7398
16 | -4726.2349 | -2430.508 | 9377.3282 | -2000 | -220.5852
16 | 4295.791 | -4930.8309 | 2377.3111 | -1153.9028 | -588.3683
16 | -1235.5183 | -4688.9562 | 5841.4813 | 524.1981 | -441.2049
16 | -4924.3902 | -4572.3148 | 8130.8952 | 1710.668 | -344.8581
16 | -4914.5845 | -3993.9704 | 8493.7064 | 725.0916 | -310.243
16 | -4864.4054 | -3461.8357 | 8802.8156 | -197.1844 | -279.3902
16 | -5076.0753 | -4440.1872 | 2518.5489 | 5378.1041 | 1619.6094
16 | 5983.5157 | -4841.4352 | -9944.9438 | 4734.3859 | 4068.4774
16 | 5814.0942 | -1849.8173 | -7538.5134 | 5570.7967 | -1996.5602
16 | 5855.422 | -3217.0031 | -8036.5326 | 5621.7372 | -223.6235
17 | -4966.5918 | 5515.87 | 5868.0732 | -2251.4062 | -4165.9452
17 | -5015.7245 | 4842.0138 | 1653.2573 | -929.4909 | -550.0558
17 | -5162.1321 | 2963.6666 | -2847.1116 | 2966.3943 | 2079.1828
17 | -5195.2656 | -1435.9127 | -3297.8053 | 5172.9019 | 4756.0816
17 | -5195.7309 | -1485.0958 | -3299.5845 | 5199.6877 | 4780.7234
17 | -5190.4475 | -1540.3032 | -3125.9625 | 5100.0962 | 4756.6169
17 | -4861.3325 | 4121.0141 | -2993.1073 | 425.8829 | 3307.5429
17 | 3810.6833 | 4014.8651 | -9389.135 | -1841.2736 | 3404.8602
17 | 4024.775 | 3935.2056 | -9592.953 | -1735.0657 | 3368.0382
17 | 4952.0977 | 3575.794 | -10484.3417 | -1244.7784 | 3201.2284
17 | -5076.5198 | 3140.0402 | -3420.625 | 2552.7832 | 2804.3213
17 | -4872.0718 | 3952.1349 | -3753.8731 | 765.2617 | 3908.5484
17 | -740.4106 | 3933.3853 | -6656.4327 | -378.2677 | 3841.7257
17 | 3725.6407 | 4013.0816 | -9339.2583 | -1813.4158 | 3413.9519
17 | 88.4973 | 3650.8033 | -6808.6857 | -954.5972 | 4023.9823
17 | -4951.5084 | 3560.9613 | -4090.7886 | 1606.8997 | 3874.4359
17 | -4838.0944 | 3781.5707 | -3514.8928 | 543.8321 | 4027.5845
17 | -5033.1715 | 1509.699 | -3974.0994 | 3148.4297 | 4349.1421
17 | -4812.4892 | 3728.3381 | -3103.1864 | 285.9078 | 3901.4297
17 | -4780.291 | 3527.9512 | -3164.7083 | 212.6045 | 4204.4436
17 | -4615.1626 | 2021.3468 | -947.332 | -1290.7098 | 4831.8576
17 | -4251.5042 | 1999.7819 | -1171.8999 | -1408.7045 | 4832.3268
17 | 1639.3111 | 1775.9882 | -5004.1356 | -3198.4898 | 4787.3261
17 | -4632.9403 | 1907.3157 | -1021.8651 | -1087.5229 | 4835.0126
17 | -5161.9226 | -1109.45 | -3463.2943 | 4902.0873 | 4832.5797
17 | -3267.4775 | -1928.0689 | -5380.5763 | 5759.6067 | 4816.5161
17 | -1303.1126 | -2268.1866 | -6902.0036 | 5672.3586 | 4800.9441
17 | -5131.706 | -1494.1287 | -2349.755 | 4300.3732 | 4675.2166
17 | 2077.3062 | 977.7922 | -4069.4361 | -3753.3762 | 4767.7139
17 | 138.5089 | 3601.0228 | -6767.3856 | -1030.0939 | 4057.9478
17 | -602.4291 | 1795.1417 | -7084.2105 | 1680.9717 | 4210.5263
17 | -5035.2688 | 1450.4516 | -3970.9919 | 3192.985 | 4362.8241
17 | -2938.5323 | 324.055 | -6061.0178 | 4290.9487 | 4384.5463
17 | -1354.0852 | 164.2574 | -7309.3084 | 4148.4482 | 4350.6879
17 | -1276.8724 | -17.5185 | -7338.0656 | 4251.0662 | 4381.3903
17 | -5035.8569 | 1464.2813 | -3966.2784 | 3187.6636 | 4350.1905
17 | -5037.7631 | 4670.808 | 959.887 | -580.2271 | -12.7048
17 | -5039.1278 | 4664.6238 | 957.3043 | -566.8135 | -15.9869
17 | -5157.6409 | 3157.3753 | -2639.654 | 2560.0603 | 2079.8593
17 | -5158.7598 | 3045.7555 | -2617.451 | 2602.3283 | 2128.127
17 | -5034.7016 | 4643.0905 | 821.0989 | -526.211 | 96.7232
17 | -4884.2875 | 3936.5632 | -3719.8196 | 802.5411 | 3865.0027
17 | -800.4821 | 3910.5456 | -6576.5588 | -311.5061 | 3778.0014
17 | 4217.05 | 3967.7802 | -9525.6873 | -1853.4443 | 3194.3014
17 | 5173.4788 | 3980.9031 | -10073.9302 | -2151.6607 | 3071.2091
17 | 5136.7498 | 3735.8033 | -10284.8985 | -1627.7792 | 3040.1246
17 | 47.9838 | 3520.8114 | -6572.7187 | -843.4549 | 3847.3785
17 | -4948.807 | 3588.8767 | -4034.1968 | 1548.5645 | 3845.5627
17 | -5046.1458 | 1434.0822 | -3129.4913 | 2682.6364 | 4058.9185
17 | 5218.9031 | 4323.82 | -7948.0713 | -2830.3496 | 1235.6978
17 | -5019.9447 | 3447.937 | -3538.1317 | 1880.8922 | 3229.2473
17 | -3818.1338 | 3243.195 | -5174.711 | 1948.4143 | 3801.2355
17 | -1666.1276 | 3283.6611 | -6624.1486 | 1247.9864 | 3758.6287
17 | 5122.471 | 3640.6182 | -10362.1917 | -1424.191 | 3023.2936
17 | 5120.1471 | 3553.0507 | -10332.144 | -1378.2459 | 3037.1922
17 | -619.4827 | 1713.6189 | -6665.8443 | 1672.8389 | 3898.8693
17 | -3524.3441 | 3150.2132 | -5477.5819 | 2058.831 | 3792.8818
17 | -2035.7827 | 3013.0485 | -6656.2054 | 1919.783 | 3759.1566
17 | 4929.4393 | 2303.1116 | -11500.9591 | 1433.0143 | 2835.394
17 | -747.9944 | 1366.3046 | -6691.347 | 2158.6208 | 3914.416
17 | 4925.5691 | 1353.7195 | -10958.9129 | 1639.3731 | 3040.2512
17 | -3418.9296 | 3098.3014 | -5624.5368 | 2136.7147 | 3808.4503
17 | -2075.5243 | 2978.2549 | -6682.5965 | 2003.4447 | 3776.4212
17 | 2589.2832 | 2394.378 | -10078.0714 | 1903.1851 | 3191.2251
17 | -3866.2768 | 2786.122 | -4951.9673 | 2183.7455 | 3848.3766
17 | -5079.3339 | 2027.4884 | -2973.9675 | 2609.4378 | 3416.3752
17 | -5037.719 | 4635.9321 | 1026.9386 | -597.8818 | -27.2698
17 | -5157.2046 | 3138.4237 | -2711.5826 | 2598.0954 | 2132.2682
17 | -5189.4489 | -1143.0873 | -3150.1814 | 4745.3886 | 4737.329
17 | -5183.325 | -1443.058 | -2907.8624 | 4708.6105 | 4825.6349
17 | -5192.9512 | -1404.3076 | -3226.9373 | 4995.6875 | 4828.5086
17 | -5210.2272 | -2402.6838 | -2540.706 | 5339.104 | 4814.5129
17 | -5194.5971 | -1450.3958 | -3273.9638 | 5119.7406 | 4799.2161
17 | -5196.5841 | -1494.6675 | -2643.7942 | 4700.6042 | 4634.4416
17 | -4881.8687 | 3942.7924 | -3731.6902 | 788.3354 | 3882.4311
17 | -4951.629 | 3561.939 | -4088.7253 | 1604.9163 | 3873.499
17 | -4820.9343 | 3325.8136 | -2818.894 | 174.4899 | 4139.5248
17 | -4661.9642 | 1609.2865 | -270.1202 | -1462.3142 | 4785.1121
17 | -4849.8737 | 417.8139 | -1165.969 | 772.759 | 4825.2697
17 | -5116.9878 | -1049.8203 | -2588.0095 | 3928.8458 | 4825.9718
17 | -5186.996 | -1341.5298 | -3276.4139 | 4975.5627 | 4829.3769
17 | -5058.6839 | -1003.9898 | -1817.5852 | 3135.081 | 4745.1779
17 | -4634.1801 | 1199.6997 | 1921.7788 | -2519.5586 | 4032.2602
17 | -4900.9904 | 2965.2545 | 5658.4186 | -3066.2988 | -656.3839
17 | -4915.843 | -1304.8757 | 5784.6659 | -1311.2134 | 1747.2663
17 | -5016.2589 | -1597.0782 | 2555.7228 | 1028.8071 | 3028.8071
17 | -5109.5735 | -1865.0363 | -445.3881 | 3202.1531 | 4217.8448
17 | -5159.8547 | -1727.8964 | -2102.7099 | 4279.3865 | 4711.0744
17 | -5025.0307 | -1386.6955 | 178.9722 | 2116.377 | 4116.377
17 | -4781.7006 | 1844.2588 | 6727.7973 | -3967.8779 | 177.5224
17 | -4797.7528 | 766.2921 | 6656.1798 | -3388.764 | 764.0449
17 | -4899.5035 | 3392.7396 | 5645.7799 | -3042.0014 | -1097.0146
17 | -4915.3727 | -1169.6424 | 5780.6677 | -1166.7963 | 1471.1436
17 | -4929.9552 | -1537.9851 | 5904.619 | -718.3394 | 1281.6606
17 | -4975.8927 | -1345.7512 | 3834.6014 | 243.5213 | 2243.5213
17 | -5147.7468 | -1839.2397 | -1692.4337 | 4246.0923 | 4433.328
17 | -5219.7319 | -2676.6088 | -2854.5752 | 6132.8822 | 4618.0337
17 | -5220.9614 | -2693.6541 | -2869.4092 | 6166.0227 | 4618.002
17 | -5269.7283 | -4292.0551 | -1771.601 | 7787.9511 | 3545.4333
17 | -3876.9538 | -3193.7974 | -4256.3706 | 6709.7438 | 4617.378
17 | 1691.3453 | -3861.1486 | -8710.2328 | 6262.6566 | 4617.3796
17 | -5221.2331 | -2709.6965 | -2857.8339 | 6170.7866 | 4617.9769
17 | -5239.0943 | -3612.7054 | -2212.8412 | 6574.7504 | 4489.8906
17 | -4635.168 | -3376.7547 | -3148.5044 | 6543.4264 | 4617.0006
17 | -5171.0535 | -1775.6717 | -2460.6463 | 4745.4185 | 4661.953
17 | -4992.0476 | -958.2972 | -542.5723 | 2246.4585 | 4246.4585
17 | -1984.7374 | -1372.2013 | -3885.3626 | 2621.1506 | 4621.1506
17 | 2743.6964 | -2136.2536 | -7849.0198 | 2620.7885 | 4620.7885
17 | -4963.7289 | -2386.1258 | 6191.6959 | 318.6548 | 839.504
17 | -5017.5422 | -3149.5892 | 6649.1085 | 1774.9717 | -256.9489
17 | -5064.6573 | -3643.048 | 4713.7925 | 2991.6953 | 1002.2174
17 | 4930.8542 | -3658.0144 | -2604.9016 | 153.7935 | 1178.2683
17 | -5031.6897 | -4199.1816 | 6769.3622 | 2270.3318 | 191.1772
17 | -4755.4346 | 2038.8889 | 6937.2916 | -4130.8578 | -89.888
17 | -4689.888 | 1513.0202 | 7588.0996 | -4614.1401 | 202.9082
17 | -4764.0449 | 1460.6742 | 6898.8764 | -3820.2247 | 224.7191
17 | -5222.3774 | 2315.5492 | 3059.7344 | 4527.9129 | -4680.819
17 | -5181.8258 | 2730.2675 | -2254.9709 | 3484.0198 | 1222.5094
17 | -3858.2661 | 2710.4217 | -4566.31 | 3107.3108 | 2606.8435
17 | 2580.4688 | 2123.4389 | -9618.0544 | 2493.7839 | 2420.3628
17 | 2281.0543 | 538.8169 | -9924.3575 | 3412.2927 | 3692.1936
17 | -5280.1725 | -2287.7601 | 3402.4204 | 7353.1063 | -3187.594
17 | -5106.648 | -3896.392 | 6259.5224 | 4013.9369 | -1270.4193
17 | -5149.0251 | -4427.3068 | 2991.3028 | 5137.3295 | 1447.6996
17 | -5269.8862 | -4300.181 | -1762.6502 | 7794.1851 | 3538.5324
17 | 2346.9041 | -4026.987 | -9140.0359 | 6276.6806 | 4543.4382
17 | 4804.7906 | -5451.3769 | -9267.6883 | 5633.1484 | 4281.1263
17 | 5124.9541 | -4142.7599 | -3849.0248 | 1409.0855 | 1457.7451
17 | 3465.26 | -3596.8531 | 939.0517 | 773.3873 | -1580.8458
17 | 4658.0393 | -3592.4548 | -33.289 | 400.4459 | -1432.7414
17 | 4593.3835 | -3769.3475 | 452.735 | 234.3736 | -1511.1447
17 | -5079.9866 | -4823.7037 | 7179.8858 | 3510.9292 | -787.1248
17 | -5073.6548 | -5346.4188 | 7126.0661 | 3440.3404 | -146.3328
17 | -5026.358 | -5509.3013 | 7840.4909 | 3125.5847 | -430.4163
17 | 4335.4895 | -5388.8993 | 2238.3865 | -523.3823 | -661.5944
17 | -5276.5158 | -3519.9229 | 4310.7036 | 7300.4367 | -2814.7016
17 | 4766.0505 | -2775.2734 | -3091.0667 | 5108.4862 | -4008.1966
17 | 4644.9293 | 5505.3648 | -545.5664 | -4972.1386 | -4632.589
17 | 5281.1565 | 4741.173 | -5782.3708 | -3670.3475 | -569.6113
17 | 5188.1222 | 4033.8828 | -10178.9254 | -2271.0191 | 3227.9395
17 | 5132.6618 | 3650.2938 | -10522.7553 | -1452.0587 | 3191.8586
17 | 5115.5043 | 3531.7207 | -10623.3999 | -1198.7401 | 3174.915
17 | 5182.3495 | 3995.7727 | -10106.0082 | -2186.5029 | 3114.3889
17 | 5140.6604 | 3707.4318 | -10364.4624 | -1570.897 | 3087.2672
17 | 5402.1985 | 2142.0001 | -7608.1256 | -4083.1821 | 4147.1091
17 | 5371.2744 | 287.0767 | -7194.7084 | -2970.1238 | 4506.481
17 | 5206.5644 | -2977.7326 | -4853.473 | 312.3206 | 2312.3206
17 | 5020.567 | -2551.5829 | -9216.6426 | 2373.8293 | 4373.8293
17 | 5032.3066 | -2894.782 | -8877.9911 | 2370.2333 | 4370.2333
17 | 5206.8011 | -3294.5767 | -4784.6596 | 436.2176 | 2436.2176
17 | 5361.3247 | -231.6779 | -6981.1024 | -2643.2256 | 4494.6812
17 | 5399.7692 | 2074.343 | -7495.0583 | -4026.9679 | 4047.9139
17 | 5075.6991 | 3391.1723 | -2804.6246 | -664.8576 | -4997.3892
17 | 4805.9755 | 1527.3549 | -4374.2982 | 3317.3526 | -5276.3848
17 | 4785.6898 | 1385.8239 | -4573.4397 | 3617.3933 | -5215.4672
17 | 4879.0058 | 1908.3282 | -11351.1763 | 2288.5991 | 2275.2433
17 | 4862.6314 | 639.0998 | -11758.0964 | 2992.783 | 3263.5821
17 | 4856.1614 | 295.3694 | -11705.005 | 3207.9151 | 3345.559
17 | 4783.0337 | 1290.2185 | -4489.965 | 3687.5079 | -5270.7951
17 | 4808.6986 | 1066.8713 | -4129.3943 | 3468.8685 | -5215.044
17 | 4976.0708 | 3878.272 | -2280.6442 | -1657.0319 | -4916.6667
17 | -1525.4861 | 1969.3991 | 274.4231 | 4198.3306 | -4916.6667
17 | 4029.7035 | 1450.5485 | -3927.3451 | 3699.8546 | -5252.7615
17 | 5072.9626 | 3148.2575 | -2769.6995 | -534.8538 | -4916.6667
17 | 4762.2481 | 139.5294 | -4382.3215 | 4397.2106 | -4916.6667
17 | 4739.383 | -1139.5765 | -4281.9316 | 5183.2342 | -4501.1092
17 | 5014.4576 | -2448.5778 | -2031.5082 | 2405.9394 | -2940.311
17 | 4826.7192 | -2985.7265 | -940.7473 | 1401.219 | -2301.4644
17 | 5147.678 | -4138.0244 | -4016.2996 | 1483.0738 | 1523.5722
17 | 4843.4023 | -3972.9436 | -10242.707 | 5068.3499 | 4303.8984
17 | 4844.5324 | -4401.2608 | -9965.5013 | 5226.1151 | 4296.1145
17 | 5142.4328 | -4562.8828 | -3869.5518 | 1715.9589 | 1574.0428
17 | 5007.9921 | -2857.9591 | -1866.5776 | 2647.279 | -2930.7343
17 | 4778.5328 | -3710.1785 | -10907.2094 | 5741.6774 | 4097.1777
17 | 4798.1478 | -4213.3718 | -10440.6508 | 5707.575 | 4148.2998
17 | 4759.4955 | -1675.4351 | -3899.5623 | 5156.228 | -4340.7262
17 | 5066.7805 | 2765.9965 | -2608.346 | -307.7643 | -4916.6667
17 | 4791.1853 | 97.3374 | -4038.6974 | 4066.8414 | -4916.6667
17 | -4977.2127 | 5480.9523 | 5968.6634 | -2171.5785 | -4300.8245
17 | -5211.6463 | 2541.185 | 3380.1291 | 4055.409 | -4765.0768
17 | -5159.1003 | 3139.6177 | -2596.8988 | 2599.3662 | 2017.0152
17 | 4646.6673 | 5472.596 | -459.0116 | -4900.5651 | -4759.6866
17 | 5272.5139 | 4711.9875 | -5581.1626 | -3600.3164 | -803.0224
17 | 5276.8368 | 4714.1091 | -5640.7893 | -3607.6856 | -742.471
17 | 5135.6014 | 3786.0928 | -3593.8295 | -1541.6543 | -3786.2105
17 | 5073.8911 | 3380.4801 | -2707.3783 | -638.8857 | -5108.1072
17 | 4954.2176 | 2553.4868 | -3406.0292 | 1127.9945 | -5229.6697
17 | 4860.2721 | 1899.4632 | -4243.0819 | 2516.9494 | -5033.6028
17 | 4820.7742 | 1623.8482 | -4633.3524 | 3101.1706 | -4912.4406
17 | 4842.5985 | 1751.011 | -5921.5318 | 2788.4135 | -3460.4913
17 | 4921.4711 | 2192.6423 | -11650.2137 | 1665.2895 | 2870.8108
17 | 4911.5976 | 2123.8678 | -11740.4139 | 1811.2822 | 2893.6663
17 | 4893.5459 | 709.062 | -11421.065 | 2593.8244 | 3224.6327
17 | 4821.359 | 1522.5909 | -4527.2908 | 3134.6552 | -4951.3143
17 | 4862.2613 | 1917.0824 | -3999.6494 | 2486.0319 | -5265.7262
17 | 4927.0442 | 2248.1231 | -3523.1838 | 1576.2199 | -5228.2034
17 | 4874.3564 | 1885.0131 | -3996.5994 | 2353.7183 | -5116.4883
17 | 4886.9718 | 1875.9397 | -3734.7595 | 2205.9629 | -5234.1149
17 | 5072.5115 | 3274.73 | -2681.4891 | -580.0295 | -5085.7229
17 | 4833.1886 | 4556.6925 | -1438.6331 | -3034.5813 | -4916.6667
17 | -2806.2506 | 2310.9029 | 1560.525 | 3851.4894 | -4916.6667
17 | 406.6584 | 2004.2373 | -879.0319 | 3576.8885 | -5108.7523
17 | 1973.5518 | 1868.0245 | -2200.0584 | 3410.8714 | -5052.3892
17 | 1351.7388 | 1868.2907 | -1662.0561 | 3591.307 | -5149.2805
17 | 1152.7392 | 1846.7217 | -1402.029 | 3530.5488 | -5127.9806
17 | 4890.4715 | 1865.8437 | -3668.2928 | 2138.2783 | -5226.3007
17 | 4814.2386 | 929.3899 | -3895.9788 | 3332.2664 | -5179.9161
17 | 4811.5185 | 34.913 | -3442.9267 | 3513.1618 | -4916.6667
17 | 5055.1184 | 2539.4416 | -2454.0577 | -223.8356 | -4916.6667
17 | 4471.0954 | 4447.0156 | 768.739 | -5455.0885 | -4231.7615
17 | 4396.1977 | 4046.2551 | 1252.7076 | -5669.996 | -4025.1644
17 | 4811.6512 | 4136.7346 | -2000.9975 | -4731.687 | -2215.7013
17 | 5297.1856 | 3579.3246 | -5988.7303 | -3731.2907 | 843.5107
17 | 5376.2668 | 1881.1898 | -7181.5627 | -4001.0107 | 3925.1168
17 | 5281.39 | 4240.8807 | -5731.5311 | -3652.3777 | -138.362
17 | 5260.472 | 3447.2324 | -5454.3327 | -3237.8902 | -15.4814
17 | 3618.8331 | -162.2507 | 5879.6257 | -8715.164 | -621.0442
17 | 3649.6222 | -503.6 | 5523.3145 | -8734.0946 | 64.7578
17 | 4998.8021 | 548.6983 | -4678.321 | -5254.0599 | 4384.8805
17 | 5083.3144 | 670.5764 | -5298.4321 | -5021.0076 | 4565.5489
17 | 5185.757 | -125.7006 | -5805.3805 | -3802.3043 | 4547.6284
17 | 5328.3017 | -995.9051 | -6540.3283 | -2274.5918 | 4482.5236
17 | 3607.6348 | -1003.6225 | 6004.0565 | -8290.0571 | -318.0117
17 | 4141.0181 | -4266.7776 | 3256.4138 | -2565.3272 | -565.3272
17 | 5185.2305 | -3831.8 | -4506.6729 | 576.6212 | 2576.6212
17 | 5033.5487 | 1607.9525 | -2172.8084 | 220.9012 | -4689.594
17 | 4979.1943 | -3591.8242 | -1486.9869 | 2953.0645 | -2853.4477
17 | 4334.0732 | -5437.6154 | 2261.169 | -499.4324 | -658.1943
17 | 5111.9603 | -5275.5085 | -3465.0088 | 2033.3465 | 1595.2105
17 | -4969.6929 | 5223.4721 | 6242.3896 | -2325.4012 | -4170.7676
17 | -4960.2411 | 4447.9332 | 6162.0491 | -2466.69 | -3183.0512
17 | -4942.5324 | 3273.1991 | 6011.5257 | -2707.8421 | -1634.3503
17 | -4956.5471 | 3091.9221 | 4830.7618 | -2334.4215 | -631.7153
17 | -4926.2134 | 2713.6603 | 5872.8135 | -2885.7885 | -774.472
17 | -4943.6336 | -2294.665 | 6020.8857 | -827.2942 | 2044.7071
17 | -5026.3586 | -2535.3886 | 3360.8039 | 1100.4716 | 3100.4716
17 | -5088.2281 | -2713.0501 | 1371.0075 | 2541.4434 | 3888.8273
17 | -5179.5222 | -2464.049 | -1638.1452 | 4497.3459 | 4784.3706
17 | -5210.949 | -3045.6941 | -1892.4659 | 5393.0927 | 4756.0163
17 | -5225.7861 | -3105.9007 | -2371.867 | 6013.3734 | 4690.1804
17 | -5233.4538 | -4402.3939 | -973.546 | 6347.9332 | 4261.4605
17 | -5032.1745 | -2395.9006 | 1784.9708 | 1821.5522 | 3821.5522
17 | 1366.8145 | -3276.6104 | -5327.8566 | 2618.8263 | 4618.8263
17 | 2677.0554 | -3488.328 | -6426.1792 | 2618.7259 | 4618.7259
17 | 5016.758 | -3915.1187 | -7831.5426 | 2364.9517 | 4364.9517
17 | -1497.6158 | -4431.5998 | -4415.1445 | 5728.2938 | 4616.0664
17 | 1856.3321 | -4833.5648 | -7097.8348 | 5459.0002 | 4616.0673
17 | 4809.171 | -5580.5519 | -9033.8002 | 5522.1686 | 4283.0124
17 | -4963.5665 | -2798.1534 | 6190.315 | -214.2976 | 1785.7024
17 | -4711.2875 | 693.9489 | 7799.5259 | -4510.1742 | 727.9869
17 | -4599.1444 | -335.7591 | 8605.4795 | -5274.3567 | 1603.7807
17 | -4597.0536 | 93.6211 | 4914.1625 | -3738.4083 | 3327.6784
17 | -4671.4017 | -764.3771 | 8220.8201 | -4407.9667 | 1622.9254
17 | -4675.3209 | 688.3271 | 7822.3121 | -4775.1208 | 939.8025
17 | -4614.5921 | 52.2741 | 8315.7091 | -5184.1499 | 1430.7589
17 | -4610.8893 | 19.5101 | 8312.6009 | -5196.0076 | 1474.7859
17 | -4620.3724 | 726.1148 | 4886.4366 | -3812.1263 | 2819.9473
17 | -4619.3585 | 934.337 | 3096.3821 | -3067.2888 | 3655.9283
17 | -4736.9995 | -145.0073 | 5857.7079 | -3084.9976 | 2109.2965
17 | -4891.7094 | -1169.2142 | 5979.6921 | -1628.6434 | 1709.8749
17 | -4610.7524 | 11.2263 | 8347.5092 | -5209.9607 | 1461.9776
17 | -4656.8586 | -214.0842 | 8079.3338 | -4665.7976 | 1457.4066
17 | -4666.6667 | 300 | 7933.3333 | -4733.3333 | 1166.6667
17 | -5135.0671 | 1323.1567 | -731.2066 | 2242.1121 | 2301.0049
17 | -5164.1644 | 980.185 | -1629.9528 | 3006.2767 | 2807.6555
17 | -5194.885 | -1894.992 | -2219.8277 | 4650.7629 | 4658.9418
17 | -5184.5012 | -2403.6231 | -1808.9511 | 4588.4019 | 4808.6736
17 | -5205.5809 | -2695.442 | -2063.6427 | 5156.4547 | 4808.2108
17 | -694.7523 | -3476.4641 | -5557.3404 | 4956.1045 | 4772.4524
17 | -5128.1198 | 1038.2675 | -2026.4506 | 2910.958 | 3205.3449
17 | -1455.7711 | 817.2162 | -5735.1523 | 2369.1102 | 4004.5971
17 | -574.6825 | 829.9771 | -6327.0024 | 2084.1696 | 3987.5382
17 | 5060.539 | 1092.1056 | -9294.8728 | -163.3101 | 3305.5383
17 | -645.6115 | 738.4384 | -6373.9685 | 2294.4019 | 3986.7398
17 | 4919.2114 | 97.4091 | -10164.6947 | 1930.4993 | 3217.5748
17 | -4763.3922 | 2206.0876 | -1115.8886 | -582.8228 | 4256.016
17 | -4652.1077 | 1079.2992 | 551.1511 | -1703.8889 | 4725.5463
17 | 2228.899 | 671.2557 | -3698.0379 | -3936.5408 | 4734.4239
17 | 1607.452 | -312.2303 | -4072.4149 | -1984.6043 | 4761.7974
17 | -5106.2464 | -1939.7388 | -1431.6354 | 3668.5495 | 4809.071
17 | 986.6051 | 2181.9341 | -5157.5738 | -2141.644 | 4130.6786
17 | 5298.5226 | 2247.5643 | -7638.5912 | -3481.2974 | 3573.8017
17 | -5054.9398 | 1031.9239 | -2872.2486 | 2786.1835 | 4109.0809
17 | -4988.4378 | 2922.1482 | 6401.7216 | -1565.6043 | -2769.8277
17 | -5028.3441 | 2373.7009 | 6740.9252 | -491.5479 | -3594.734
17 | -5218.8013 | -60.1909 | 4662.6755 | 4573.292 | -3956.9753
17 | -5269.3337 | -4085.0344 | 4962.2985 | 7043.463 | -2651.3935
17 | -5233.0371 | -4817.4413 | 5659.6409 | 6476.9747 | -2086.1372
17 | -5120.0324 | -5865.0331 | 7520.2758 | 4302.4023 | -837.6126
17 | -5100.1416 | -6227.8853 | 7351.2038 | 3979.1246 | -2.3015
17 | -5265.5352 | -6053.9187 | 845.6065 | 7614.9266 | 2858.9208
17 | 4805.7217 | -5692.6894 | -8909.0991 | 5608.4151 | 4187.6517
17 | -5036.9192 | -6249.6441 | 8180.2207 | 3485.3488 | -379.0062
17 | -5268.2121 | -5530.2242 | 2189.7184 | 7500.1442 | 1108.5737
17 | 4812.8647 | -3497.0335 | -2355.601 | 4644.4365 | -3604.6667
17 | 4778.3717 | -3896.8664 | -4280.679 | 5218.2866 | -1819.1129
17 | 4772.6537 | -3090.6565 | -2729.1071 | 4964.4185 | -3917.3085
17 | 4808.3257 | -1095.1128 | -2885.7263 | 3738.1366 | -4565.6232
17 | -4903.8219 | 4411.8068 | 7077.0657 | -2822.2378 | -3762.8128
17 | -4833.2733 | 3575.6594 | 7923.6334 | -3354.9094 | -3311.1101
17 | 4309.954 | 3584.085 | 1804.3328 | -5929.0933 | -3769.2784
17 | 3571.14 | -411.6217 | 6234.887 | -8755.2059 | -639.1995
17 | 3608.8812 | -830.0468 | 5798.1218 | -8778.411 | 201.4548
17 | 4862.2443 | 147.5188 | -3679.0083 | -5545.5233 | 4214.7686
17 | 5017.0352 | 370.748 | -4814.7903 | -5118.6698 | 4545.677
17 | 5204.6668 | -1087.6955 | -5743.3059 | -2886.5195 | 4512.8541
17 | 5296.6791 | -1649.4104 | -6217.713 | -1900.3847 | 4470.8291
17 | 3245.4827 | -2466.9101 | -5902.2234 | 500.4165 | 4623.2343
17 | 3557.4132 | -1442.9731 | 6387.4139 | -8234.111 | -267.7431
17 | 4050.4057 | -4459.0234 | 3847.8384 | -2942.8902 | -496.3304
17 | 4343.1972 | -5897.6802 | 2313.7026 | -11.711 | -747.5086
17 | 4413.0858 | -5983.9184 | 1740.2953 | 136.2083 | -305.671
17 | 5084.5838 | -5843.9824 | -3202.7314 | 2322.5871 | 1639.5429
17 | 3434.7019 | -4592.0363 | 4134.2587 | -2488.4621 | -488.4621
17 | -3563.049 | -6211.2687 | 7289.5134 | 2901.5477 | -416.7434
17 | 4094.4184 | -4667.5179 | 3610.9677 | -2518.9341 | -518.9341
17 | 4319.0634 | -5733.2803 | 2403.2396 | -351.6165 | -637.4062
17 | 4107.0398 | -4696.0484 | 3517.8544 | -2464.4229 | -464.4229
17 | 5165.2139 | -4255.2549 | -4349.0296 | 719.5353 | 2719.5353
17 | 5322.8075 | 2421.2946 | -6514.3135 | -3842.2074 | 2612.4188
17 | 5353.541 | 1761.3441 | -6977.8871 | -3947.0294 | 3810.0314
17 | 4382.0882 | 3347.2406 | 1417.7463 | -5277.4218 | -3869.6533
17 | 4997.5327 | 240.6964 | -1800.9377 | 933.3288 | -4370.6203
17 | 4951.5621 | -4157.0545 | -1220.8989 | 3244.0768 | -2817.6855
17 | 5221.6737 | 2057.4248 | -5042.2272 | -2483.0542 | 246.1829
17 | -4826.6907 | 3512.341 | 7981.6181 | -3404.856 | -3262.4124
17 | -4321.6803 | -739.1036 | 11832.8106 | -6776.2517 | 4.225
17 | 3289.3467 | -930.3075 | 6934.261 | -9069.6009 | -223.6993
17 | -4662.0727 | -3091.3502 | 10305.2411 | -2398.1771 | -153.6411
17 | -4677.0732 | -3218.7288 | 10220.375 | -2162.2865 | -162.2865
17 | -4921.2442 | 3147.025 | 7370.5347 | -2114.5818 | -3481.7337
17 | -4954.0358 | 5262.5093 | 6109.3041 | -2447.3709 | -3970.4067
17 | -5050.4545 | -3401.2783 | 6928.863 | 2593.9094 | -1071.0396
17 | -4738.348 | 3187.7801 | 8009.2669 | -4083.9494 | -2374.7496
17 | -4427.0707 | 567.2838 | 10383.0566 | -6162.003 | -361.2667
17 | 3724.6902 | 528.462 | 4972.9662 | -8492.2388 | -733.8797
17 | 3664.1138 | 175.8083 | 5393.8192 | -8685.4035 | -548.3378
17 | -4501.068 | 457.87 | 9397.5659 | -5800.8066 | 446.4386
17 | 3956.1787 | 344.895 | 3099.5159 | -7993.1559 | 592.5663
17 | -4563.6073 | 548.7822 | 8670.1391 | -5462.2858 | 806.9717
17 | -4580.7241 | 705.4229 | 7338.8899 | -4898.1816 | 1434.593
17 | -4599.8728 | 960.7105 | 5161.7464 | -3980.6733 | 2458.0892
17 | -4598.2715 | 1289.565 | 2334.6339 | -2804.3184 | 3778.391
17 | -4597.7602 | 1294.8213 | 2289.0287 | -2785.6186 | 3799.5288
17 | 1754.2564 | 1331.0141 | -3481.3745 | -3999.115 | 4395.219
17 | 5081.6308 | 1222.696 | -5410.4335 | -5090.198 | 4196.3046
17 | 4210.7711 | 1354.0668 | -5753.4935 | -4449.8209 | 4638.4764
17 | 4623.1686 | 1347.252 | -6046.9897 | -4562.2846 | 4638.8537
17 | 5203.8145 | 1322.1863 | -6332.8909 | -4773.9125 | 4580.8025
17 | 4670.3851 | 1259.9993 | -5944.4435 | -4622.6839 | 4636.743
17 | 4157.5599 | 1275.11 | -5763.2524 | -4304.9802 | 4635.5627
17 | 4634.4386 | 1261.2566 | -6106.2021 | -4425.2777 | 4635.7846
17 | 5215.0151 | 1241.006 | -6389.0492 | -4644.8215 | 4577.8497
17 | 4674.6261 | 1237.6986 | -5953.807 | -4594.5018 | 4635.9841
17 | 4751.5838 | 1228.8758 | -5943.654 | -4666.2765 | 4629.4709
17 | 5183.1823 | 1215.0189 | -6163.2148 | -4821.1612 | 4586.1748
17 | 5149.477 | 1037.6377 | -5882.1212 | -4895.7563 | 4590.7629
17 | -4635.2913 | 1082.8655 | 2023.0568 | -2312.1617 | 3841.5306
17 | -4599.3917 | 1275.2553 | 2333.2609 | -2800.817 | 3791.6925
17 | -4687.2195 | 308.2922 | 5889.1703 | -3436.0974 | 1925.8543
17 | -4882.8576 | -986.8666 | 6043.4253 | -1594.4676 | 1420.7665
17 | -4632.6358 | 184.1916 | 8264.3392 | -4674.5744 | 858.6794
17 | -4630.9806 | -228.6772 | 8634.1726 | -4317.9827 | 543.4678
17 | -4851.1201 | -1653.7159 | 7013.5807 | -1254.3723 | 745.6277
17 | 4806.6092 | -3144.3382 | -1880.0481 | -891.1115 | 1108.8885
17 | -4641.545 | -695.493 | 9375.6637 | -3491.9761 | -546.6496
17 | -4949.0846 | -2907.3582 | 7566.2046 | 1164.6664 | -874.4281
17 | 4368.0996 | -2705.1338 | 1606.996 | -2007.735 | -1262.2267
17 | 4525.9861 | -3223.5361 | 760.8397 | -581.3634 | -1481.9262
17 | -4385.3974 | 145.8016 | 10809.7561 | -6425.1528 | -145.0075
17 | 3633.5163 | 105.9016 | 5489.6778 | -8718.4335 | -510.6622
17 | 3671.2164 | 2.6919 | 5307.3304 | -8696.2413 | -284.9974
17 | 3660.3265 | 60.1061 | 5434.9472 | -8637.9972 | -517.3825
17 | -4382.4805 | 116.0353 | 10840.0311 | -6443.5152 | -130.0707
17 | 3498.6003 | -205.6662 | 5917.2258 | -8863.805 | -346.3549
17 | 3674.7526 | -85.863 | 5264.1623 | -8701.7993 | -151.2527
17 | 3641.098 | -510.8314 | 5643.6626 | -8406.7236 | -367.2056
17 | -4637.1706 | -1822.2623 | 9797.7129 | -3104.9227 | -233.3573
17 | -4690.0711 | -2315.4328 | 9525.3762 | -2259.9362 | -259.9362
17 | 4154.8974 | -4106.5349 | 3118.8361 | -2583.5993 | -583.5993
17 | -4386.9094 | 129.5246 | 10785.8896 | -6419.5083 | -108.9965
17 | 3684.6704 | -69.8426 | 5187.732 | -8676.8946 | -125.6652
17 | -4635.761 | -1500.2671 | 9565.9447 | -3347.9676 | -81.949
17 | -4720.6641 | -2181.2925 | 9043.3446 | -2070.694 | -70.694
17 | 4356.5104 | -3790.9746 | 1568.4004 | -2066.9681 | -66.9681
17 | -4638.3201 | -1473.129 | 9666.7174 | -3226.7216 | -328.5467
17 | -4944.4399 | -3867.7518 | 7931.1724 | 1484.1053 | -603.086
17 | 4328.7635 | -3648.887 | 1993.3534 | -1679.2018 | -994.0281
17 | -4956.9001 | -4772.3045 | 8141.057 | 1990.2101 | -402.0625
17 | 4311.3373 | -5185.5001 | 2347.5203 | -820.6809 | -652.6767
17 | -4993.7239 | -4367.7703 | 7371.8588 | 2043.7666 | -54.1312
17 | 4484.7961 | -4501.5884 | 879.0951 | -800.5196 | -61.7832
17 | -4660.5609 | 1288.056 | 7886.5284 | -4828.984 | 314.9605
17 | -4666.6667 | 1016.9417 | 7857.8658 | -4808.8009 | 600.6601
18 | -5056.1236 | 5093.5085 | 3511.8998 | -1351.1656 | -2198.1192
18 | -4916.7596 | 5497.6501 | 5977.8404 | -2180.9805 | -4377.7504
18 | -5345.279 | 2372.8669 | 3323.0774 | 4536.7529 | -4887.4181
18 | -4885.8264 | 2329.6528 | 2976.9292 | 4495.911 | -4916.6667
18 | 4699.907 | 5025.0825 | -860.9342 | -3947.3886 | -4916.6667
18 | -5425.7487 | -2488.8421 | 3699.7568 | 7523.3796 | -3308.5456
18 | -5404.2677 | -2659.3182 | 3899.8064 | 7318.6376 | -3154.8581
18 | -5504.2547 | -3329.5243 | 1779.6387 | 7745.8228 | -691.6825
18 | -5513.3287 | -3421.1933 | 1554.4807 | 7767.7405 | -387.6991
18 | -5415.4719 | -2889.8031 | 3950.6707 | 7541.5253 | -3186.921
18 | -5402.4102 | -3289.9709 | 4237.5517 | 7521.7911 | -3066.9617
18 | -5494.0233 | -5578.3047 | 1868.9647 | 7773.3378 | 1430.0256
18 | 4756.5832 | -2522.1374 | -3260.7856 | 5305.0409 | -4278.7011
18 | 4599.3801 | 5485.6057 | -360.8486 | -4890.3923 | -4833.7449
18 | 3728.2462 | 915.3873 | 4752.0679 | -8157.0413 | -1238.6601
18 | -5410.4733 | 2547.7081 | 1216.7958 | 4119.4262 | -2473.4567
18 | -5518.4205 | -2919.9354 | 1104.1406 | 7398.8689 | -64.6536
18 | -5464.3711 | -3993.2029 | 1636.9137 | 7066.8509 | 753.8094
18 | -5351.2582 | -4633.0909 | 2551.1069 | 5819.8802 | 1613.362
18 | -5341.5416 | -4636.6742 | 2684.192 | 5740.8316 | 1553.1922
18 | -5132.6547 | -4031.9644 | 6269.0169 | 4413.8658 | -1518.2637
18 | 3885.687 | -3700.523 | 641.5175 | 1037.5955 | -1864.2771
18 | 4678.0904 | -3696.1558 | -6.9916 | 792.7153 | -1767.6583
18 | 4793.9934 | -3293.7173 | -610.9292 | 1454.6098 | -2343.9568
18 | 4634.6167 | -3812.6829 | 315.1698 | 683.0354 | -1820.1391
18 | -4998.1376 | -5863.0064 | 8038.2088 | 3388.5352 | -565.5999
18 | -5448.307 | -5725.8605 | 1889.5046 | 7062.416 | 2222.2468
18 | -5529.4801 | -3622.2806 | 1056.5884 | 7815.1014 | 280.071
18 | -5349.188 | -4460.1894 | -1280.6303 | 7965.076 | 3124.9317
18 | -5340.4043 | -4555.3268 | -262.2356 | 7334.5277 | 2823.439
18 | -5487.0687 | -6162.8939 | 1587.873 | 7580.1017 | 2481.9879
18 | 3404.6889 | -4096.2031 | -9631.2833 | 6210.0185 | 4112.779
18 | 4793.4583 | -4814.2515 | -9871.0537 | 5858.2828 | 4033.5642
18 | -5508.2499 | -6030.0021 | 1398.2679 | 7822.1789 | 2317.8051
18 | -5494.4242 | -6168.6336 | 1238.9095 | 7833.3388 | 2590.8095
18 | -5498.2752 | -6246.4976 | 1497.8182 | 7725.0772 | 2521.8774
18 | -4788.2562 | 4099.2441 | -2956.6933 | 514.9398 | 3130.7656
18 | 1309.5369 | 4022.8184 | -7453.2511 | -1086.9369 | 3207.8327
18 | 5188.3279 | 4066.6801 | -9728.2561 | -2286.6071 | 2759.8553
18 | 5271.3097 | 4692.0325 | -5825.2534 | -3532.5295 | -605.5593
18 | 5065.8006 | 3356.868 | -2688.5347 | -532.3538 | -5201.78
18 | 4783.3512 | 1422.4385 | -4336.1995 | 3630.8106 | -5500.4007
18 | 5057.3168 | 2510.3304 | -2559.0464 | -91.9342 | -4916.6667
18 | 4749.0889 | -474.3205 | -4158.7635 | 4800.6618 | -4916.6667
18 | 4733.3886 | -1352.6175 | -4089.8308 | 5340.3842 | -4631.3245
18 | 4744.993 | -1439.4537 | -3988.3459 | 5235.8657 | -4553.0591
18 | 4738.8465 | -1774.3206 | -5099.3183 | 5443.5706 | -3308.7782
18 | 4771.4692 | -3916.3512 | -10620.028 | 5908.91 | 3856.0001
18 | 4815.4738 | -4108.8257 | -10210.7009 | 5457.845 | 4046.2078
18 | 4880.7194 | -4216.5015 | -9086.1235 | 4717.9673 | 3703.9383
18 | 4890.6833 | -4649.7281 | -8628.4933 | 4771.6916 | 3615.8466
18 | 4810.1047 | -4516.7482 | -10017.3494 | 5685.4426 | 4038.5504
18 | 4791.3128 | -4434.5528 | -10192.1509 | 5878.068 | 3957.3229
18 | 5009.2938 | -2697.1859 | -1826.064 | 2567.3482 | -3053.3922
18 | 5128.0542 | -4218.1208 | -3638.7221 | 1750.5978 | 978.1909
18 | 5109.9141 | -4343.6126 | -4404.1554 | 2018.4753 | 1619.3786
18 | 5137.6221 | -4489.342 | -3760.6947 | 1744.2721 | 1368.1425
18 | 5134.2106 | -4784.7881 | -3653.7406 | 1903.3882 | 1400.9299
18 | 5003.3701 | -3109.1454 | -1656.7009 | 2803.2174 | -3040.7412
18 | 4739.4428 | -1556.9343 | -3962.5412 | 5349.4596 | -4569.4269
18 | 4752.9802 | -1917.6117 | -3705.1748 | 5331.2822 | -4461.4758
18 | 5051.7191 | 2133.728 | -2394.66 | 125.8796 | -4916.6667
18 | 4778.026 | -516.5126 | -3815.1394 | 4470.2925 | -4916.6667
18 | 5267.0272 | 4665.5267 | -5680.9419 | -3470.5374 | -781.0747
18 | 5083.7265 | 3474.6471 | -2883.1935 | -794.5765 | -4880.6036
18 | 5063.9311 | 3345.9939 | -2583.7855 | -505.571 | -5320.5685
18 | 4870.808 | 2023.2551 | -3715.4028 | 2341.0017 | -5519.662
18 | 4833.7429 | 1767.4351 | -4049.7099 | 2888.111 | -5439.5791
18 | 4817.0959 | 1652.3112 | -4213.5025 | 3133.925 | -5389.8296
18 | 4817.5048 | 1581.0977 | -4138.7882 | 3157.503 | -5417.3173
18 | 4834.7113 | 1775.639 | -3949.8385 | 2873.2089 | -5533.7207
18 | 4799.671 | 1535.1701 | -4183.3822 | 3389.8802 | -5541.339
18 | 4812.9787 | 1418.463 | -3996.1504 | 3276.8707 | -5512.162
18 | 4844.1383 | 1763.377 | -3874.9171 | 2764.9894 | -5497.5876
18 | 4846.6191 | 1763.1629 | -3825.8573 | 2735.3061 | -5519.2307
18 | 4853.7008 | 1829.2552 | -3788.5395 | 2623.8886 | -5518.305
18 | 5063.5065 | 3309.9187 | -2574.5728 | -486.0454 | -5312.807
18 | 4832.2597 | 1739.779 | -5107.3544 | 2916.9721 | -4381.6565
18 | 4980.7662 | 2644.9617 | -10949.6725 | 772.8208 | 2551.1239
18 | 4878.5921 | 1949.9341 | -11261.5853 | 2276.9217 | 2156.1374
18 | 4871.4068 | 1393.0206 | -11440.0954 | 2585.9102 | 2589.7578
18 | 5182.6326 | 4029.5272 | -9650.3961 | -2203.4023 | 2641.6386
18 | 4916.2918 | 2205.1946 | -11217.7034 | 1722.4201 | 2373.7969
18 | 4892.8506 | 2043.3508 | -11432.3909 | 2068.4527 | 2427.7368
18 | 5386.6373 | 2220.2895 | -7585.5164 | -3927.7632 | 3906.3528
18 | 5374.5235 | 1295.9452 | -7400.6225 | -3412.6606 | 4142.8144
18 | 5271.1713 | -1647.1245 | -5823.1406 | -995.2055 | 3194.2993
18 | 5247.2373 | -1864.3596 | -5958.7134 | -621.1038 | 3196.9395
18 | 5260.9955 | -1877.7559 | -5667.8255 | -780.8432 | 3065.4292
18 | 5149.893 | -4140.3698 | -3972.0511 | 1457.4319 | 1505.0961
18 | 5264.7534 | -1894.2771 | -5702.583 | -819.3301 | 3151.4369
18 | 5255.9454 | -2305.6451 | -5511.7983 | -549.0868 | 3110.5848
18 | 5367.5549 | 872.558 | -7215.3115 | -3159.6819 | 4134.8805
18 | 5384.3183 | 2151.7005 | -7471.1746 | -3872.5002 | 3807.656
18 | 4754.7743 | 2708.3667 | -10754.704 | 703.5243 | 2588.0387
18 | -4954.2452 | 3124.8144 | -3418.7742 | 2629.0704 | 2619.1345
18 | -5106.4243 | 2777.1317 | -2308.7041 | 3445.2827 | 1192.7139
18 | -3907.1881 | 2757.5333 | -4402.8603 | 3104.9435 | 2447.5717
18 | 3468.6258 | 2081.8905 | -10190.9094 | 2403.9096 | 2236.4836
18 | 3293.026 | 1313.78 | -10316.413 | 2853.5728 | 2856.0342
18 | -3096.9867 | 655.3624 | -5719.5613 | 4147.6203 | 4013.5654
18 | -4731.8252 | 3573.4492 | -3096.9861 | 326.7895 | 3928.5726
18 | -4699.632 | 3046.707 | -2300.6511 | -197.2708 | 4150.8468
18 | -4640.8287 | 2562.9445 | -1589.9881 | -686.4258 | 4354.298
18 | 1164.821 | 2223.5413 | -5171.6321 | -2578.4211 | 4361.6909
18 | 5301.999 | 1836.1759 | -7067.652 | -4229.0265 | 4158.5036
18 | -4564.2801 | 1023.9023 | 5284.6144 | -3900.1186 | 2155.8821
18 | 4789.4561 | 1115.6514 | -3366.2953 | -5621.4682 | 3082.6561
18 | -4580.5384 | 645.514 | 8439.0508 | -5216.2749 | 712.2484
18 | -4719.2214 | 2116.5406 | -1876.9466 | 112.9128 | 4366.7147
18 | -4992.463 | -379.7375 | -3576.3047 | 4512.4146 | 4436.0906
18 | -5308.4157 | -3976.4073 | -1638.6433 | 7618.9808 | 3304.4854
18 | -3320.0655 | -1323.295 | -5236.9129 | 5418.5796 | 4461.6938
18 | -2812.9263 | -1450.6525 | -5622.429 | 5420.9563 | 4465.0514
18 | -5084.0622 | -1303.5038 | -2699.5792 | 4717.5914 | 4369.5538
18 | -4921.57 | -1050.5619 | 4109.9551 | -306.1328 | 2168.3097
18 | -4980.2094 | -1591.1008 | 3771.7611 | 624.5791 | 2174.97
18 | -2257.5991 | 3612.0846 | -4908.4102 | -300.1949 | 3854.1196
18 | -3562.2647 | 810.5185 | -5284.7246 | 3939.1449 | 4097.3259
18 | -3202.4226 | -510.8178 | -5480.5941 | 4889.0477 | 4304.7868
18 | -4912.4323 | 1535.9856 | -3938.8361 | 3232.0736 | 4083.2092
18 | -5084.6324 | 4991.7634 | 3275.1197 | -1132.8864 | -2049.3644
18 | -4923.9275 | 5460.3699 | 6082.4774 | -2096.3325 | -4522.5872
18 | -5263.7412 | 2981.3243 | 3966.2378 | 3232.8458 | -4916.6667
18 | -5315.296 | 2606.0524 | 3643.0276 | 4039.5116 | -4973.2956
18 | 2994.7377 | 1810.238 | -2665.4382 | 3329.8025 | -5469.34
18 | 3820.3538 | 1738.1569 | -3361.5011 | 3242.3523 | -5439.362
18 | 3522.3791 | 1734.1152 | -3102.9842 | 3338.3771 | -5491.8872
18 | 3404.3372 | 1723.0999 | -2952.2309 | 3304.4955 | -5479.7017
18 | 4847.3088 | 1761.9482 | -3813.6359 | 2722.201 | -5517.8222
18 | 4814.9529 | 1368.9868 | -3912.6853 | 3228.2484 | -5499.5028
18 | -5335.3945 | 2449.4539 | 3429.1487 | 4373.4585 | -4916.6667
18 | -5312.4456 | 2412.6104 | 3738.2296 | 4078.2723 | -4916.6667
18 | 4808.9306 | -611.3917 | -2909.6245 | 3628.7522 | -4916.6667
18 | 3422.5951 | 5451.3134 | 518.8316 | -4476.0734 | -4916.6667
18 | 4602.2495 | 5449.5127 | -270.7424 | -4811.3945 | -4969.6253
18 | 5261.0087 | 4662.6599 | -5597.3968 | -3460.3738 | -865.8981
18 | 4600.8358 | 5464.3235 | -304.8284 | -4843.6642 | -4916.6667
18 | 4582.8887 | 5342.3198 | -137.3194 | -4871.2225 | -4916.6667
18 | 4431.0212 | 4477.9226 | 905.0797 | -5344.1572 | -4469.8662
18 | 4616.4389 | 4310.8479 | -584.5342 | -4955.4929 | -3387.2597
18 | 4390.8548 | 4268.0701 | 1160.3479 | -5458.0352 | -4361.2376
18 | 5286.4992 | 3552.8017 | -6022.0052 | -3592.4443 | 775.1486
18 | 5361.2685 | 1950.3186 | -7163.2208 | -3848.6826 | 3700.3164
18 | 5209.1821 | 1260.106 | -6232.6716 | -4390.022 | 4153.4055
18 | 4481.4474 | 237.0681 | -977.2952 | -6367.0823 | 2625.8619
18 | 3726.5011 | -362.631 | 4637.1236 | -8293.8943 | 292.9006
18 | 3645.3481 | -1727.7997 | 5706.104 | -7096.3644 | -527.2881
18 | 5339.5013 | 289.3667 | -6830.9855 | -2923.0962 | 4125.2136
18 | 5238.0404 | 3380.2776 | -5282.3716 | -2941.9297 | -394.0168
18 | 3671.3233 | 492.3299 | 5363.9483 | -8192.9341 | -1334.6673
18 | 5012.4283 | 1716.8662 | -1978.3316 | 165.7039 | -4916.6667
18 | 5024.8581 | 1608.6286 | -2033.0886 | 316.2685 | -4916.6667
18 | 5025.9937 | 1652.7717 | -2045.8685 | 293.6338 | -4926.5306
18 | 5025.7002 | 1623.4844 | -2041.3887 | 308.8708 | -4916.6667
18 | 4975.2588 | -3846.2772 | -1271.494 | 3102.0719 | -2959.5595
18 | 4346.7729 | -5587.6189 | 2275.6199 | -146.1353 | -888.6386
18 | 4396.5754 | -5645.3905 | 1873.6562 | -40.1159 | -584.7252
18 | 5104.2038 | -5497.6442 | -3239.6018 | 2215.2788 | 1417.7634
18 | -5382.223 | 2848.6453 | 1350.2197 | 3472.4114 | -2289.0533
18 | -5063.2476 | 4907.3812 | 2736.3926 | -973.853 | -1606.6731
18 | -4802.3476 | 3931.2505 | -3598.3954 | 859.2347 | 3610.2578
18 | -4785.8944 | 3949.8135 | -3640.7446 | 813.914 | 3662.9115
18 | -3218.9556 | 3942.6878 | -4739.0691 | 377.1897 | 3638.1472
18 | -4127.0889 | 3301.2914 | -4756.956 | 1991.2572 | 3591.4962
18 | -4850.8525 | 3518.5558 | -4032.7191 | 1741.8602 | 3623.1556
18 | -3271.9868 | 3921.1279 | -4665.8509 | 439.6186 | 3577.0911
18 | 5173.4119 | 4014.4213 | -9614.8459 | -2167.6079 | 2594.6206
18 | -4104.8163 | 3326.4327 | -4712.5501 | 1932.8286 | 3558.105
18 | -3940.9139 | 2866.6917 | -4726.6369 | 2209.7023 | 3591.1568
18 | -4855.7003 | 3554.5877 | -3955.4137 | 1668.376 | 3588.1504
18 | -4959.057 | 3333.7957 | -3187.8142 | 2190.3197 | 2622.7558
18 | -3810.2558 | 3225.7318 | -4980.1048 | 2061.3635 | 3503.2653
18 | -3908.5393 | 2912.9011 | -4775.1668 | 2194.6942 | 3576.1108
18 | -2708.8632 | 1267.901 | -4757.5801 | 2453.3237 | 3745.2186
18 | -4987.229 | 2384.1217 | -2991.2835 | 2555.097 | 3039.2938
18 | -4968.7749 | 1684.0343 | -3138.891 | 2646.8966 | 3776.735
18 | -4802.2979 | 3921.8329 | -3583.7306 | 851.7724 | 3612.4233
18 | -4763.4557 | 2122.4491 | -805.6253 | -680.4614 | 4127.0933
18 | -4735.9298 | 1673.4517 | -124.9566 | -1065.1546 | 4252.5893
18 | 5234.8961 | 4474.9895 | -6746.9418 | -3085.5132 | 122.5694
18 | 5265.2992 | 4436.2012 | -5671.3671 | -3485.7496 | -544.3837
18 | -4964.4519 | 3341.4607 | -3092.7229 | 2178.1371 | 2537.577
18 | -4964.5958 | 3321.6586 | -3146.9513 | 2218.9344 | 2570.954
18 | -5014.6023 | 3202.2326 | -2786.788 | 2498.0761 | 2101.0815
18 | -4348.5093 | 3205.7894 | -3960.7043 | 2277.8562 | 2825.568
18 | -2230.138 | 3054.4934 | -6080.5717 | 1971.8642 | 3284.3521
18 | 4924.8774 | 2323.3412 | -11056.2767 | 1472.2375 | 2335.8205
18 | -3710.6109 | 3191.2026 | -5071.5292 | 2105.8095 | 3485.128
18 | -3526.7484 | 3088.0665 | -5318.018 | 2269.8405 | 3486.8594
18 | 3473.4526 | 2211.0653 | -10413.4369 | 2120.0307 | 2608.8882
18 | -4998.8309 | 2800.1743 | -2900.0642 | 2506.0347 | 2592.6861
18 | -1108.3891 | 3183.4876 | -6629.2369 | 1379.4536 | 3174.6848
18 | 5105.8147 | 3567.3125 | -9982.8992 | -1204.3763 | 2514.1483
18 | -5080.9169 | 4889.1653 | 3310.3888 | -1169.3513 | -1949.286
18 | -4996.6043 | 2925.6049 | 4096.8429 | -1971.5901 | -54.2534
18 | -4996.1217 | 2919.6853 | 4101.1421 | -1975.814 | -48.8917
18 | -4924.7976 | 2429.515 | 4721.8726 | -2573.4438 | 346.8538
18 | -4961.0981 | -1378.1076 | 4911.4676 | -882.3488 | 2310.0869
18 | -4786.626 | 946.7102 | 6313.0706 | -3699.2931 | 1226.1383
18 | -4653.2315 | -135.0193 | 7822.6146 | -4764.5012 | 1730.1374
18 | -4606.5839 | -289.8557 | 8479.9417 | -5095.778 | 1512.2759
18 | -4368.5381 | -741.7804 | 12030.2585 | -6723.9061 | -196.034
18 | 3002.8858 | -919.3829 | 7287.0114 | -8952.0567 | -418.4577
18 | -4787.0004 | -2007.7474 | 7399.5829 | -2138.8685 | 1534.0334
18 | -4518.8248 | -2186.2 | 11140.8086 | -4249.5839 | -186.2
18 | -4517.4114 | -2219.4954 | 11188.2389 | -4231.8368 | -219.4954
18 | -4896.6734 | -5532.1222 | 8950.6293 | 1934.4599 | -456.2937
18 | -5034.0757 | -6460.7438 | 7907.43 | 3926.1591 | -338.7696
18 | -5016.8186 | -6408.2268 | 8206.3056 | 3817.9305 | -599.1907
18 | -5002.6259 | -6309.9727 | 8242.1302 | 3605.1278 | -534.6594
18 | 4075.3068 | -5775.1422 | 2622.1316 | -135.0064 | -787.2898
18 | 3843.7824 | -3673.4908 | 4887.5665 | -4499.9267 | -557.9313
18 | 4360.847 | -6042.2128 | 2315.3535 | 350.4554 | -984.4431
18 | 4483.0523 | -6190.3563 | 1325.0726 | 605.6699 | -223.4386
18 | 4307.2635 | -5724.9183 | 2515.2068 | -307.6597 | -789.8924
18 | 4316.1424 | -5765.5007 | 2470.9518 | -224.5708 | -797.0228
18 | 4318.2303 | -5768.2077 | 2454.196 | -219.8295 | -784.3891
18 | -4513.8728 | -2188.4705 | 11209.092 | -4289.4165 | -217.3321
18 | -1430.6819 | -2311.222 | 9194.5994 | -5141.4734 | -311.222
18 | -5467.9814 | -6188.2831 | 1868.0974 | 7355.8005 | 2432.3666
18 | -4858.5122 | -944.4488 | 5870.6942 | -2228.3917 | 2160.6584
18 | -4992.2699 | -1629.2385 | 4698.1642 | -462.0739 | 2385.4181
18 | -5471.098 | -6002.4834 | 1713.463 | 7251.0303 | 2509.088
18 | -4862.2524 | 2028.3798 | 2392.5499 | -1767.9584 | 2209.281
18 | -4914.6919 | -612.6644 | 3489.0123 | -852.6506 | 2890.9946
18 | -4772.7928 | 3551.1556 | 8043.4144 | -3308.5622 | -3513.2151
18 | -4894.1921 | 2929.2194 | 7237.4134 | -1511.6915 | -3760.7492
18 | -5278.3835 | 40.5475 | 4875.1092 | 4546.2904 | -4183.5637
18 | -5347.6494 | -4144.264 | 5199.3435 | 7117.0881 | -2824.5182
18 | -5241.2749 | -5273.8959 | 6248.4311 | 6218.3835 | -1951.6439
18 | -5475.2345 | -6208.1574 | 1960.5026 | 7564.2549 | 2158.6345
18 | -5467.2896 | -6300.9835 | 1973.8799 | 7450.514 | 2343.8794
18 | -5491.555 | -6283.2964 | 1612.0285 | 7672.5141 | 2490.3088
18 | -4233.7954 | -6207.9763 | 164.6838 | 7571.9263 | 2705.1617
18 | 4781.1511 | -4749.3388 | -5659.2222 | 5525.9228 | 101.4871
18 | 4797.6466 | -5832.4488 | -8450.7491 | 5761.22 | 3724.3313
18 | -5483.4835 | -6294.2975 | 1726.2125 | 7596.2553 | 2455.3132
18 | 4869.5426 | -5951.0997 | -7211.5466 | 4945.9285 | 3347.1752
18 | 4850.5671 | -3949.6291 | -1799.4632 | 4373.047 | -3474.5217
18 | -5490.7801 | -5952.0942 | 1859.8951 | 7712.3763 | 1870.6029
18 | 4769.6174 | -3138.2127 | -2549.9944 | 5019.8764 | -4101.2867
18 | 4807.8313 | -1000.473 | -2717.7738 | 3706.2137 | -4795.7982
18 | 4260.2398 | 3585.2564 | 1981.3739 | -5845.4161 | -3981.4539
18 | 5312.2762 | 2395.0765 | -6555.7944 | -3705.3448 | 2553.7865
18 | 5338.7906 | 1826.8094 | -6960.4884 | -3796.2112 | 3591.0995
18 | 5150.7006 | 973.2014 | -5809.6484 | -4465.703 | 4151.4494
18 | 4314.4753 | -202.3507 | 229.1983 | -6737.5029 | 2396.18
18 | 3684.5506 | -702.7376 | 4913.8507 | -8345.2284 | 449.5648
18 | 3594.6526 | -2215.0165 | 6098.0241 | -7018.653 | -459.0071
18 | 4673.3342 | -2260.5104 | -1601.0551 | -3291.1186 | 2479.3498
18 | 3639.5766 | -2511.4991 | 5882.7984 | -6545.2816 | -465.5943
18 | 3667.1761 | -2485.0837 | 5712.7466 | -6409.7552 | -485.0837
18 | 3800.1187 | -2394.8406 | 4837.7957 | -5848.2332 | -394.8406
18 | 3774.0929 | -2554.0389 | 5087.169 | -5753.1841 | -554.0389
18 | 4147.3794 | -4678.1501 | 3267.8934 | -2014.2926 | -722.8301
18 | 4324.0139 | -5516.9735 | 2391.8979 | -340.3678 | -858.5705
18 | 4374.5772 | -5592.6694 | 2009.7589 | -176.5774 | -615.0893
18 | 4337.0227 | -5735.656 | 2314.5248 | -178.755 | -737.1365
18 | 4320.3188 | -5738.7854 | 2443.7243 | -215.9897 | -809.268
18 | 3747.6149 | -2402.7248 | 5216.1553 | -6018.762 | -542.2834
18 | 5181.0777 | -3951.8118 | -4553.2914 | 407.7922 | 2916.2332
18 | 4894.0358 | -2129.2457 | -3081.5798 | -2404.6946 | 2721.4842
18 | 5216.8098 | -3204.4108 | -4958.3248 | -53.2865 | 2999.2122
18 | 5311.8705 | -227.343 | -6549.6023 | -2651.5088 | 4116.5836
18 | 3623.4269 | 244.3536 | 5718.9978 | -8233.3888 | -1353.3894
18 | 4373.6173 | 3233.3249 | 1402.1164 | -4877.8152 | -4131.2434
18 | 5200.1657 | 1995.9382 | -4844.635 | -2200.3642 | -151.1047
18 | 4991.7382 | 297.9173 | -1663.3725 | 979.9747 | -4606.2577
18 | 4948.2799 | -4414.6164 | -1000.0612 | 3386.4881 | -2920.0904
18 | 5077.2491 | -6066.2935 | -2968.5384 | 2499.5285 | 1458.0543
18 | -5202.1085 | 1877.0565 | 2712.3175 | 1053.9818 | -441.2473
18 | -5373.9784 | 609.9238 | 1603.169 | 3718.4958 | -557.6102
18 | -5495.1121 | -5525.6312 | 1476.7522 | 7398.5457 | 2145.4454
18 | -5505.4436 | -6181.7359 | 1432.3307 | 7787.3746 | 2467.4742
18 | -5499.0763 | -6223.0322 | 1346.8235 | 7799.2773 | 2576.0076
18 | -5499.6082 | -6253.9926 | 1486.9425 | 7735.0519 | 2531.6065
18 | -5132.7853 | 1095.9482 | -878.8841 | 2873.5101 | 2042.2112
18 | -5132.8132 | 1013.1693 | -1137.1335 | 3058.8885 | 2197.8889
18 | 342.9775 | 684.6278 | -6673.497 | 2249.3551 | 3396.5365
18 | 4916.0734 | 163.6179 | -9823.2034 | 1941.6725 | 2801.8397
18 | 2010.4762 | 864.4856 | -7486.1271 | 1376.0281 | 3235.1372
18 | 5038.2805 | 1025.845 | -9111.7231 | 130.2959 | 2917.3017
18 | -4795.1801 | 2195.1425 | -833.6329 | -536.7957 | 3970.4662
18 | -4778.1626 | 1926.3503 | -449.9638 | -796.0908 | 4097.867
18 | -4740.6926 | 1623.4255 | -32.0166 | -1092.6712 | 4241.955
18 | -4070.2089 | 2186.689 | -1393.5445 | -717.5747 | 3994.6391
18 | 520.898 | 2179.9091 | -4632.7463 | -1957.7725 | 3889.7117
18 | 5292.7538 | 2255.4426 | -7457.918 | -3415.2225 | 3324.9441
18 | -4609.5738 | 1619.4888 | -129.7256 | -1127.6533 | 4247.4639
18 | 2998.4502 | 1174.7173 | -4823.2974 | -3607.022 | 4257.1519
18 | -4758.4594 | 1527.0521 | -113.0753 | -905.5987 | 4250.0813
18 | -4872.0598 | 1740.8719 | -1573.328 | 750.2632 | 3954.2527
18 | -5000.5232 | 1013.4143 | -2696.2811 | 2821.7756 | 3861.6143
18 | -5089.5511 | 1020.8356 | -1645.0919 | 2977.0649 | 2736.7425
18 | -2422.9998 | 869.838 | -4747.9344 | 2516.7482 | 3784.348
18 | -2399.0976 | 869.5537 | -4765.2137 | 2510.9885 | 3783.769
18 | -2401.0888 | 868.4184 | -4765.3386 | 2514.2806 | 3783.7285
18 | -4784.9804 | 1550.2545 | -315.5938 | -658.6797 | 4208.9994
18 | -4789.1496 | 1352.2884 | -225.4174 | -592.6638 | 4254.9423
18 | -5099.9136 | -1486.7866 | -2158.1368 | 4410.9919 | 4333.8452
18 | -998.1231 | -2516.8659 | -5276.2278 | 4430.2153 | 4361.0016
18 | 4819.0294 | -4992.0225 | -9026.8809 | 5168.4558 | 4031.4182
18 | -4869.0908 | 4754.541 | 6814.2285 | -2533.3863 | -4166.2924
18 | -4910.073 | 3302.0437 | 4812.9562 | -2629.4434 | -575.4835
18 | -4720.9956 | 1768.7676 | 6952.6295 | -4139.3015 | 138.9
18 | -4579.5367 | 630.9799 | 8558.843 | -5267.1841 | 656.8979
18 | -4502.4418 | 484.6169 | 9708.6696 | -5794.4793 | 103.6345
18 | -4454.5255 | 589.0086 | 10536.4894 | -6086.163 | -584.8095
18 | -4933.2335 | -3010.3171 | 7593.0252 | 1462.1677 | -1111.6423
18 | 4346.0955 | -2705.8336 | 1750.4752 | -1908.1401 | -1482.597
18 | 4586.0664 | -3450.7198 | 524.4387 | 139.8509 | -1799.6362
18 | 3536.2155 | 555.2612 | 5237.3003 | -8379.4379 | -949.3392
18 | 3757.2034 | 466.7055 | 4370.6317 | -8210.025 | -384.5155
18 | 3720.6303 | 264.4514 | 4852.3871 | -7835.53 | -1001.9387
18 | -4747.5648 | -1093.947 | 7650.3664 | -2408.79 | 599.9354
18 | -4983.5348 | -3182.1986 | 6853.805 | 1881.2964 | -569.3681
18 | -5170.1151 | -3862.8139 | 4315.2086 | 3599.2395 | 1118.4809
18 | 4969.8645 | -3708.9102 | -2858.2125 | 340.6565 | 1256.6017
18 | 4545.483 | -3004.3272 | 243.5773 | -1262.2611 | -522.4719
18 | -5078.1633 | -4280.6988 | 5816.1075 | 3031.8481 | 510.9064
18 | -4967.8336 | -5526.3842 | 8176.3534 | 2870.4963 | -552.6319
18 | 3457.2921 | -5777.6443 | 2989.4659 | 103.3165 | -772.4302
18 | 4735.3605 | -4152.9372 | -1047.2348 | -149.0034 | 613.8149
18 | -4849.8817 | -1728.4972 | 6772.1699 | -1015.9373 | 822.1463
18 | 4541.5678 | -2052.4276 | -459.5534 | -3045.5276 | 1015.9408
18 | 4224.9385 | -955.7231 | 1412.7068 | -5309.613 | 627.6908
18 | -4815.6439 | -1762.9466 | 7237.533 | -1316.2723 | 657.3297
18 | -4698.6297 | -1885.1207 | 8823.3324 | -2354.4614 | 114.8793
18 | -4638.4835 | -2370.1321 | 9961.5167 | -2582.769 | -370.1321
18 | 3823.6019 | -2588.8649 | 4772.9905 | -5418.8626 | -588.8649
18 | -4597.6893 | -1976.6164 | 10181.7238 | -3259.2099 | -348.2083
18 | 3787.7979 | -2355.9963 | 4939.0933 | -5796.4629 | -574.432
18 | 3914.0067 | -2311.3951 | 4037.4764 | -5328.693 | -311.3951
18 | 4409.0544 | -2105.2526 | 490.827 | -3522.2706 | 727.6417
18 | 3858.0829 | 375.8058 | 3560.183 | -7998.5659 | 204.4942
18 | 3762.1533 | 214.2135 | 4286.8494 | -8237.9465 | -25.2697
18 | -4420.436 | 150.2265 | 10991.3863 | -6357.8598 | -363.317
18 | 3229.8409 | -162.2127 | 6222.9322 | -8720.6913 | -569.869
18 | 3668.7719 | -1343.3997 | 5447.7849 | -7197.0641 | -576.093
18 | -4647.7164 | 282.2476 | 7915.7269 | -4401.0127 | 850.7547
18 | -4601.0241 | 355.9732 | 8343.7769 | -5124.6323 | 1025.9065
18 | -4633.3497 | -93.49 | 8032.163 | -4910.6776 | 1605.3544
18 | -4952.523 | -1325.0115 | 5078.269 | -488.3691 | 1687.6347
18 | -4986.422 | -1637.6389 | 4867.3429 | 58.7233 | 1697.9948
18 | -4956.901 | -1505.5977 | 5031.4775 | -545.6312 | 1976.6525
18 | -4979.4267 | -1712.0824 | 4891.493 | -180.9461 | 1980.9621
18 | -5463.0258 | -5956.0988 | 1779.2534 | 7187.6656 | 2452.2056
19 | -5116.4428 | 4993.3154 | 2470.0638 | -991.59 | -1355.3465
19 | -4941.5239 | 5500.5623 | 5565.1193 | -2033.1087 | -4091.0489
19 | -5338.0641 | 2615.0163 | 3092.652 | 4169.9214 | -4539.5257
19 | 4662.4631 | 5484.4975 | -856.8244 | -4759.8927 | -4530.2435
19 | -4846.3911 | 4520.4813 | 6520.8178 | -2831.2716 | -3363.6364
19 | -5400.707 | -1204.6609 | 3431.2908 | 6537.7135 | -3363.6364
19 | -5423.3873 | -2552.4046 | 3532.8468 | 7370.4007 | -2927.4557
19 | -5317.2825 | -3394.4673 | 4520.9867 | 6359.0829 | -2168.3198
19 | -5447.9614 | -4270.3994 | 1750.0137 | 6917.3965 | 1050.9507
19 | -5410.9402 | -4702.9466 | 1812.3486 | 6387.3917 | 1914.1466
19 | -5390.7024 | -4710.4099 | 2089.5375 | 6222.7495 | 1788.8252
19 | -5179.7552 | -4089.4865 | 5720.6016 | 4888.2943 | -1339.6543
19 | 4748.0615 | -3735.7817 | -453.9215 | 1148.908 | -1707.2663
19 | -5041.9378 | -5970.97 | 7536.0557 | 3839.7882 | -362.936
19 | -5497.7898 | -4667.0888 | 484.0808 | 7169.019 | 2511.7787
19 | 4359.708 | -4289.347 | -9872.2966 | 5644.7657 | 4157.1699
19 | -5543.2501 | -5426.7046 | 289.1173 | 7868.2413 | 2812.5961
19 | 3901.6244 | -4603.1513 | -9485.9101 | 5986.1746 | 4201.2623
19 | 4808.6212 | -5030.0967 | -9677.1608 | 5756.9943 | 4141.642
19 | -5490.8536 | -5114.7618 | 1874.2175 | 7727.8748 | 1003.5231
19 | 3359.2805 | -2351.6099 | -2222.5636 | 4578.5294 | -3363.6364
19 | -5505.8628 | -3447.4125 | 1506.0408 | 7599.846 | -152.6115
19 | -5586.3421 | -4526.9225 | -957.9701 | 7872.9413 | 3198.2934
19 | 3117.8868 | -4273.7365 | -9243.3982 | 6140.6378 | 4258.6101
19 | -2007.3101 | -2179.8562 | 925.463 | 6625.3397 | -3363.6364
19 | -5396.2589 | -3618.7041 | 4199.0181 | 7421.1571 | -2605.2122
19 | -5352.3621 | -4116.1023 | 4680.2399 | 7056.9315 | -2268.707
19 | -5472.627 | -5025.6596 | 2322.0894 | 7687.2515 | 488.9456
19 | -5488.133 | -5419.9085 | 1918.7049 | 7728.8336 | 1260.503
19 | -5462.7214 | -6271.7766 | 2042.5087 | 7446.0515 | 2245.9378
19 | -5508.7087 | -6086.3956 | 1232.2357 | 7797.9152 | 2564.9534
19 | 4777.882 | -3360.4215 | -4172.4044 | 5318.5647 | -2563.6209
19 | 2515.0449 | -3246.0815 | -1420.5172 | 5515.1902 | -3363.6364
19 | 4789.1888 | -2999.8099 | -3198.2611 | 5073.0671 | -3664.1849
19 | 4826.3446 | -3556.4313 | -2608.9517 | 4702.6748 | -3363.6364
19 | 963.327 | -3101.0987 | -542.0222 | 6043.4303 | -3363.6364
19 | 4772.3265 | -2802.7107 | -3397.6633 | 5220.3281 | -3792.2807
19 | 4357.5579 | 3941.4472 | 952.6643 | -5888.033 | -3363.6364
19 | 3726.1344 | 628.819 | 4658.6561 | -8255.796 | -757.8135
19 | -5404.4707 | 3154.901 | 0 | 2943.9827 | -694.413
19 | -5432.4195 | 2884.9617 | 0 | 3528.5205 | -981.0627
19 | -5522.1998 | -1778.002 | 0 | 6355.1968 | 945.005
19 | -5479.8206 | -2201.7937 | 0 | 5677.13 | 2004.4843
19 | -5562.2463 | -3048.5303 | -835.4967 | 6995.9409 | 2450.3323
19 | -5078.3647 | 4823.4889 | 1370.2392 | -670.6434 | -444.7201
19 | -4783.0665 | 4069.3615 | -3596.6725 | 718.2981 | 3592.0794
19 | -2794.9914 | 4044.4442 | -5062.6937 | 196.0352 | 3617.2057
19 | -2447.6621 | 4042.2526 | -5305.1373 | 100.5684 | 3609.9785
19 | 5184.0347 | 4128.5525 | -9781.3127 | -2259.8371 | 2728.5627
19 | 5268.92 | 4768.2499 | -5788.7787 | -3534.3398 | -714.0515
19 | 5083.5489 | 3563.9195 | -2959.43 | -828.1542 | -4859.8841
19 | 4810.1541 | 1691.5231 | -4553.0548 | 3201.5418 | -5150.1642
19 | 4752.3708 | -1457.592 | -4269.1989 | 5154.5874 | -4180.1673
19 | 4849.6413 | -2175.2819 | -3390.2509 | 4274.4176 | -3558.5261
19 | 4811.9533 | -4228.5568 | -10202.3044 | 5547.9835 | 4070.9245
19 | 4823.456 | -4278.8695 | -10095.3066 | 5430.0754 | 4120.6447
19 | 4822.4857 | -4706.0321 | -9861.0382 | 5612.5839 | 4132.0006
19 | 4800.332 | -4473.687 | -10143.4955 | 5785.4904 | 4031.3601
19 | 4800.7122 | -4275.4076 | -9086.5754 | 5701.6169 | 2859.6539
19 | 4806.5138 | -4636.1713 | -10009.6081 | 5776.3031 | 4062.9625
19 | 4885.8792 | -2344.6743 | -3084.8877 | 3907.3191 | -3363.6364
19 | 5019.9212 | -2982.5419 | -1988.2714 | 2553.962 | -2603.0699
19 | 5112.3295 | -4165.9916 | -3398.7129 | 1918.443 | 533.932
19 | 5076.6816 | -4419.3082 | -4922.4382 | 2447.5441 | 1817.5207
19 | 5131.6125 | -4711.7576 | -3644.6743 | 1905.353 | 1319.4664
19 | 5129.7112 | -4876.419 | -3585.0654 | 1994.0334 | 1337.7398
19 | 5013.9974 | -3394.5014 | -1818.9083 | 2789.8313 | -2590.419
19 | 4877.7258 | -2746.0238 | -2933.7652 | 4165.6995 | -3363.6364
19 | 4832.6515 | -2535.3262 | -3313.5892 | 4622.3127 | -3606.0487
19 | 4787.9367 | -4060.5601 | -10444.8712 | 5768.9835 | 3948.5111
19 | 4770.6898 | -2078.1547 | -3873.4828 | 5182.9845 | -4002.0367
19 | 5039.5236 | -856.8957 | -2287.4661 | 1468.4746 | -3363.6364
19 | 5033.9259 | -1233.4982 | -2123.0797 | 1686.2883 | -3363.6364
19 | 5264.6375 | 4741.7442 | -5644.4672 | -3472.3477 | -889.5668
19 | 5114.2335 | 3764.5903 | -3348.8274 | -1276.6384 | -4253.3581
19 | 5081.6993 | 3553.1453 | -2856.7422 | -801.65 | -4976.4524
19 | 4842.9162 | 1917.689 | -4254.8773 | 2717.93 | -5223.6579
19 | 4840.5958 | 1901.6424 | -4277.7076 | 2752.1929 | -5216.7236
19 | 4839.709 | 1895.6789 | -4276.2512 | 2765.221 | -5224.3576
19 | 4840.6692 | 1887.2173 | -4262.7289 | 2757.0824 | -5222.24
19 | 4841.9776 | 1806.941 | -4223.6787 | 2773.492 | -5198.7319
19 | 5081.004 | 3493.8758 | -2841.6406 | -769.5988 | -4963.6405
19 | 4863.3462 | 2033.7202 | -5567.8627 | 2426.357 | -3755.5608
19 | 4908.642 | 2242.218 | -11401.8867 | 1799.4087 | 2451.6181
19 | 5178.3394 | 4091.3996 | -9703.4527 | -2176.6323 | 2610.346
19 | 4942.7529 | 2477.722 | -11089.7836 | 1295.8769 | 2373.4319
19 | 5386.8931 | 2239.8074 | -7589.4205 | -3938.6397 | 3901.3598
19 | 5361.2447 | 282.6968 | -7197.9454 | -2848.0152 | 4402.0191
19 | 5243.9886 | -825.0191 | -7795.219 | -997.8561 | 4374.1056
19 | 5309.5538 | -888.8598 | -6408.9793 | -1759.1018 | 3747.3871
19 | 5156.181 | -4012.315 | -4068.0251 | 1330.7545 | 1593.4046
19 | 5284.7283 | -909.6163 | -7332.8196 | -1452.8931 | 4410.6007
19 | 5322.6808 | -946.5706 | -6530.3918 | -1893.5418 | 4047.8234
19 | 5352.6022 | -268.4126 | -6987.0865 | -2523.8616 | 4426.7585
19 | 5384.5741 | 2171.2184 | -7475.0787 | -3883.3768 | 3802.663
19 | -2479.9928 | 4018.9718 | -5307.8594 | 158.9248 | 3609.9555
19 | -3641.4594 | 3198.6511 | -5330.736 | 2223.2534 | 3550.2909
19 | -4945.4287 | 3445.175 | -3851.7652 | 2088.7477 | 3263.2713
19 | -5215.7463 | 3051.7047 | -2420.3385 | 3043.8288 | 1540.5512
19 | -3794.7438 | 3041.5438 | -4933.2469 | 2611.7182 | 3074.7288
19 | 1253.79 | 2594.4322 | -8885.8155 | 2099.3406 | 2938.2527
19 | -4773.6981 | 4013.5465 | -3614.048 | 697.4519 | 3676.7478
19 | -4559.0744 | 1948.3712 | -554.468 | -1380.9618 | 4546.133
19 | 3019.045 | 1505.2582 | -5229.4514 | -3850.6727 | 4555.8209
19 | 3885.3338 | 1472.8314 | -5792.2147 | -4115.1612 | 4549.2107
19 | 4160.6212 | 1324.04 | -5753.8362 | -4275.0484 | 4544.2235
19 | 5099.2203 | 786.9287 | -5575.1474 | -4801.4189 | 4490.4172
19 | -4562.4461 | 1354.3896 | 2151.4346 | -2623.3565 | 3679.9784
19 | 3850.4553 | 1443.1034 | -5680.739 | -4149.966 | 4537.1462
19 | 4199.8546 | 1437.5337 | -5929.2083 | -4245.6436 | 4537.4637
19 | 5201.6709 | 1399.2147 | -6456.1279 | -4597.9235 | 4453.1657
19 | 4355.7426 | 1341.2838 | -5891.3739 | -4340.8306 | 4535.1781
19 | 5150.195 | 1103.3127 | -6033.7302 | -4713.01 | 4493.2324
19 | 5339.7224 | -602.7156 | -6808.7622 | -2374.3776 | 4446.133
19 | -4622.5766 | 935.3831 | 5680.0172 | -4071.6024 | 2078.7787
19 | -4656.2235 | 444.4006 | 5614.6059 | -3958.7655 | 2555.9825
19 | -4872.8769 | -522.3929 | 1075.9318 | 626.4871 | 3692.8509
19 | 2550.4219 | -718.6618 | -6034.9067 | -252.5654 | 4455.712
19 | 4273.5947 | -781.5581 | -7281.0679 | -666.9437 | 4455.975
19 | -3721.0912 | -3248.5546 | -4037.6494 | 6557.5823 | 4449.7129
19 | 1212.442 | -3823.3005 | -7968.5797 | 6129.6937 | 4449.7445
19 | 4963.9092 | -933.2672 | -6940.5322 | -1546.1189 | 4456.0091
19 | 5302.6721 | -973.4636 | -6973.7005 | -1795.0092 | 4439.5012
19 | -4887.2563 | -657.036 | 4239.9859 | -1009.9082 | 2314.2146
19 | -5019.2699 | -1361.0631 | 3525.3538 | 475.6645 | 2379.3148
19 | -5360.6437 | -3110.0414 | -2325.5376 | 6537.54 | 4258.6827
19 | -4529.7536 | -3247.8198 | -3293.7389 | 6699.8121 | 4371.5002
19 | -5429.4389 | -3618.4463 | -1887.5903 | 6759.6258 | 4175.8498
19 | -4954.4826 | -409.439 | -2079.4127 | 2831.3844 | 4611.9499
19 | -5190.8104 | -1669.9525 | -3090.0619 | 5339.775 | 4611.0498
19 | -3990.4663 | -2189.1077 | -4304.7631 | 5883.4565 | 4600.8805
19 | -1432.4685 | -2624.8884 | -6278.3565 | 5755.0759 | 4580.6375
19 | -5293.2442 | -2523.7022 | -2389.5666 | 5607.2028 | 4599.3101
19 | -5254.9837 | -2291.7394 | -2809.9514 | 5831.263 | 4525.4115
19 | -4362.9728 | -3013.3354 | -3601.3943 | 6504.402 | 4473.3005
19 | -5298.438 | -2586.6764 | -2281.1364 | 5568.2628 | 4597.9881
19 | -5300.4139 | -2596.2575 | -2363.9092 | 5673.6185 | 4586.9621
19 | -4922.7016 | 2898.6082 | -4037.6173 | 2298.8906 | 3762.8202
19 | -3432.4426 | 2097.8677 | -5523.1532 | 3079.3266 | 3778.4015
19 | -3377.0843 | 2092.6075 | -5566.6141 | 3073.9061 | 3777.1848
19 | -5345.2659 | 2985.7804 | -1382.0736 | 3249.5748 | 491.9843
19 | -5438.6268 | 2916.0568 | -364.8911 | 3453.1368 | -565.6756
19 | -5504.8104 | -3338.1749 | -1564.1906 | 7056.07 | 3351.106
19 | -4888.2721 | 2963.0173 | 4217.9047 | -2575.2929 | 282.643
19 | -4749.7257 | 1888.2793 | 5056.9576 | -3391.0224 | 1195.5112
19 | -4899.0826 | 2220.1835 | 4293.578 | -2229.3578 | 614.6789
19 | -4989.3617 | 234.0426 | 3744.6809 | -521.2766 | 1531.9149
19 | -5106.8762 | -1825.259 | 2882.9079 | 1554.8128 | 2494.4145
19 | -5519.1604 | -3984.456 | -1558.8758 | 7420.1345 | 3642.3576
19 | -5534.001 | -4089.69 | -1472.0002 | 7526.4678 | 3569.2234
19 | -5150.0302 | 4876.6484 | 2146.1479 | -742.5767 | -1130.1895
19 | -4948.9068 | 5463.1132 | 5659.5781 | -1948.3371 | -4225.4474
19 | -5308.6684 | 2843.9118 | 3405.3248 | 3681.7974 | -4622.3656
19 | 4752.5254 | 1908.955 | -4202.8425 | 2762.3439 | -5220.9819
19 | 4665.7985 | 5448.7745 | -773.7004 | -4682.0133 | -4658.8593
19 | 5259.6991 | 4739.3918 | -5575.9158 | -3464.0081 | -959.167
19 | 4488.1154 | 4462.8655 | 450.405 | -5231.4152 | -4169.9708
19 | 4881.9125 | 4108.0261 | -2713.2935 | -4405.9552 | -1870.6899
19 | 4389.8353 | 3961.4256 | 1078.2987 | -5508.6031 | -3920.9565
19 | 5283.404 | 3644.1387 | -5974.763 | -3591.837 | 639.0572
19 | 5361.5243 | 1969.8365 | -7167.1249 | -3859.5592 | 3695.3234
19 | 5098.7457 | 777.2699 | -5559.2988 | -4794.8989 | 4478.1821
19 | 5093.1992 | 756.8872 | -5523.6762 | -4813.3529 | 4486.9426
19 | 4963.5043 | 576.1113 | -4586.5328 | -5165.283 | 4212.2001
19 | 3723.2699 | -409.0812 | 4636.8984 | -8330.6716 | 379.5846
19 | 5102.464 | 701.3775 | -5570.2292 | -4722.098 | 4488.4856
19 | 5121.8153 | -54.129 | -5528.2925 | -4011.2435 | 4471.8497
19 | 5323.3514 | -942.9632 | -6584.4862 | -2236.3648 | 4440.4628
19 | 5251.7141 | 3533.082 | -5491.0742 | -3167.1348 | -126.587
19 | 4277.3713 | 3396.3415 | 1701.0857 | -6011.1621 | -3363.6364
19 | 3668.3389 | 201.1835 | 5275.658 | -8294.961 | -850.2195
19 | 5007.907 | -1743.7418 | -1769.8084 | 1869.2795 | -3363.6364
19 | 4985.8862 | -4131.6333 | -1433.7014 | 3088.6857 | -2509.2372
19 | 4438.8227 | -5647.3783 | 1653.8721 | 261.2946 | -706.611
19 | 4496.3 | -5715.2604 | 1189.2183 | 382.7182 | -352.976
19 | 4401.6002 | -5860.5395 | 1890.5165 | 163.4006 | -594.9778
19 | 5099.7044 | -5589.2752 | -3170.9266 | 2305.9241 | 1354.5733
19 | 5043.5699 | 1837.3699 | -2314.1374 | 8.8797 | -4575.6821
19 | -5400.2592 | 3280.1464 | 0 | 2675.1189 | -555.0061
19 | -5406.4689 | 3219.7788 | 0 | 2805.8304 | -619.1403
19 | -5109.3017 | 4680.1756 | 897.7726 | -369.6851 | -98.9614
19 | -5105.3243 | 4669.3756 | 828.0032 | -349.6869 | -42.3676
19 | 5204.1467 | 4340.138 | -8021.4809 | -2666.5222 | 1143.7183
19 | 5269.4331 | 4225.6201 | -5743.7338 | -3521.5788 | -229.7405
19 | -4846.1232 | 4004.7186 | -3543.8742 | 874.9209 | 3510.3579
19 | -2576.3567 | 3989.9316 | -5127.4534 | 252.0693 | 3461.8092
19 | 5169.0085 | 4076.1132 | -9667.4779 | -2140.4104 | 2562.7665
19 | -4782.7271 | 4053.4835 | -3669.4174 | 750.0406 | 3648.6204
19 | -4892.981 | 3574.3415 | -4078.396 | 1791.9997 | 3605.0358
19 | -4908.2809 | 3717.9657 | -3800.8951 | 1497.1226 | 3494.0877
19 | -3071.3869 | 3636.4445 | -5155.225 | 1139.6325 | 3450.5349
19 | -4913.8626 | 3691.5395 | -3825.051 | 1554.4099 | 3492.9642
19 | -4187.7584 | 3468.1284 | -4563.0379 | 1815.9205 | 3466.7475
19 | -3397.5771 | 3402.5753 | -5177.9438 | 1726.3686 | 3446.5771
19 | -3640.3443 | 3199.9098 | -5328.5129 | 2220.3283 | 3548.6192
19 | -3632.3503 | 3195.4158 | -5339.2491 | 2227.4804 | 3548.7032
19 | -3596.2031 | 2999.079 | -5373.0233 | 2379.327 | 3590.8203
19 | -5014.2954 | 2494.6114 | -3274.8313 | 2177.5419 | 3616.9733
19 | -4809.93 | 2290.1961 | -893.2557 | -489.8176 | 3902.8072
19 | -5049.3374 | 3917.5372 | -1896.1367 | 1163.5323 | 1864.4046
19 | 275.1732 | 3527.9232 | -7250.0202 | 413.6317 | 3033.2921
19 | 5127.0787 | 3798.6809 | -9895.9561 | -1542.7291 | 2512.9255
19 | -5057.0335 | 3491.6804 | -3058.6509 | 2042.2458 | 2581.7582
19 | -4993.7226 | 3479.7733 | -3142.2746 | 2048.3008 | 2607.9231
19 | -1947.6668 | 3272.3102 | -6162.7939 | 1587.5433 | 3250.6072
19 | 4950.5892 | 2585.289 | -10942.9477 | 1068.0881 | 2338.9814
19 | -5065.5834 | 3478.651 | -3013.9416 | 2073.6868 | 2527.1872
19 | -5062.4353 | 3434.1173 | -3029.1387 | 2073.9495 | 2583.5072
19 | -5306.627 | 3322.6772 | -1139.6099 | 2526.0651 | 597.4946
19 | -5407.6773 | 3228.3452 | -79.2818 | 2785.5442 | -526.9303
19 | -5108.6199 | 4665.7714 | 907.8305 | -376.673 | -88.3089
19 | -5146.3846 | 4803.8976 | 2188.0469 | -774.8631 | -1070.6969
19 | -4929.3054 | 2725.0797 | 4505.1378 | -2558.6714 | 257.7592
19 | -4789.361 | 1206.4418 | 6129.004 | -3697.9607 | 1151.8758
19 | -4934.4894 | 2076.1079 | 4541.4258 | -2279.3834 | 596.3391
19 | -5212.7199 | -2725.8977 | 2550.813 | 2536.5337 | 2851.2709
19 | -5448.1829 | -4020.3334 | 502.9769 | 5673.9033 | 3291.6361
19 | -5551.5755 | -4568.6663 | -580.0355 | 7129.2831 | 3570.9942
19 | -4884.9558 | 1482.3009 | 5123.8938 | -2663.7168 | 942.4779
19 | -4915.493 | 1373.2394 | 4408.4507 | -2070.4225 | 1204.2254
19 | -5130.5326 | 4595.5646 | 2398.4573 | -901.7424 | -961.747
19 | -5004.4989 | 3023.9501 | 4009.5644 | -1915.5845 | -113.4311
19 | -4669.0866 | -134.8747 | 7550.9648 | -4674.9547 | 1927.9513
19 | -4655.462 | -238.8062 | 7708.943 | -4782.5434 | 1967.8687
19 | -4390.1132 | -742.5651 | 11666.4693 | -6597.4124 | 63.6214
19 | 3141.0252 | -924.0157 | 6820.4516 | -8873.8397 | -163.6214
19 | -4681.7473 | -373.8227 | 7461.4485 | -4448.1325 | 2042.254
19 | -4785.8344 | -1011.5167 | 6561.9353 | -3037.7336 | 2273.1494
19 | -5476.7174 | -4765.1271 | 532.3013 | 6159.78 | 3549.7632
19 | -5512.8916 | -4954.2795 | 151.8961 | 6668.5939 | 3646.681
19 | -4562.381 | -1160.2096 | 9679.2564 | -4796.4561 | 839.7904
19 | -4526.8235 | -1997.7865 | 10872.4084 | -4350.0118 | 2.2135
19 | -4986.96 | -6016.8032 | 8157.6472 | 3131.1959 | -285.08
19 | -5064.5756 | -6541.3613 | 7568.3667 | 4256.2634 | -218.6932
19 | -5054.8274 | -6511.6956 | 7737.195 | 4195.1275 | -365.7995
19 | -5046.8103 | -6456.194 | 7757.4315 | 4074.9198 | -329.3471
19 | 3994.6952 | -4106.8815 | 3982.4612 | -3480.7525 | -389.5224
19 | 4438.7541 | -6141.1573 | 1773.4257 | 684.7914 | -755.8139
19 | 4543.7049 | -6268.384 | 922.9652 | 903.9715 | -102.2576
19 | 4399.7365 | -5899.6464 | 1909.2301 | 182.9156 | -592.2358
19 | -4437.8079 | -1217.3278 | 11396.9857 | -5798.4819 | 56.632
19 | 3418.1616 | -1530.0986 | 6264.0591 | -7969.5227 | -182.5994
19 | 3655.8607 | -1419.1259 | 5483.7293 | -7453.56 | -266.904
19 | -4809.941 | -958.3911 | 6264.6551 | -2749.8994 | 2253.5764
19 | -4897.5304 | -1302.9826 | 5438.2599 | -1607.4468 | 2369.6999
19 | -4799.7376 | 3607.3943 | 7626.6675 | -3136.7022 | -3297.6221
19 | -4832.2631 | 3439.9843 | 7410.882 | -2654.9668 | -3363.6364
19 | -4875.7269 | 3216.8666 | 7119.6855 | -2013.5046 | -3447.3206
19 | -5271.4192 | 248.8989 | 4671.7104 | 4212.8135 | -3862.0036
19 | 4833.3524 | -760.0968 | -2934.4481 | 3303.8105 | -4442.6179
19 | -5297.9686 | -1369.9627 | 4815.2329 | 5216.3348 | -3363.6364
19 | -5348.3916 | -4366.2819 | 5041.0132 | 7067.5747 | -2393.9144
19 | -5229.4787 | -5629.0633 | 6213.7566 | 6062.9399 | -1418.1545
19 | -5424.6822 | -6408.5615 | 2636.1366 | 7185.8635 | 2011.2435
19 | -1598.5356 | -6242.7166 | -2080.109 | 6971.1348 | 2950.2264
19 | 4798.6607 | -5188.3292 | -6117.2638 | 5491.403 | 1015.5294
19 | 4811.927 | -6013.2724 | -8227.9241 | 5662.1848 | 3767.0848
19 | 4875.5023 | -4303.0724 | -1844.6157 | 4215.2009 | -2943.0151
19 | -5482.3849 | -6079.0919 | 1902.9405 | 7621.0981 | 2037.4382
19 | -5467.1069 | -6330.7465 | 2001.8159 | 7475.5268 | 2320.5108
19 | -5494.7052 | -6274.6375 | 1541.8635 | 7683.755 | 2543.7242
19 | 2506.9413 | -3612.9397 | -948.2429 | 5417.8777 | -3363.6364
19 | 4821.1771 | -3758.5317 | -2348.2963 | 4649.2873 | -3363.6364
19 | 4784.9043 | -3400.4529 | -2696.4509 | 4941.3295 | -3629.33
19 | -3494.2613 | 3610.1913 | 6752.6797 | -3504.9733 | -3363.6364
19 | 4323.5535 | 3623.6324 | 1497.5203 | -5703.755 | -3740.9511
19 | 5309.2592 | 2484.738 | -6509.7454 | -3705.0054 | 2420.7536
19 | 5339.0464 | 1846.3273 | -6964.3925 | -3807.0878 | 3586.1066
19 | 5082.5382 | 682.2175 | -5394.9319 | -4720.1086 | 4350.2849
19 | 5018.7214 | 447.6973 | -4985.0642 | -4932.437 | 4451.0825
19 | 4794.355 | 134.963 | -3363.8478 | -5541.2603 | 3975.7901
19 | 3683.2759 | -747.6338 | 4899.0756 | -8377.0124 | 542.2947
19 | 5027.2588 | -1197.4736 | -4552.8971 | -3308.1158 | 4031.2277
19 | 3788.3019 | -1498.2832 | 4416.4894 | -7208.2249 | 501.7168
19 | 3666.8374 | -2241.273 | 5580.3324 | -6764.6239 | -241.273
19 | 3810.1173 | -2333.6803 | 4741.9922 | -5884.7489 | -333.6803
19 | 4336.0236 | -5326.2434 | 2178.8979 | -617.1956 | -571.4825
19 | 3631.7545 | -1521.7909 | 5544.6197 | -7716.6796 | 62.0964
19 | 3604.573 | -1885.4504 | 5883.6501 | -7389.1435 | -213.6292
19 | 3966.4592 | -1377.3479 | 3243.9624 | -6455.7259 | 622.6521
19 | 3655.7249 | -1424.009 | 5483.213 | -7464.9688 | -249.9602
19 | 3654.2917 | -1443.1828 | 5501.0884 | -7447.6995 | -264.4978
19 | 5276.0222 | -2018.2565 | -6002.4443 | -1504.9639 | 4249.6425
19 | 5163.6252 | -2736.1999 | -6967.2489 | 130.9779 | 4408.8458
19 | 3929.967 | -3418.993 | -6849.7994 | 1887.3074 | 4451.518
19 | 703.9819 | -4720.3371 | -5822.4361 | 5390.3591 | 4448.4322
19 | 2419.2218 | -4920.1588 | -7189.1013 | 5241.5952 | 4448.4431
19 | 4828.3695 | -5489.6672 | -8800.9172 | 5255.4324 | 4206.7825
19 | 5250.4679 | -1065.6001 | -6051.5749 | -2413.7983 | 4280.5054
19 | 5311.8829 | -1268.236 | -6409.441 | -1968.6339 | 4334.428
19 | 5322.6905 | -1020.1591 | -6562.3397 | -2105.9075 | 4365.7158
19 | 5118.2778 | -148.79 | -5485.3068 | -3951.8441 | 4467.6631
19 | 5173.5896 | -550.3131 | -5742.3337 | -3339.2849 | 4458.342
19 | 5295.7228 | -1459.5026 | -6303.1371 | -1964.8723 | 4431.7892
19 | 5043.7521 | -266.4071 | -5529.9508 | -3718.3599 | 4470.9655
19 | 5119.2237 | -66.5434 | -5502.7726 | -4001.8484 | 4451.9409
19 | 4224.9383 | 3124.565 | 2082.7616 | -6068.6285 | -3363.6364
19 | 3620.2724 | -47.6855 | 5631.7063 | -8336.0538 | -868.2393
19 | 4981.9453 | -2201.7719 | -1513.9021 | 2097.365 | -3363.6364
19 | 4958.9073 | -4699.9725 | -1162.2686 | 3373.1019 | -2469.7681
19 | 5072.7497 | -6157.9244 | -2899.8633 | 2590.1738 | 1394.8642
19 | 4379.9101 | 3448.6242 | 1208.0893 | -5225.6075 | -3811.0162
19 | 5214.1837 | 2151.5482 | -5058.594 | -2430.8242 | 123.6864
19 | 5008.6208 | 476.8649 | -1921.0549 | 705.804 | -4270.2348
19 | -5222.7403 | 1999.9565 | 2084.9393 | 934.4103 | 203.4342
19 | -5386.2778 | 964.001 | 675.8549 | 3162.0305 | 584.3913
19 | -5500.3631 | -4241.9665 | 245.5975 | 6251.407 | 3245.3252
19 | -5218.0368 | 1664.0816 | 620.1941 | 1719.07 | 1214.691
19 | -5246.339 | 1191.5572 | -830.7784 | 2785.2028 | 2100.3574
19 | 684.0309 | 853.7591 | -6770.5341 | 1868.1173 | 3364.6267
19 | 4940.7804 | 380.0085 | -9692.1704 | 1558.6312 | 2812.7502
19 | 3302.8667 | 1136.2289 | -8046.7838 | 496.542 | 3111.1462
19 | 5059.7065 | 1219.0859 | -8999.7924 | -204.1122 | 2925.1122
19 | -4884.5152 | 2473.2289 | 381.2872 | -849.9852 | 2879.9842
19 | -4681.2222 | 418.3808 | 3713.2618 | -3019.5709 | 3569.1505
19 | -4659.2957 | 35.2745 | 5437.234 | -3825.7959 | 3012.5832
19 | -4658.7553 | -209.6665 | 7469.8531 | -4680.1941 | 2078.7628
19 | -4804.4501 | -937.5273 | 4864.9771 | -2143.864 | 3020.8644
19 | -5480.6868 | -4714.7171 | -132.9919 | 6478.1362 | 3850.2596
19 | -4665.2465 | 233.0235 | 4963.1917 | -3641.6236 | 3110.6548
19 | -4668.8091 | 253.8062 | 5534.9316 | -3891.5728 | 2771.6442
19 | -4666.8045 | 150.7963 | 6013.6337 | -4087.9291 | 2590.3037
19 | -4696.2863 | 102.8553 | 5437.6193 | -3591.6079 | 2747.4196
19 | -4851.9532 | -823.3706 | 3857.5898 | -1383.7242 | 3201.4582
19 | -4860.3927 | -821.9748 | 4519.2898 | -1633.4369 | 2796.5146
19 | -4957.9616 | -1305.0848 | 3974.948 | -496.6795 | 2784.778
19 | -5473.8713 | -4002.4825 | -1248.5377 | 6665.6677 | 4059.2237
19 | -4810.0615 | 2285.2072 | -880.3262 | -495.483 | 3900.6636
19 | -4787.0837 | 2284.5055 | -900.5449 | -500.4666 | 3903.5897
19 | 1178.462 | 2266.1781 | -5094.6653 | -2121.2551 | 3771.2802
19 | 5287.5835 | 2325.4807 | -7520.451 | -3381.1944 | 3288.5811
19 | -4814.901 | 2265.8784 | -911.9703 | -440.7949 | 3901.7879
19 | -5072.771 | 1318.6005 | -2300.4081 | 2269.6214 | 3784.9571
19 | -1183.7653 | 1205.6083 | -5201.9028 | 1494.418 | 3685.6418
19 | -5096.1756 | 1219.4832 | -2417.656 | 2516.439 | 3777.9093
19 | -1547.2794 | 998.3538 | -5224.7085 | 2095.396 | 3678.2381
19 | -4809.4098 | 2280.7116 | -878.842 | -498.1801 | 3905.7203
19 | -4677.8374 | 1014.6812 | 996.7961 | -1772.3262 | 4438.6863
19 | -5102.5634 | 1365.7541 | -1896.7359 | 2196.9567 | 3436.5886
19 | -5128.264 | 1215.5213 | -2157.5307 | 2560.3717 | 3509.9018
19 | -5165.4764 | -8.5422 | -2141.2766 | 3305.379 | 4009.9162
19 | -5082.2085 | -1396.5751 | -562.7155 | 2535.5041 | 4505.9951
19 | -5303.7238 | -2854.3632 | -1518.7247 | 5130.1313 | 4546.6803
19 | -2474.2418 | -3555.6688 | -3662.3548 | 5127.0412 | 4565.2242
19 | 2875.7561 | -2270.9644 | -5775.9363 | 643.5812 | 4527.5634
19 | 541.7475 | -4069.4729 | -5989.3063 | 4975.6749 | 4541.3568
19 | -5315.073 | -2746.299 | -1806.8708 | 5301.575 | 4566.6677
19 | -4861.3495 | 4362.1128 | 6834.7499 | -2642.9259 | -3692.5873
19 | -4809.4776 | 3729.1633 | 7502.2597 | -3058.3091 | -3363.6364
19 | -5402.2364 | 3114.3961 | 0 | 2730.0457 | -442.2054
19 | -5488.4211 | -3074.7368 | 0 | 5814.7368 | 2748.4211
19 | -5507.1896 | -3493.9017 | 0 | 6115.034 | 2886.0573
19 | -5535.8159 | -3574.3996 | -478.9906 | 6573.0545 | 3016.1516
19 | -5406.3686 | 2939.3193 | 0 | 2829.2768 | -362.2276
19 | -5114.5732 | 4651.6715 | 1209.5604 | -482.1464 | -264.5124
19 | -5105.1251 | 4601.761 | 959.5815 | -412.292 | -43.9254
19 | -4887.7701 | 2412.2105 | 4214.3904 | -2591.3579 | 852.5271
19 | -4904.3478 | 1243.4783 | 4330.4348 | -2060.8696 | 1391.3043
19 | -4933.0144 | 590.9091 | 4157.8947 | -1516.7464 | 1700.9569
19 | -5070.3564 | -1873.6174 | 3150.7198 | 909.6295 | 2883.6245
19 | -5476.9385 | -4015.8886 | -1236.4151 | 6687.0481 | 4042.1942
19 | -5516.9537 | -3998.2208 | -1548.3781 | 7375.4636 | 3688.0889
19 | -5114.1717 | 4552.7347 | 862.3371 | -283.3716 | -17.5287
19 | -5306.3334 | 3187.1019 | -1114.8322 | 2543.504 | 690.5598
19 | -5407.2268 | 3078.4015 | -53.1752 | 2804.5237 | -422.5232
19 | -5153.8095 | 2957.4135 | -788.7655 | 1405.3791 | 1579.7824
19 | -5199.039 | 2137.3383 | -1726.07 | 2490.4394 | 2297.3312
19 | -4926.9123 | 3238.0461 | 4488.3862 | -2545.3439 | -254.1761
19 | -4856.1507 | 2670.7129 | 5292.913 | -3109.2063 | 1.7311
19 | -4584.5271 | 598.7096 | 8442.4046 | -5254.1223 | 797.5352
19 | -4529.0241 | 493.3383 | 9270.2007 | -5633.7385 | 399.2237
19 | -4476.3508 | 590.8811 | 10170.2325 | -5957.5554 | -327.2073
19 | -4927.9198 | -2793.2801 | 7391.3651 | 1158.3599 | -828.5251
19 | -5158.0231 | -3650.7243 | 4295.358 | 3307.6275 | 1205.7619
19 | 4999.6666 | -3632.429 | -3101.5755 | 354.3109 | 1380.0269
19 | 4368.4203 | -2549.8178 | 1485.0193 | -2095.3904 | -1208.2314
19 | 3686.1176 | 555.6461 | 4757.9154 | -8300.7007 | -698.9784
19 | 3734.2631 | 538.5124 | 4564.1329 | -8261.0804 | -575.8279
19 | 3724.99 | 494.8488 | 4677.0224 | -8186.7677 | -710.0935
19 | -4454.756 | 315.2341 | 10454.8258 | -6130.1595 | -185.1444
19 | -4459.4929 | 226.0333 | 10352.3794 | -6111.192 | -7.7279
19 | -4442.4159 | 156.3995 | 10619.4937 | -6228.5109 | -104.9664
19 | 3371.7837 | -162.7343 | 5748.8658 | -8641.9709 | -315.9442
19 | 3681.0941 | -994.9116 | 5202.7105 | -7568.562 | -320.3311
19 | -4591.0833 | -918.9149 | 9452.352 | -4097.2561 | 154.9024
19 | -4700.6105 | -1836.4513 | 8754.9664 | -2381.4533 | 163.5487
19 | -4660.0479 | -2163.5429 | 9522.5577 | -2535.4239 | -163.5429
19 | 3882.1448 | -2384.3464 | 4284.9138 | -5398.3657 | -384.3464
19 | 4057.1091 | -1847.3474 | 2861.4424 | -5223.8567 | 152.6526
19 | -4536.1812 | -968.68 | 10191.19 | -4589.3547 | -96.9741
19 | 3721.9277 | -1342.2971 | 5028.1967 | -7088.0661 | -319.7613
19 | 3946.0659 | -1263.0885 | 3426.9879 | -6257.3392 | 147.3739
19 | 3642.8524 | 32.4735 | 4748.7711 | -8390.421 | -33.6759
19 | 3736.0225 | -138.0541 | 4539.0558 | -8126.8286 | -10.1957
19 | -4925.6727 | -3494.2983 | 7654.1191 | 1398.1126 | -632.2607
19 | -4997.7538 | -4322.4709 | 6867.6911 | 2277.0574 | 175.4762
19 | -4944.4043 | -4888.6077 | 7981.2722 | 2172.8506 | -321.1107
19 | 4326.449 | -5251.3715 | 2219.5416 | -726.4388 | -568.1804
19 | 4546.2286 | -4419.2667 | 373.7615 | -664.7199 | 163.9966
19 | 4343.7687 | -3194.9007 | 1743.52 | -1865.6562 | -1026.7318
19 | 3573.3404 | 299.5523 | 5111.0258 | -8423.2737 | -560.6448
19 | 3712.5794 | 64.076 | 4826.1177 | -8006.6573 | -596.1158
19 | -4734.631 | -795.1401 | 7515.8843 | -2823.6283 | 837.515
19 | -4782.7026 | -1118.5605 | 7148.6772 | -2128.8535 | 881.4395
19 | 1512.9613 | -1021.7233 | 2669.7085 | -4139.2231 | 978.2767
19 | 4359.3827 | -1119.5543 | 469.7526 | -4750.1431 | 1040.5621
19 | 4269.1651 | -1155.5558 | 1116.7728 | -5074.8262 | 844.4442
19 | 3929.1635 | 388.3859 | 3007.3124 | -7845.6809 | 520.8191
19 | 3751.7219 | 106.1705 | 4348.843 | -8289.5309 | 82.7955
19 | -4844.2258 | -735.2541 | 5997.1581 | -1950.1402 | 1532.462
19 | -4797.6596 | -766.2407 | 6646.7877 | -2316.6466 | 1233.7593
19 | -4986.7164 | -1376.9165 | 4640.0995 | -171.4422 | 1894.9756
19 | -4931.8182 | 2575.7576 | 4530.303 | -2257.5758 | 83.3333
19 | -4932.2268 | 2579.5297 | 4525.5878 | -2254.4952 | 81.6044
19 | -5238.6492 | -2611.6256 | 2326.5567 | 3062.8341 | 2460.884
19 | -5417.7649 | -3591.1527 | 768.8016 | 5453.0399 | 2787.0761
19 | -5586.951 | -4482.7182 | -1004.5049 | 7838.9547 | 3235.2193
19 | -4932.0388 | 2572.8155 | 4524.2718 | -2252.4272 | 87.3786
20 | 4764.5421 | 1878.1034 | -5495.326 | 3674.2535 | -4821.573
20 | -4640.5807 | 2731.1828 | 1615.2269 | 4586.0843 | -4291.9133
20 | -5379.4488 | 2976.8098 | 2340.7954 | 4281.1971 | -4219.3534
20 | -5378.3263 | 3514.8459 | 1000 | 3120.325 | -2256.8446
20 | -5365.0631 | 3897.0247 | 25.0508 | 2291.9373 | -848.9497
20 | -5273.8445 | 4532.148 | 1000 | 933.0856 | -1191.3891
20 | -5259.8061 | 4107.9686 | -690.2579 | 1804.8947 | 37.2008
20 | -5462.6876 | -1753.064 | -189.9703 | 5403.0024 | 2002.7196
20 | -5345.2915 | -547.0852 | 1000 | 3524.6637 | 1367.713
20 | -5452.8219 | -1423.7487 | 2951.9674 | 7197.1172 | -3272.514
20 | -5433.9964 | 339.9638 | 1000 | 4943.9421 | -849.9096
20 | 5114.6264 | 4278.5441 | -3486.403 | -1486.9345 | -4419.833
20 | 4887.9934 | 5320.1178 | -2360.6224 | -3617.3426 | -4230.1461
20 | -5054.2 | 5355.3631 | 4345.9289 | -826.6942 | -3820.3978
20 | -5212.2029 | 4924.4526 | 1528.7756 | 91.2217 | -1332.247
20 | -5167.3425 | 4742.101 | 263.9398 | 447.5018 | -286.2
20 | -5036.2191 | 4434.335 | -1906.8467 | 1032.8669 | 1475.8639
20 | -4818.6075 | 3392.2174 | -3263.6984 | 973.5543 | 3716.5342
20 | -4668.0386 | 1922.7134 | -1039.1925 | -519.4146 | 4303.9323
20 | 5059.2972 | 956.319 | -5265.9024 | -4479.689 | 3729.9751
20 | 5048.444 | 941.2194 | -5187.2245 | -4508.6668 | 3706.228
20 | -4682.5087 | 850.34 | 3876.3336 | -2730.2229 | 2686.058
20 | -4691.5049 | 796.3133 | 4342.8581 | -2916.1537 | 2468.4872
20 | -4699.9484 | 666.8399 | 4334.8099 | -2892.696 | 2590.9946
20 | -4955.2321 | 2661.2929 | 3442.7966 | -1676.3999 | 527.5425
20 | -4980.6452 | 1434.4086 | 3475.2688 | -1008.6022 | 1079.5699
20 | -4960 | 333.3333 | 3626.6667 | -733.3333 | 1733.3333
20 | -4948.8089 | 2061.3295 | 3525.5956 | -1754.1827 | 1116.0665
20 | -4975.6098 | 1243.9024 | 3512.1951 | -1097.561 | 1317.0732
20 | -5003.7088 | 2999.5519 | 3748.2486 | -1620.0884 | -124.0033
20 | -5008.0429 | 2706.8811 | 3746.202 | -1468.2752 | 23.235
20 | -5282.7586 | -1947.1264 | 1774.7126 | 3298.8506 | 2156.3218
20 | -4998.5727 | 2365.1634 | 3848.7962 | -1701.8744 | 486.4874
20 | -4986.0642 | 1853.7456 | 3864.1618 | -1770.1309 | 1038.2877
20 | -5002.4257 | 1702.8146 | 3862.3228 | -1717.3686 | 1154.6569
20 | -4982.2311 | 1630.1462 | 4083.9734 | -1872.3931 | 1140.5046
20 | 5216.1313 | 4956.8466 | -5035.6878 | -2976.3139 | -2160.9763
20 | 5106.0385 | 4163.1735 | -10342.163 | -1337.7311 | 2410.6822
20 | -2437.4885 | 4109.3269 | -5799.728 | 942.8035 | 3185.086
20 | 5355.8541 | 2053.3934 | -7168.3001 | -3491.6071 | 3250.6597
20 | 4847.0126 | 2386.3299 | -11921.0779 | 2481.3169 | 2206.4185
20 | 1662.5312 | 2688.917 | -9683.0906 | 2758.4768 | 2573.1656
20 | 5042.4048 | 3726.529 | -10746.3854 | -399.4692 | 2376.9208
20 | -2002.0688 | 3960.1871 | -6216.386 | 1131.9452 | 3126.3224
20 | 4823.2869 | 1186.2598 | -11708.0588 | 3246.0538 | 2452.4583
20 | 1552.6823 | 1677.8311 | -9439.0715 | 3416.0218 | 2792.5363
20 | 4798.2642 | 2109.7759 | -5247.7553 | 3176.9197 | -4837.2044
20 | -5155.8091 | 3030.9529 | 2299.1158 | 4103.4413 | -4277.7009
20 | -5367.0778 | 3101.5899 | 2507.1406 | 4015.4151 | -4257.0677
20 | -5363.8439 | 3736.5702 | 1000 | 2645.9184 | -2018.6446
20 | -5350.8928 | 4094.6119 | 130.4255 | 1870.328 | -744.4727
20 | -5269.5627 | 4660.2095 | 1000 | 660.2194 | -1050.8662
20 | -5238.194 | 4329.406 | -624.8044 | 1330.0454 | 203.5469
20 | -5369.5316 | 2746.3066 | 2618.4223 | 4189.0907 | -4184.288
20 | -5454.6721 | -1938.9218 | 3143.8123 | 7418.5658 | -3168.7842
20 | 5115.7572 | 4286.779 | -3421.9473 | -1503.7985 | -4476.7904
20 | 4902.1396 | 5268.9651 | -2358.5796 | -3512.7375 | -4299.7877
20 | -5066.4939 | 5302.0889 | 4366.3094 | -709.9609 | -3891.9435
20 | -5246.2066 | 4808.8144 | 1200.3682 | 341.3208 | -1104.2968
20 | 4656.3813 | 3948.1283 | -658.2391 | -4267.1426 | -3679.1278
20 | -4990.712 | 4375.95 | 5390.2193 | -1308.1741 | -3467.2831
20 | 5210.9527 | 4923.0212 | -4862.6562 | -2900.6411 | -2370.6766
20 | 5121.2946 | 4277.3486 | -9101.7081 | -1566.4746 | 1269.5395
20 | 5070.1942 | 3918.3318 | -10435.3735 | -809.6633 | 2256.5108
20 | 5084.7688 | 4018.2755 | -10350.6107 | -1024.5358 | 2272.1023
20 | -614.8183 | 3647.3109 | -7219.433 | 1394.9122 | 2792.0282
20 | 5069.4437 | 3823.8122 | -10400.192 | -762.8494 | 2269.7855
20 | 5067.2142 | 3398.5974 | -10207.0477 | -566.0088 | 2307.245
20 | -638.4089 | 3134.7347 | -7017.9451 | 1655.8942 | 2865.7251
20 | -702.3587 | 2672.8899 | -6775.0563 | 1892.3403 | 2912.1848
20 | 5096.8986 | 4101.4908 | -10275.6782 | -1203.3798 | 2280.6686
20 | 2832.3083 | 4085.811 | -8912.5052 | -519.7922 | 2514.178
20 | -1831.3013 | 4055.059 | -6094.8315 | 884.8469 | 2986.2269
20 | -2174.5772 | 4085.6145 | -5932.7186 | 917.9684 | 3103.7129
20 | -1985.1961 | 3986.3069 | -5911.0188 | 882.9454 | 3026.9626
20 | 5134.4695 | 3728.6008 | -9725.2495 | -1505.0748 | 2367.254
20 | 5352.357 | 1888.4653 | -6957.0284 | -3383.6705 | 3099.8766
20 | -5204.0992 | 4624.7221 | -52.4121 | 702.2327 | -70.4434
20 | -5203.0773 | 4570.066 | -262.0293 | 814.9025 | 80.138
20 | -5187.4473 | 4406.7525 | -897.7745 | 1147.9243 | 530.545
20 | -5243.6808 | 3713.0968 | -590.1792 | 1501.8413 | 618.9219
20 | -5198.4271 | 4601.5168 | -213.0924 | 747.5857 | 62.4171
20 | -5142.1216 | 4468.6579 | -1148.5046 | 1000.3882 | 821.5801
20 | -4930.3326 | 2789.2256 | -2331.1549 | 856.3622 | 3615.8997
20 | -5233.9277 | 4567.045 | 1341.1156 | 231.8667 | -906.0996
20 | -5282.7333 | 3555.6207 | 1000 | 1025.7635 | -298.6509
20 | 5197.7569 | 4169.2669 | -6710.124 | -2440.79 | -216.1098
20 | 5238.7813 | 4102.9474 | -5232.8513 | -2977.5907 | -1131.2867
20 | 5233.9014 | 4349.983 | -5149.0216 | -2946.8102 | -1488.0527
20 | 5102.8524 | 3272.7046 | -3148.7993 | -943.3102 | -4283.4475
20 | 5071.4192 | 1936.3537 | -2704.117 | -298.2381 | -4005.4179
20 | 4655.9073 | 3918.5701 | -649.703 | -4251.4397 | -3673.3347
20 | 4652.6518 | 3928.6576 | -632.8863 | -4278.8669 | -3669.5561
20 | 3627.0829 | -591.5098 | 5683.5961 | -7904.1536 | -815.0157
20 | 5259.2641 | 3276.2511 | -5571.2235 | -3088.3359 | 124.0442
20 | 5213.3918 | 3103.4284 | -4871.0672 | -2468.7392 | -977.0138
20 | 4983.1564 | -4524.1386 | -1356.9484 | 3345.1121 | -2447.1814
20 | 5096.3847 | -5917.3651 | -3085.1699 | 2543.663 | 1362.4873
20 | 5231.658 | -3224.8205 | -5149.8675 | -156.6343 | 3299.6643
20 | 5184.5324 | -3068.596 | -4875.0142 | -498.0371 | 3257.1149
20 | 4896.6947 | 2728.2673 | -11481.8295 | 1748.3561 | 2108.5113
20 | 897.7858 | 3119.357 | -8656.2744 | 2073.0341 | 2566.0975
20 | 4903.5528 | 2245.8588 | -11205.2292 | 1859.0225 | 2196.7951
20 | 4893.2011 | 1722.2597 | -11112.2874 | 2192.6826 | 2304.144
20 | 4901.5197 | 1846.3637 | -10970.2791 | 1951.4685 | 2270.9272
20 | 394.4299 | 2478.1671 | -7897.2491 | 2273.3054 | 2751.3467
20 | -653.3615 | 1244.919 | -6292.9363 | 2685.159 | 3016.2197
20 | 4992.4243 | 2872.57 | -10676.8128 | 541.8801 | 2269.9383
20 | 4812.0717 | 1217.7639 | -4798.062 | 3368.0342 | -4599.8077
20 | 4805.0589 | -503.1149 | -3903.3876 | 3740.5391 | -4139.0955
20 | -5336.8545 | 501.469 | 3751.7897 | 4670.2836 | -3586.6878
20 | -5384.1149 | 770.6088 | 2171.3425 | 4291.9804 | -1849.8168
20 | -5448.0836 | -2979.828 | 2460.6636 | 6630.0004 | -662.7524
20 | -5433.9964 | -1660.0362 | 1000 | 4943.9421 | 1150.0904
20 | -5380.8237 | 1372.4208 | 1000 | 3202.1323 | -193.7295
20 | -5369.0704 | 1752.5603 | 244.0729 | 2511.6982 | 860.739
20 | -5456.8859 | -3329.8281 | 50.6563 | 5310.1748 | 3425.883
20 | -5363.2287 | -2367.713 | 1000 | 3811.6592 | 2919.2825
20 | 4740.9101 | -3777.848 | -3374.0391 | 5820.2175 | -3409.2406
20 | -5410.4194 | -4614.2081 | 4558.2204 | 7914.9759 | -2448.5689
20 | -5429.1405 | -4832.5363 | 4123.9418 | 7990.1906 | -1852.4555
20 | -5480.6354 | -5572.945 | 2639.7702 | 8243.1137 | 170.6965
20 | 4750.4986 | -3866.7002 | -3270.0746 | 5740.6972 | -3354.4209
20 | -5355.8427 | -5113.4978 | 5141.9578 | 7467.9319 | -2140.5493
20 | -5401.2073 | -5289.5847 | 4301.6581 | 7720.9755 | -1331.8416
20 | -5481.7536 | -5650.1528 | 2562.8805 | 8239.2069 | 329.8189
20 | 4742.0297 | -3964.591 | -3761.8014 | 5881.4803 | -2897.1175
20 | -5297.0937 | -5645.8312 | 2314.1086 | 8234.2057 | 394.6105
20 | 4766.5961 | -5741.9864 | -8669.3913 | 6297.6412 | 3347.1405
20 | 1689.0268 | -6094.9168 | -6360.5783 | 6980.4097 | 3786.0586
20 | -2862.3938 | -6280.1469 | -2021.3106 | 7910.4111 | 3253.4401
20 | -1673.4897 | -4645.807 | -4228.8927 | 6550.1064 | 3998.0829
20 | -5232.6893 | -1686.7486 | -1115.3881 | 3794.908 | 4239.918
20 | -5366.9004 | -2714.4746 | -490.8086 | 4681.7026 | 3890.481
20 | -5097.5515 | -1486.2029 | 2462.1065 | 900.8939 | 3220.754
20 | -5114.0282 | -1682.5349 | 2671.8593 | 998.366 | 3126.3379
20 | -4961.3852 | -1316.887 | 4772.2957 | -1055.93 | 2561.9065
20 | -4921.0429 | -1159.9171 | 5159.5475 | -1551.0664 | 2472.4789
20 | -5093.6365 | -1549.3983 | 2646.6653 | 987.579 | 3008.7905
20 | -5460.636 | -3622.6945 | 30.1846 | 5466.6514 | 3586.4945
20 | -5333.789 | -3026.8355 | 1364.7253 | 3705.3491 | 3290.55
20 | -5254.8878 | -2612.2173 | 2053.1579 | 2658.3476 | 3155.5996
20 | 3181.9716 | -6111.7107 | -6930.188 | 6160.3525 | 3699.5747
20 | 4854.8495 | -6079.6795 | -7717.3179 | 5373.6781 | 3568.4698
20 | 4857.3675 | -6081.9991 | -7667.6744 | 5344.3891 | 3547.9168
20 | 2188.278 | -6154.0776 | -5961.6069 | 6350.604 | 3576.8025
20 | -3946.7319 | -6356.0575 | -637.6519 | 7920.9293 | 3019.5119
20 | -5493.6884 | -6424.8942 | 1396.5707 | 7950.6536 | 2571.3583
20 | -5295.615 | -6502.0758 | 4458.226 | 6188.0663 | 1151.3985
20 | -5489.9014 | -6093.3214 | 1166.4427 | 7613.4958 | 2803.2843
20 | -5304.497 | -4827.9222 | 2872.8921 | 4744.844 | 2514.683
20 | 5018.4077 | -4853.0913 | -6626.5899 | 2920.3438 | 3540.9296
20 | 4980.1949 | -5075.4628 | -6980.8898 | 3467.8462 | 3608.3115
20 | 5053.1885 | 1250.4116 | -2496.0351 | 61.5733 | -3869.1383
20 | 4638.6289 | 3228.0851 | -446.3294 | -3882.5684 | -3537.8162
20 | 4559.2936 | 3473.9124 | -36.5166 | -4550.9552 | -3445.7343
20 | 3604.6285 | -733.7486 | 5843.2693 | -7925.6038 | -788.5454
20 | 3299.7276 | -1216.7234 | 6650.7933 | -8258.7367 | -475.0608
20 | -4420.9937 | -1032.3449 | 11663.624 | -5955.8132 | -254.4722
20 | -4913.7552 | 3475.6348 | 6393.1842 | -1919.5489 | -3035.5149
20 | -5135.3789 | 2885.8437 | 2450.4749 | -629.0951 | 428.1553
20 | -5095.4076 | 2725.2756 | 1309.1333 | -305.6757 | 1366.6744
20 | -4920.2711 | 2320.6382 | -1617.4974 | 488.6558 | 3728.4746
20 | -4787.2861 | 1022.7472 | 347.2241 | -829.9598 | 4247.2746
20 | -4796.8437 | 314.4355 | 3593.9707 | -2290.2174 | 3178.6549
20 | -4768.8157 | -19.4519 | 5095.5248 | -2985.1337 | 2677.8765
20 | -4717.2959 | 584.2783 | 4298.1363 | -2828.7596 | 2663.6409
20 | -4979.5411 | 1588.6223 | 3045.6021 | -1465.8692 | 1811.186
20 | -5004.4499 | 1677.0549 | 3844.2477 | -1703.7544 | 1186.9017
20 | -4964.9331 | 1368.647 | 4298.8116 | -2016.7903 | 1314.2649
20 | -5009.1743 | 1550.4587 | 3816.5138 | -1605.5046 | 1247.7064
20 | 5272.3875 | 2706.9859 | -5841.7041 | -3151.4445 | 1013.7752
20 | 5323.185 | 1651.4105 | -6617.0337 | -3338.7838 | 2981.222
20 | 4893.2714 | 61.0002 | -3859.1597 | -4771.1894 | 3676.0775
20 | 4579.5902 | -375.4094 | -1585.2123 | -5608.7061 | 2989.7377
20 | 3639.4212 | -1108.0389 | 5438.2641 | -7953.9225 | -15.7239
20 | -4708.6246 | -462.154 | 7065.973 | -3911.1777 | 2015.9832
20 | -4703.2445 | -503.3595 | 7411.3552 | -4055.6198 | 1850.8687
20 | 5252.6003 | -2509.3706 | -5539.6886 | -827.4552 | 3623.9141
20 | 5334.1636 | 1719.8335 | -6714.4262 | -3364.5627 | 3024.9919
20 | 4925.956 | 209.7219 | -4095.7954 | -4724.6472 | 3684.7646
20 | 4663.1405 | -155.9208 | -2190.5848 | -5426.3546 | 3109.7197
20 | 3659.3064 | -938.1615 | 5308.4977 | -7930.381 | -99.2615
20 | 5267.1426 | -2230.8727 | -5691.4755 | -980.0294 | 3635.2349
20 | 5231.7228 | 2423.8401 | -7779.0438 | -2550.2097 | 2673.6906
20 | -5004.4717 | 3009.4475 | 5779.6405 | -584.9048 | -3199.7115
20 | -5327.454 | 1932.8017 | 1000 | 2074.6994 | 319.9529
20 | -5366.4645 | 1770.4481 | 271.9667 | 2472.9652 | 851.0844
20 | -5366.1075 | 1760.2708 | 224.2232 | 2497.1242 | 884.4894
20 | -5262.5631 | 1865.0633 | -495.9901 | 2068.0875 | 1825.4024
20 | -4993.0658 | 2058.7412 | -1987.7622 | 1239.1788 | 3682.908
20 | -5300.181 | 2114.4035 | 1000 | 1524.7481 | 661.0294
20 | 5194.8357 | 2414.8116 | -4658.0191 | -2103.9534 | -847.6748
20 | 5022.3277 | 1396.397 | -9279.09 | 373.5088 | 2486.8564
20 | 889.4571 | 1224.0608 | -6977.5453 | 1974.2819 | 2889.7454
20 | -3733.1353 | 1536.0538 | -2048.7257 | 2561.4665 | 1684.3407
20 | -1497.4277 | 1279.1392 | -5402.9603 | 2467.3665 | 3153.8823
20 | 4970.3105 | -4815.9355 | -1231.0554 | 3482.6479 | -2405.9676
20 | 4493.7112 | -5933.0501 | 1574.1579 | 1157.2105 | -1292.0295
20 | 3588.8063 | -1774.234 | 6069.1969 | -7349.1254 | -534.6438
20 | 3459.0606 | -1577.7395 | 6339.9691 | -7725.9629 | -495.3273
20 | -4552.6463 | -2388.1627 | 10960.1748 | -3708.8723 | -310.4935
20 | -5086.2012 | -6290.0641 | 7670.8505 | 4670.3755 | -964.9608
20 | 4458.8921 | -5752.9766 | 1728.8159 | 787.1063 | -1221.8377
20 | 3702.8769 | -2278.4369 | 5484.2575 | -6319.628 | -589.0695
20 | 3594.9673 | -1796.1323 | 6032.7352 | -7304.9069 | -526.6633
20 | 3611.1019 | -1642.4398 | 5911.7916 | -7321.8883 | -558.5654
20 | 4435.2111 | -5649.1373 | 1820.39 | 574.7238 | -1181.1876
20 | -5045.0982 | -6021.7134 | 7839.6144 | 4092.0496 | -864.8524
20 | 4380.0009 | -5396.374 | 2089.5545 | 57.7297 | -1130.911
20 | -4993.016 | -5644.5025 | 8151.0676 | 3281.7643 | -795.3134
20 | -4753.8593 | -3893.6969 | 9630.2971 | -477.935 | -504.8058
20 | -530.7544 | -3101.376 | 7536.6084 | -3365.1335 | -539.3444
20 | -4631.0076 | -2978.8251 | 10430.866 | -2441.5565 | -379.4768
20 | -4653.6644 | -2916.6201 | 10158.7072 | -2150.6195 | -437.8032
20 | 3787.1628 | -2670.5815 | 5040.6447 | -5517.5382 | -639.6877
20 | 3631.4578 | -1296.2352 | 5687.583 | -7400.0959 | -622.7097
20 | 4588.7057 | -5766.3271 | 519.8027 | 761.9944 | -104.1757
20 | -5042.4958 | -5841.983 | 7433.4555 | 3704.2371 | -253.2139
20 | 3951.5551 | -3263.3236 | 4075.4707 | -4319.6614 | -444.0408
20 | 4612.8361 | -5854.3742 | 381.0086 | 940.0754 | -79.5458
20 | -5091.49 | -6156.8537 | 7035.6839 | 4380.1788 | -167.519
20 | 4780.9804 | -6261.6581 | -758.0757 | 1740.9861 | 497.7673
20 | 4029.7695 | -3320.2808 | 3440.0574 | -4229.6964 | 80.1503
20 | 3595.2546 | -1753.3224 | 5991.0223 | -7396.401 | -436.5535
20 | -4648.9517 | -3006.1975 | 10147.0676 | -2382.5434 | -109.3749
20 | -5174.2267 | -6544.2716 | 6137.3487 | 5212.2728 | 368.8767
20 | 4675.5763 | -6000.8422 | -30.3642 | 1227.4423 | 128.1877
20 | 3981.6232 | -3283.6583 | 3847.785 | -4288.1516 | -257.5983
20 | 5082.9371 | -6201.758 | -2950.0926 | 2685.458 | 1383.4555
20 | 5213.7002 | -3598.9858 | -4945.9509 | 75.1916 | 3256.0449
20 | 5073.3469 | -3133.7048 | -4127.3596 | -941.6031 | 3129.3205
20 | -4978.7947 | -2832.6956 | 5532.965 | 215.5989 | 2062.9263
20 | -4751.8319 | -711.673 | 6918.4719 | -3474.3386 | 2019.3716
20 | 4893.3773 | 489.4365 | -10089.0446 | 2283.6973 | 2422.5335
20 | -494.7369 | 1068.9454 | -6301.9598 | 2711.3757 | 3016.3756
20 | -895.1876 | 1090.8842 | -5891.3672 | 2773.7348 | 2921.9357
20 | -778.9577 | 1087.2287 | -6099.5752 | 2741.8121 | 3049.492
20 | 4696.2307 | -1609.1303 | -4931.6276 | 5888.8843 | -4044.3571
20 | -5159.1672 | -2575.8675 | 2792.0745 | 8020.3909 | -3077.4307
20 | -5468.2002 | -2660.4841 | 3118.371 | 8017.612 | -3007.2987
20 | -5468.0639 | -2930.3964 | 3248.62 | 8104.43 | -2954.5897
20 | 4730.3611 | -1845.6902 | -4586.7969 | 5573.9425 | -3871.8165
20 | 5014.2111 | -3071.467 | -1953.7483 | 2658.0536 | -2647.0494
20 | 4799.8006 | -3574.0298 | -691.7509 | 1611.8957 | -2145.9156
20 | -5212.0082 | -3915.1519 | 5607.0059 | 5356.194 | -1836.0397
20 | -5297.5449 | -4152.3296 | 4127.7783 | 5888.4962 | -566.4001
20 | 4427.7094 | -2421.0731 | 1230.3157 | -1522.9107 | -1714.0414
20 | -4962.7022 | -2633.9814 | 7293.1396 | 1688.3405 | -1384.7964
20 | 3805.2979 | 548.1664 | 4307.7029 | -7444.5662 | -1216.601
20 | -4534.2638 | 598.7795 | 9907.0204 | -5085.5485 | -885.9876
20 | 3666.487 | -197.8778 | 5268.1009 | -7870.6745 | -866.0356
20 | 3424.0152 | -725.0275 | 6044.6742 | -8131.4624 | -612.1995
20 | -4450.8777 | -420.2916 | 11033.6732 | -5743.7886 | -418.7153
20 | 4517.1697 | -2551.8799 | 552.9081 | -1236.8385 | -1281.3594
20 | -5005.0702 | -2775.2132 | 6666.1582 | 2037.2208 | -923.0956
20 | -5255.3324 | -3667.4461 | 3220.7697 | 4306.0875 | 1395.9213
20 | 3943.0816 | 431.1595 | 3197.2967 | -7165.2126 | -406.3253
20 | -4594.114 | 475.5079 | 8863.9072 | -4729.8369 | -15.4642
20 | -4639.6319 | 395.1036 | 8078.6068 | -4456.6309 | 622.5523
20 | 4175.4914 | 260.9685 | 1334.1155 | -6686.2142 | 915.6389
20 | -4636.5015 | 375.0482 | 7873.875 | -4392.8591 | 780.4375
20 | -4634.209 | 312.0516 | 8146.0294 | -4501.9744 | 678.1023
20 | 4019.7673 | 17.9241 | 2515.502 | -7068.0287 | 514.8354
20 | -4611.8716 | 227.394 | 8496.3872 | -4653.1901 | 541.2805
20 | 3680.6918 | -543.0847 | 5092.586 | -7897.6627 | -332.5303
20 | 4903.5359 | -4600.0899 | -2130.1494 | 842.9238 | 983.7797
20 | -5171.2753 | -4502.2547 | 4733.3283 | 3947.6181 | 992.5835
20 | 4601.0397 | -3021.5499 | -587.0548 | -1964.2522 | 971.8172
20 | -3104.1671 | -2711.2363 | 4861.9575 | -23.277 | 976.723
20 | -4949.2411 | -2654.7274 | 6151.6644 | 474.2683 | 978.0358
20 | -4913.7814 | -2352.2234 | 6397.0324 | -65.5138 | 934.4862
20 | -4831.5507 | -2747.1252 | 7737.9063 | -579.6152 | 420.3848
20 | 5080.2833 | -3884.4572 | -2962.2183 | 2190.3836 | -423.9914
20 | 4999.7064 | -4427.5574 | -6447.6596 | 3374.5463 | 2500.9644
20 | -5475.7352 | -4718.8367 | 572.3372 | 7152.0517 | 2470.1829
20 | -5264.4778 | -5551.3586 | 4320.2697 | 5551.914 | 943.6526
20 | 5123.4734 | -5074.3149 | -3514.1848 | 2148.0452 | 1316.9811
20 | 5120.3702 | -5347.0346 | -3416.1773 | 2294.371 | 1348.4706
20 | 5158.0485 | -3591.4787 | -4149.1615 | 1140.0093 | 1442.5823
20 | 5108.5668 | -3872.4861 | -5255.9159 | 1846.1928 | 2173.6425
20 | 5189.2422 | -3318.4719 | -4625.275 | 656.4829 | 2098.0217
20 | 5070.7972 | -2855.9573 | -3962.8356 | -283.4523 | 2031.448
20 | -538.8061 | -2653.6563 | 393.7467 | 899.3578 | 1899.3578
20 | -5115.8751 | -2528.9989 | 3898.1314 | 1949.5373 | 1797.2052
20 | -5016.0542 | -1903.26 | 4749.4712 | 584.9215 | 1584.9215
20 | -4710.8676 | 0.94374 | 7369.544 | -3572.0266 | 912.4065
20 | -5311.3346 | -3893.4508 | 2342.5952 | 4878.6828 | 1983.5074
20 | -5247.6205 | -3415.1672 | 2891.3727 | 3853.3014 | 1918.1136
20 | -5252.1435 | -4168.3749 | 3425.1292 | 4459.4246 | 1535.9646
20 | 5155.9204 | -4170.2364 | -4071.424 | 1397.0493 | 1688.6907
20 | 5004.5586 | -3922.0208 | -1648.5254 | 3114.1056 | -2548.1179
20 | -5426.5308 | -2965.9753 | 3565.2024 | 7611.7221 | -2784.4183
20 | -5383.2852 | -3167.7937 | 4000.646 | 7133.2098 | -2582.7769
20 | -5478.3972 | -3342.6524 | 2263.5192 | 7872.2425 | -1314.7121
20 | 4709.3356 | -2756.0211 | -7858.0252 | 6190.3809 | -285.6702
20 | 4722.9859 | -3743.6293 | -10584.9232 | 6421.6204 | 3183.9461
20 | 633.5927 | -4212.5938 | -7517.0331 | 7328.8653 | 3767.1689
20 | -359.0995 | -4428.4206 | -6473.7265 | 7283.9123 | 3977.3343
20 | 745.4787 | -4440.8458 | -6895.161 | 6677.1803 | 3913.3479
20 | -5068.4587 | -513.139 | -2354.0894 | 3638.3683 | 4297.3187
20 | -5427.7792 | -3264.6472 | -681.9162 | 6012.5638 | 3361.7788
20 | -5185.8386 | -2161.3616 | 1970.5172 | 2616.4814 | 2760.2016
20 | -5489.7294 | -3864.893 | -337.5899 | 6531.3393 | 3160.873
20 | -224.843 | -4972.8454 | -6229.4267 | 7481.5517 | 3945.5635
20 | 4884.4862 | -4361.5946 | -8842.665 | 4730.8032 | 3588.9702
20 | 4896.7607 | -4372.9018 | -8600.6749 | 4588.0322 | 3488.7837
20 | 5109.4219 | -2750.0705 | -7225.8733 | 1386.9651 | 3479.5568
20 | 5213.763 | -2830.3972 | -4999.5405 | 167.0029 | 2449.1718
20 | 5240.0191 | -2965.4867 | -5242.3963 | -94.0341 | 3061.898
20 | 2111.9726 | -2634.3981 | -5126.2332 | 2137.5046 | 3511.154
20 | 422.8274 | -2583.817 | -3502.9283 | 2331.9589 | 3331.9589
20 | -5226.7771 | -2461.3829 | 1857.152 | 3087.0573 | 2743.9508
20 | -5208.4136 | -2485.1197 | 2607.8284 | 2682.8028 | 2402.9021
20 | -5164.2396 | -2047.3173 | 2128.9097 | 2350.5972 | 2732.05
20 | -5194.9314 | -2538.0146 | 2726.2218 | 2421.7994 | 2584.9247
20 | -5105.2289 | -1694.7392 | 2354.9472 | 1722.5104 | 2722.5104
20 | -5107.5957 | -1708.9349 | 2544.298 | 1636.1163 | 2636.1163
20 | -5086.9056 | -1804.8779 | 3709.5344 | 1091.1246 | 2091.1246
20 | -4979.0203 | -934.687 | 3487.1844 | 11.6286 | 2414.8943
20 | -4846.7719 | -138.4505 | 3985.2224 | -1393.8307 | 2393.8307
20 | -4941.2853 | -758.359 | 3997.8421 | -530.5905 | 2232.3927
20 | -4944.4365 | -1000.4609 | 5000.1559 | -777.6919 | 1722.4335
20 | -5113.319 | -1770.0279 | 2502.3276 | 1690.5097 | 2690.5097
20 | -5127.8112 | -2217.6385 | 3333.1356 | 1506.1571 | 2506.1571
20 | -5005.9744 | -1184.1061 | 3289.5214 | 293.5701 | 2606.9889
20 | -4768.0076 | 243.4976 | 4180.0171 | -2235.6684 | 2580.1612
20 | -4935.3672 | -1103.5783 | 4582.5648 | -933.8265 | 2390.2072
20 | -4934.3758 | -1290.9801 | 5080.1449 | -1141.8664 | 2287.0774
20 | -4933.3789 | -1219.5652 | 5047.99 | -1338.2758 | 2443.2298
20 | -5089.0302 | -2663.924 | 4089.5623 | 1331.6959 | 2331.6959
20 | 5191.64 | -2923.5548 | -6241.8936 | 469.7414 | 3504.0669
20 | 5196.6276 | -2932.0819 | -6168.2439 | 413.302 | 3490.3962
20 | 5240.0087 | -3033.9773 | -5268.0255 | -262.4985 | 3324.4927
20 | -2079.7611 | -4561.3021 | -4141.3201 | 7218.0976 | 3564.2857
20 | -2414.7926 | -4572.3321 | -3850.5801 | 7303.8527 | 3533.8522
20 | -5499.4548 | -4709.5941 | 205.7004 | 7363.1236 | 2640.2248
20 | -5491.9035 | -4048.4311 | -253.1795 | 6690.8242 | 3102.6899
20 | -5410.4388 | -3492.4287 | 496.6155 | 5430.3704 | 2975.8817
20 | -5251.4927 | -2594.6832 | 1682.1427 | 3390.1928 | 2773.8404
20 | -5328.1424 | -3051.4656 | 1358.6944 | 4267.0384 | 2753.8752
20 | -5251.4185 | -2699.2885 | 2213.4738 | 3236.1704 | 2501.0628
20 | -5326.5482 | -3089.652 | 1384.3048 | 4211.0352 | 2820.8603
20 | -5262.0995 | -2846.558 | 2111.4237 | 3305.0164 | 2692.2175
20 | -5299.2615 | -2907.0444 | 1703.2001 | 3491.3843 | 3011.7215
20 | 4894.2554 | -5226.9862 | -8145.1632 | 4959.7297 | 3518.1642
20 | 5186.2778 | -2998.5446 | -6257.3113 | 564.0842 | 3505.494
20 | 5115.7957 | -2508.4367 | -7483.6779 | 1213.8257 | 3662.4931
20 | 5308.6479 | -729.2903 | -6447.7838 | -1812.0587 | 3680.4849
20 | 4295.9763 | -2394.8287 | -6995.269 | 1360.968 | 3733.1534
20 | 5107.6279 | 610.5975 | -5491.9378 | -3949.2466 | 3722.959
20 | 5154.4712 | -2596.8916 | -7011.8448 | 785.1025 | 3669.1627
20 | 5301.9052 | -1113.2561 | -6293.1574 | -1577.5599 | 3682.0682
20 | 5271.9971 | -2257.3726 | -5730.4826 | -761.0166 | 3476.8746
20 | 5291.106 | -1722.1205 | -6022.1446 | -1204.4241 | 3657.5831
20 | 4887.0028 | -5220.3051 | -8288.1479 | 5044.0889 | 3577.3614
20 | 5106.0382 | -3465.4824 | -7001.2736 | 1713.7348 | 3646.983
20 | 4761.7058 | -4740.8681 | -9639.8468 | 6355.8782 | 3263.131
20 | -1330.3979 | -3700.9126 | -4019.7962 | 7590.0595 | 1461.0472
20 | 4713.7533 | -2204.6935 | -4550.2855 | 5916.8378 | -3875.6122
20 | 4734.2543 | -2754.7397 | -4155.9215 | 5890.8444 | -3714.4375
20 | 4739.4166 | -3704.4659 | -3453.5851 | 5852.7025 | -3434.0682
20 | -5435.1113 | -4202.5781 | 4123.2864 | 8101.1523 | -2586.7493
20 | -5433.9185 | -4225.8267 | 4147.9906 | 8090.6861 | -2578.9315
20 | -5432.6974 | -4232.6964 | 4157.1095 | 8080.2684 | -2571.9841
20 | -5480.3443 | -5465.9866 | 2672.7755 | 8253.4045 | 20.1509
20 | -5454.7039 | -3510.8788 | 3622.979 | 8132.4606 | -2789.8569
20 | -5471.7899 | -3599.8192 | 3115.1791 | 8179.1154 | -2222.6853
21 | 5251.5221 | 349.4265 | -3098.9141 | 3497.9654 | -6000
21 | -4515.4173 | 1189.9138 | 4784.6093 | 4540.8942 | -6000
21 | -4628.8187 | 1254.8573 | 4936.3444 | 4437.617 | -6000
21 | 4566.4264 | 3414.4986 | 733.4706 | -2714.3956 | -6000
21 | -4548.2084 | 1199.9919 | 4818.993 | 4529.2235 | -6000
21 | -5332.884 | 1462.816 | 5589.3046 | 4204.1233 | -5923.3598
21 | -5373.8079 | 2794.1777 | 2437.2426 | 1399.469 | -1257.0814
21 | -5235.5336 | 3100.325 | 1447.6023 | 711.071 | -23.4648
21 | -5419.5754 | -611.3601 | 2295.9474 | 3278.1913 | 456.7967
21 | 5186.2631 | -1878.1931 | -2283.933 | 4975.863 | -6000
21 | 4474.6009 | -1926.6801 | -1672.0494 | 5124.1286 | -6000
21 | -4519.3757 | 1177.0728 | 4792.3039 | 4549.9991 | -6000
21 | -4898.659 | -2839.2658 | 5669.458 | 7151.5795 | -5083.1127
21 | -5378.3292 | -2970.0828 | 6175.8604 | 7146.9187 | -4974.3671
21 | -5374.8276 | -3387.3945 | 6374.3393 | 7281.3338 | -4893.451
21 | 5153.8266 | -1950.9481 | -2063.579 | 4860.7006 | -6000
21 | 5100.5922 | -2140.9694 | -1734.6683 | 4633.9837 | -5858.9382
21 | 5327.2782 | -2652.8566 | -3747.568 | 4893.881 | -3820.7346
21 | 5404.322 | -5024.0397 | -5761.9168 | 3150.4973 | 2231.1373
21 | 4820.1745 | -5136.9176 | -1441.8047 | 1287.0055 | 471.5423
21 | 4264.5961 | -4522.445 | 3104.03 | 116.4095 | -2962.5906
21 | 3887.7145 | -3466.6122 | 5372.9794 | -2681.7195 | -3112.3623
21 | 676.0216 | -4537.4637 | 6070.6341 | 1225.9131 | -3435.1051
21 | -4978.672 | -4743.6597 | 9535.917 | 3371.4624 | -3185.0477
21 | 4076.6866 | -5027.036 | 4520.0513 | -361.1656 | -3208.5363
21 | 4483.4968 | -4303.9792 | 725.6956 | -866.8227 | -38.3905
21 | 3814.3011 | -3215.1339 | 5756.5405 | -3370.4446 | -2985.2631
21 | 3517.2197 | -1685.2811 | 7286.6007 | -6431.7898 | -2686.7495
21 | 3305.5507 | -470.7671 | 8293.0848 | -8844.9664 | -2282.902
21 | 3277.7752 | -447.5282 | 8519.6103 | -8901.723 | -2448.1343
21 | -2926.5287 | -421.8159 | 12568.8954 | -7111.1218 | -2109.429
21 | -3022.5657 | -442.114 | 12445.0558 | -7025.4324 | -1954.9437
21 | 3417.1085 | -963.8694 | 7312.5755 | -8686.6044 | -1079.2103
21 | 3128.785 | -1416.022 | 9541.4106 | -9396.4781 | -1857.6956
21 | -2449.1726 | -1175.0065 | 12974.0242 | -7665.7335 | -1684.1116
21 | -3319.8172 | -793.3327 | 11990.6984 | -6803.6614 | -1073.8872
21 | -4370.6659 | -1491.3124 | 12575.099 | -4486.3983 | -2226.7223
21 | -4727.5654 | -3446.9094 | 11097.2995 | -354.1321 | -2568.6926
21 | -4479.9649 | -1571.9781 | 12575.519 | -4287.8342 | -2235.7418
21 | 3602.8064 | -688.5087 | 5879.6679 | -8228.3533 | -565.6124
21 | -3815.7369 | -587.7053 | 11436.1187 | -6313.3556 | -719.3209
21 | -5007.3108 | -4324.3104 | 7648.062 | 1897.5078 | -213.9486
21 | -4509.2016 | -1061.924 | 11352.3158 | -5115.8126 | -665.3775
21 | 4131.5146 | -4918.2768 | 3472.5208 | -1638.0463 | -1047.7123
21 | 3810.3873 | -3336.1205 | 5796.7688 | -3326.5465 | -2944.4892
21 | -4726.5996 | -3602.8169 | 11145.4328 | -299.628 | -2516.3883
21 | -4479.883 | -1578.2585 | 12577.7985 | -4286.1814 | -2233.4756
21 | 3798.4704 | -6133.2362 | 6276.7187 | -1736.019 | -2205.9338
21 | -4751.2852 | -5779.6295 | 11528.5209 | 943.3669 | -1940.973
21 | -4462.0002 | -2942.3217 | 13084.4586 | -3929.1726 | -1750.964
21 | -4866.4013 | -4830.6713 | 9601.6029 | 1134.9307 | -1039.461
21 | -4492.1241 | -1736.9504 | 11977.9201 | -4683.8124 | -1065.0332
21 | -5265.5152 | -5417.2951 | 5317.8762 | 4923.6013 | 441.3328
21 | 4523.378 | -3535.5135 | 1757.4162 | 1723.0244 | -4468.3051
21 | 3983.9004 | -3292.2159 | 4848.7042 | -2049.1871 | -3491.2016
21 | 832.0642 | -4420.8895 | 5808.4499 | 1375.9903 | -3595.615
21 | -5031.1148 | -4469.769 | 9153.7717 | 3911.9147 | -3564.8025
21 | -4498.2391 | 50.9017 | 12285.1702 | -4765.8406 | -3071.9921
21 | 4149.6325 | -4763.469 | 4110.2299 | 44.1676 | -3540.5611
21 | -5324.6936 | -3301.4727 | 6656.9033 | 6701.4701 | -4732.2072
21 | -5406.2468 | -3757.8737 | 5198.1331 | 6971.5292 | -3005.5418
21 | 5159.3826 | -2094.9146 | -2053.0043 | 4988.5363 | -6000
21 | 5120.0557 | -2549.8453 | -1723.7915 | 5021.0991 | -5867.518
21 | 5317.8197 | -2871.2626 | -3542.8797 | 5122.7196 | -4026.397
21 | 5031.0379 | -3450.7787 | -991.7311 | 5006.8896 | -5595.4176
21 | -5355.8862 | -3945.6321 | 6730.9052 | 7306.0937 | -4735.4806
21 | -5383.3982 | -4412.41 | 6170.8969 | 7370.8371 | -3745.9258
21 | -5356.3317 | -3934.5979 | 6723.0267 | 7306.6104 | -4738.7076
21 | -5380.3782 | -4040.2937 | 6252.8796 | 7354.5568 | -4186.7645
21 | 5318.9045 | -2296.2782 | -3516.7008 | 5064.6172 | -4570.5427
21 | 5222.0168 | -3574.8771 | -6765.0285 | 5431.4144 | -313.5257
21 | 732.6692 | -4406.1317 | -4281.207 | 6509.8762 | 1444.7933
21 | 5136.8281 | -4652.7019 | -9666.8358 | 5719.4727 | 3463.2369
21 | 2778.7064 | -4922.6189 | -7899.2453 | 6243.951 | 3799.2067
21 | 5212.7681 | -4950.8478 | -8825.4395 | 4904.7432 | 3658.776
21 | 2342.9322 | -5017.363 | -7441.2522 | 6224.2174 | 3891.4656
21 | -5469.751 | -5358.7005 | 2841.9373 | 6376.6907 | 1609.8235
21 | -868.8223 | -3323.9159 | -4467.579 | 4416.7341 | 4243.583
21 | 5203.0108 | 610.3835 | -2779.6313 | 2966.2369 | -6000
21 | 3014.2681 | 875.7499 | -928.9395 | 3038.9215 | -6000
21 | -4932.9967 | 1567.6993 | 5494.5926 | 3870.7048 | -6000
21 | -5204.7097 | 1592.7685 | 5700.584 | 3896.0843 | -5984.727
21 | -5317.8641 | 1630.8609 | 5811.93 | 3848.8025 | -5973.7293
21 | -5318.0125 | 1440.8785 | 5870.2011 | 3941.9385 | -5935.0057
21 | 5134.4355 | 930.1117 | -2381.9231 | 2317.3759 | -6000
21 | 4481.1264 | 3854.5419 | 1274.3612 | -3610.0295 | -6000
21 | 5165.6136 | 427.9649 | -2476.1566 | 2882.5781 | -6000
21 | 5029.7553 | -1081.3476 | -1247.1238 | 3298.7161 | -6000
21 | 5016.9781 | -1517.4981 | -1087.5569 | 3588.0768 | -6000
21 | 5002.4953 | -3636.8695 | -767.4751 | 4932.1842 | -5530.335
21 | 5123.9419 | -4110.037 | -1888.4561 | 5069.9555 | -4195.4043
21 | 5317.7367 | -4685.3061 | -3692.6309 | 5177.3863 | -2117.186
21 | 5374.8611 | -6443.4289 | -5186.1775 | 3884.7478 | 2369.9975
21 | 3950.6512 | -6718.6365 | 5346.6876 | -658.6316 | -1920.0707
21 | 3881.1173 | -6638.7574 | 5917.426 | -802.659 | -2357.127
21 | 3633.9626 | -5395.1319 | 7191.605 | -3333.9267 | -2096.5089
21 | 3885.9817 | -6563.3478 | 5782.4837 | -963.2333 | -2141.8843
21 | 3864.6461 | -6538.5425 | 5957.2614 | -1008.0488 | -2275.3163
21 | 3818.115 | -6301.239 | 6188.9044 | -1491.3131 | -2214.4672
21 | 1592.934 | -6636.2102 | 7362.294 | -153.2707 | -2165.7472
21 | -4834.3693 | -7037.3253 | 11300.8625 | 2526.7505 | -1955.9185
21 | -4832.4074 | -6706.2253 | 11157.0272 | 2364.1431 | -1982.5375
21 | 4950.3149 | -3871.5344 | -439.6776 | 4742.8662 | -5381.9691
21 | 4089.348 | -5951.6223 | 4769.0804 | 400.9087 | -3307.7148
21 | 4993.789 | -1437.6844 | -953.5643 | 3397.4598 | -6000
21 | 4909.2174 | -533.187 | -574.4278 | 2198.3974 | -6000
21 | 5200.2198 | 695.8915 | -2796.8003 | 2787.4559 | -5886.7669
21 | 5385.8382 | 851.0242 | -4600.055 | 2396.9099 | -4033.7173
21 | 5299.8556 | 1360.6888 | -9377.2754 | 1317.9101 | 1398.8209
21 | 469.9596 | 1679.8514 | -4495.1056 | 2043.0337 | 302.2609
21 | -5348.3383 | 2748.5088 | 3285.1266 | 1494.1058 | -2179.4029
21 | -5358.5279 | 3041.1187 | 2555.6181 | 877.7702 | -1115.9791
21 | 5279.0888 | 1433.9842 | -10379.377 | 1162.8857 | 2503.4183
21 | 2819.9239 | 1650.8237 | -8666.5208 | 1412.613 | 2783.1602
21 | 1181.4189 | 2204.405 | -7121.2494 | 723.305 | 3012.1205
21 | 1020.5894 | 2171.401 | -7124.5132 | 837.848 | 3094.6748
21 | 5402.0319 | 2335.3233 | -9564.164 | -757.5478 | 2584.3566
21 | 1405.564 | 2508.1651 | -6957.8664 | 23.8477 | 3020.2896
21 | -34.4034 | 2580.0262 | -5884.756 | 286.2223 | 3052.9108
21 | -5311.4612 | 3141.3176 | 2214.4734 | 651.833 | -696.1628
21 | -5334.954 | 3180.0762 | 2757.6094 | 580.9371 | -1183.6687
21 | -5220.9097 | 3329.4968 | 1553.2374 | 226.7575 | 111.418
21 | 5492.0267 | 2991.941 | -8978.4522 | -2156.746 | 2651.2305
21 | 1731.2984 | 2964.7582 | -6711.092 | -1024.373 | 3039.4084
21 | -1365.1996 | 2986.2963 | -4541.1622 | -182.0387 | 3102.1042
21 | -5155.8195 | 3448.3427 | 1121.2828 | -44.0286 | 630.2226
21 | -5174.5389 | 3514.7716 | 1591.8469 | -174.8488 | 242.7692
21 | -5225.9893 | 3814.2714 | 3691.9148 | -774.0943 | -1506.1026
21 | -4928.2244 | 4494.6014 | 8191.6672 | -2254.0182 | -5504.0261
21 | -4985.9241 | 1860.2265 | 40.6424 | -186.6094 | 3271.6645
21 | -4419.5067 | 1944.7282 | -724.4762 | -193.8704 | 3393.1251
21 | 1572.9861 | 3013.0936 | -6664.5015 | -1080.8861 | 3159.3079
21 | -1835.3887 | 3030.3308 | -4267.2034 | -140.0721 | 3212.3335
21 | 5320.3898 | 21.375 | -8174.6442 | 1719.3293 | 1113.5501
21 | 5488.6162 | 2376.3487 | -6714.4653 | -847.9649 | -302.5347
21 | 5398.2453 | 2586.051 | -6057.6561 | -1257.9625 | -668.6777
21 | 4357.9715 | 4462.7692 | 1919.4576 | -4847.2157 | -5892.9826
21 | -5216.7484 | 3324.7857 | 4775.7204 | 258.1656 | -3141.9233
21 | -4968.3792 | 4202.9974 | 7954.4182 | -1632.4201 | -5556.6164
21 | 5498.8292 | 2524.2536 | -6926.6299 | -1162.728 | 66.2751
21 | 5543.1583 | 3160.199 | -7850.8866 | -2516.3135 | 1663.8429
21 | 4357.6579 | 4464.3113 | 1921.0659 | -4850.3523 | -5892.6828
21 | 5549.5265 | 2374.7027 | -8063.8861 | -2655.4169 | 2795.0738
21 | 5383.2548 | -600.1116 | -4669.2294 | 2537.6009 | -2651.5147
21 | 5381.4574 | -1113.0721 | -4742.5442 | 2576.856 | -2102.6972
21 | 4976.5546 | -1664.2859 | -822.8212 | 3448.647 | -5938.0946
21 | 4961.5306 | -3862.863 | -490.7772 | 4842.9867 | -5450.8771
21 | 5230.2676 | -4909.8886 | -2971.2851 | 5147.8473 | -2496.9411
21 | 5316.4608 | -5165.7483 | -3773.7194 | 5195.6287 | -1572.6218
21 | 5199.2551 | -6648.6586 | -7766.1307 | 5591.9496 | 3623.5846
21 | 5030.7779 | -6667.9429 | -7639.8443 | 5629.4212 | 3647.5881
21 | -1147.1382 | -6885.2048 | -1648.8075 | 6880.0443 | 2801.1062
21 | -5444.7489 | -7072.9681 | 4007.7824 | 6963.9169 | 1546.0177
21 | 429.0054 | -5654.466 | -4517.6959 | 5664.3473 | 4078.8093
21 | -656.637 | -5082.0443 | -3512.5302 | 5053.3789 | 4197.8325
21 | 1402.8869 | -2236.919 | -2251.7363 | -1090.1831 | 4175.9515
21 | -2871.7359 | -4212.9941 | -1257.2867 | 4111.6119 | 4230.4048
21 | -5284.5568 | -3783.2296 | 1552.6226 | 3612.898 | 3902.2658
21 | -4910.9769 | -1682.3841 | 4271.635 | -1127.9552 | 3449.6812
21 | -5444.4475 | -4884.9355 | 2511.5015 | 4732.4657 | 3085.4159
21 | -5234.7112 | -3722.4575 | 4216.0074 | 1994.5764 | 2746.585
21 | -5195.6313 | -2893.9495 | 1048.2303 | 2845.5467 | 4195.8038
21 | 2362.3839 | -5292.1755 | -7274.2125 | 6318.2848 | 3885.7192
21 | 5203.1493 | -6663.9478 | -7722.983 | 5550.1695 | 3633.612
21 | 5367.1762 | -6726.6218 | -5099.7003 | 4048.0154 | 2411.1305
21 | 4053.368 | -6980.4959 | 4616.6797 | -143.171 | -1546.3809
21 | 3902.5775 | -6807.2707 | 5854.378 | -455.5075 | -2494.1773
21 | -4851.7416 | -7163.5076 | 11274.7581 | 2796.2653 | -2055.7742
21 | 3366.5998 | -4110.3553 | 8617.5515 | -5944.7927 | -1929.0033
21 | -4695.9301 | -6006.4751 | 12207.3308 | 330.8037 | -1835.7293
21 | -4448.3042 | -3806.0673 | 13652.2265 | -3745.2027 | -1652.6523
21 | -4880.7205 | -7234.7861 | 10845.464 | 2950.9897 | -1680.947
21 | -3198.5465 | -6367.3618 | 1978.7286 | 7146.6676 | 440.5122
21 | 4846.0656 | -4382.1297 | 234.5735 | 4424.0636 | -5122.573
21 | 4067.3982 | -6263.3828 | 4945.4284 | 497.1521 | -3246.5958
21 | -5009.6025 | -6339.0551 | 10124.4427 | 4423.1087 | -3198.8939
21 | -4471.213 | -1771.6084 | 13288.2423 | -4344.4365 | -2700.9844
21 | -5189.0696 | -5624.8658 | 8598.0862 | 6128.3873 | -3912.5382
21 | -5418.5657 | -6412.9381 | 4979.2554 | 7209.1723 | -356.9238
21 | -5303.5496 | -4701.8218 | 7525.8492 | 6961.7486 | -4482.2265
21 | -5391.5866 | -5533.8128 | 5842.6582 | 7257.9376 | -2175.1963
21 | -5272.2514 | -648.7863 | 6910.9627 | 4390.7525 | -5380.6775
21 | -5333.1489 | -401.2514 | 5480.8825 | 4055.5113 | -3801.9935
21 | 5352.3833 | -841.4803 | -6362.944 | 2200.2869 | -348.2458
21 | -1532.5199 | -255.3509 | -580.4684 | 2968.7424 | -600.4033
21 | -2475.8644 | -202.906 | 382.1308 | 3113.3596 | -816.72
21 | -5347.4295 | 253.5068 | 4249.4735 | 2881.9423 | -2037.4931
21 | -5371.1281 | 731.8634 | 2626.4525 | 1557.6421 | 455.1701
21 | -5381.2146 | -18.6676 | 2595.3132 | 1971.6852 | 832.8839
21 | 5304.4778 | -600.7985 | -8829.0969 | 1733.4083 | 2392.0093
21 | 5298.3062 | -592.2314 | -9124.6994 | 1689.9255 | 2728.699
21 | 1246.8396 | -332.9159 | -6241.4373 | 2126.9381 | 3200.5756
21 | 869.5185 | -232.1297 | -5875.594 | 1982.8066 | 3255.3986
21 | 5418.6506 | 152.3112 | -8255.0684 | -137.3349 | 2821.4415
21 | 1286.7894 | 257.9477 | -5516.2841 | 691.4058 | 3280.1412
21 | -1497.1534 | 352.437 | -3414.9462 | 1211.388 | 3348.2747
21 | -5354.495 | 757.3942 | 2505.8048 | 1480.4778 | 610.8183
21 | -5362.7838 | 774.6503 | 2698.4625 | 1454.0658 | 435.6053
21 | -5342.0403 | 771.3844 | 2414.7383 | 1425.2599 | 730.6577
21 | -5065.0359 | 1041.517 | 582.2809 | 342.9109 | 3098.3271
21 | -2957.6387 | 657.7949 | -1888.2427 | 773.1465 | 3414.94
21 | -5046.0459 | 440.7605 | 391.9386 | 592.7079 | 3620.639
21 | 5431.6924 | -268.4543 | -5767.4302 | 986.7051 | -382.513
21 | 5348.564 | 93.4899 | -5292.3434 | 258.599 | -408.3095
21 | 5118.4407 | 564.9553 | -3609.0856 | -744.1694 | -1330.1411
21 | 4299.7134 | 1771.161 | 2706.4829 | -3412.2435 | -5365.1137
21 | -5113.063 | 1170.1601 | 6946.1638 | 741.9943 | -3745.2552
21 | -4978.4902 | 1562.0048 | 8696.5621 | -239.9618 | -5040.1148
21 | 5446.7929 | -41.0488 | -6078.7043 | 513.7332 | 159.227
21 | 5476.2291 | 296.083 | -6698.3014 | -388.1235 | 1314.1128
21 | 5514.9064 | 651.8543 | -7522.9359 | -1556.5674 | 2912.7427
21 | 5298.3123 | 1331.0425 | -6311.2837 | -3391.7179 | 3073.6467
21 | 4018.2638 | 2693.2431 | 4230.5517 | -5920.8497 | -5021.2089
21 | 3190.258 | -1030.4485 | 9432.0838 | -8924.9717 | -2666.9217
21 | -3059.3039 | -712.0405 | 13279.7034 | -6914.9399 | -2593.4191
21 | 4749.2246 | -739.9562 | -2721.99 | -5265.5328 | 3978.2544
21 | 3031.0598 | -2035.234 | 10330.7076 | -9588.3832 | -1738.1502
21 | -2130.0497 | -1899.2281 | 13608.5489 | -8017.9905 | -1561.2806
21 | 3861.2056 | -706.2524 | -2249.9345 | -4958.0908 | 4053.072
21 | -4726.8305 | -735.3256 | 5483.1144 | -3268.1042 | 3247.1458
21 | -4689.9297 | -1125.5714 | 8933.0816 | -4686.4212 | 1568.8407
21 | -4518.1476 | -1392.4323 | 11164.7324 | -5686.9371 | 432.7845
21 | 2291.6722 | 1301.6601 | -4486.8095 | -2492.3665 | 3385.8437
21 | -2000.1229 | 1319.2152 | -1459.8569 | -1334.628 | 3475.3927
21 | -4977.4391 | 1408.9675 | 1191.0465 | -695.8019 | 3073.2271
21 | -5041.7227 | 1632.4519 | 2822.0116 | -1151.3069 | 1738.5661
21 | -5095.0013 | 1937.6778 | 5026.1744 | -1783.0272 | -85.8237
21 | -4753.2657 | 2696.2947 | 10183.824 | -3485.1376 | -4641.7154
21 | -4506.3374 | 705.3289 | 12496.5925 | -5282.6616 | -3412.9225
21 | -4900.1743 | 870.1909 | 1319.2556 | -1009.6436 | 3720.3714
21 | 2536.2291 | -573.7058 | -1675.2654 | -4418.2088 | 4130.951
21 | -4779.912 | -139.447 | 2841.0165 | -2043.4276 | 4121.7702
21 | -4760.861 | -443.5346 | 4196.4414 | -2666.7652 | 3674.7194
21 | 5430.5301 | -4731.905 | -6280.0525 | 1866.3052 | 3715.1221
21 | 5445.5483 | 82.2174 | -6023.2988 | 552.4073 | -56.8742
21 | 5457.0108 | 639.9723 | -6173.9867 | 202.9108 | -125.9072
21 | 5204.9984 | 1156.2832 | -4330.6189 | -895.24 | -1135.4227
21 | 4319.2736 | 2461.1942 | 2501.7606 | -3781.6461 | -5500.5823
21 | 5483.7984 | 946.7694 | -6737.8332 | -617.7979 | 925.0632
21 | 5530.7308 | 1378.4742 | -7738.4725 | -2035.6271 | 2864.8946
21 | 5406.8441 | 1766.9536 | -7045.4364 | -3085.2892 | 2956.9278
21 | 4109.9034 | 3147.1305 | 3635.5145 | -5647.7968 | -5244.7517
21 | 3228.5778 | -816.3499 | 9172.0016 | -8845.3706 | -2738.8591
21 | 4789.6549 | -560.9041 | -3010.9748 | -5191.5071 | 3973.731
21 | 3062.7874 | -1862.7427 | 10107.8367 | -9536.2533 | -1771.628
21 | 5440.564 | -4374.7524 | -6410.2945 | 1622.1445 | 3722.3383
21 | 5362.4866 | 421.1588 | -4166.3259 | 3308.6542 | -4925.9736
21 | 5243.2582 | 943.3174 | -10228.431 | 2203.7511 | 1838.1042
21 | 4387.8717 | 1020.7972 | -9584.5522 | 2286.641 | 1889.2423
21 | 2903.1733 | 1151.8663 | -8425.9106 | 2437.9648 | 1932.9063
21 | 4134.2742 | -191.3489 | -9887.5727 | 3005.3149 | 2939.3324
21 | 3502.7929 | -211.074 | -9425.3955 | 3112.0323 | 3021.6443
21 | 4423.7691 | 1279.7855 | -10096.2562 | 1729.4148 | 2663.2868
21 | 3236.9174 | 1415.5512 | -9227.2293 | 1784.9425 | 2789.8183
21 | 5307.1195 | 1471.1362 | -10009.5546 | 1079.6273 | 2151.6716
21 | 5439.8392 | 2556.1198 | -9509.8426 | -1231.1768 | 2745.0604
21 | 5507.6089 | 3055.7564 | -9050.7475 | -2295.567 | 2782.9492
21 | 3632.0999 | 3041.8802 | -7919.6787 | -1730.1688 | 2975.8674
21 | -2603.7775 | 3117.9516 | -3314.2524 | -100.7939 | 2900.8722
21 | -5071.9336 | 3419.0882 | 381.9852 | -11.4716 | 1282.3318
21 | -5118.8139 | 3584.267 | 1554.4134 | -336.6522 | 316.7856
21 | -5181.3383 | 3944.4715 | 4085.1444 | -1057.1397 | -1791.1379
21 | -4911.6313 | 4560.2628 | 8165.2069 | -2396.6751 | -5417.1633
21 | -4517.0717 | 1378.9559 | 11860.7131 | -5268.8868 | -3453.7105
21 | 1548.0958 | 2884.8728 | -6439.6832 | -1241.6153 | 3248.3299
21 | -2917.8395 | 2831.7696 | -3176.2882 | -107.7201 | 3370.0782
21 | -4885.3459 | 2334.8248 | -984.6709 | -78.0606 | 3613.2526
21 | -4968.4421 | 1796.0313 | -97.5946 | -187.7484 | 3457.7538
21 | 493.6908 | 1005.9655 | -6577.2627 | 1675.4047 | 3402.2017
21 | 5295.9544 | 854.6497 | -10240.4333 | 1310.9072 | 2778.922
21 | 5310.916 | 1623.6754 | -10320.3477 | 756.2517 | 2629.5046
21 | 5209.5412 | -206.7041 | -10664.1554 | 2855.0131 | 2806.3052
21 | 5250.9876 | 1191.2125 | -10693.7133 | 1678.0667 | 2573.4466
21 | 5551.7428 | 3200.9437 | -8076.0484 | -2605.8239 | 1929.1858
21 | 4340.0776 | 4531.9989 | 1917.2378 | -4987.4755 | -5801.8388
21 | 3389.1981 | 255.7215 | 7890.6633 | -8437.4012 | -3098.1816
21 | -3741.2188 | 619.0079 | 12280.5919 | -6144.062 | -3014.3191
21 | 5561.2699 | 2598.9477 | -8362.4062 | -2762.8465 | 2965.0352
21 | 4961.1631 | 335.5195 | -4439.6089 | -4810.7694 | 3953.6957
21 | 1865.2209 | 453.0228 | -2793.8596 | -3738.9198 | 4214.5356
21 | 612.041 | 480.1074 | -1944.9651 | -3379.0778 | 4231.8945
21 | -4681.11 | 462.1884 | 2821.2229 | -2337.4713 | 3735.1699
21 | -4683.3522 | 365.557 | 3685.3958 | -2686.2919 | 3318.6914
21 | -4621.3016 | -290.6607 | 9486.6861 | -5071.2621 | 496.5383
21 | -4527.2937 | -436.7006 | 10707.96 | -5618.7958 | -125.17
21 | -4706.891 | -40.1046 | 3943.6412 | -2726.5049 | 3529.8593
21 | -4701.9937 | 795.5287 | 1335.4088 | -1654.1699 | 4225.2261
21 | -4518.9623 | -1891.8557 | -751.287 | 2864.8478 | 4297.2571
21 | -5081.8849 | -1791.5896 | -95.7218 | 2748.4955 | 4220.7007
21 | -5469.6277 | -4463.2797 | 2229.6059 | 5463.5014 | 2239.8
21 | -5303.6098 | -3543.1142 | 3578.8163 | 3296.311 | 1971.5967
21 | -5061.1382 | -1584.1163 | -213.3989 | 2569.4688 | 4289.1845
21 | 2114.5748 | 47.2777 | -2339.4231 | -4018.4078 | 4195.9783
21 | 5478.308 | -2694.569 | -7140.356 | 602.6519 | 3753.9651
22 | 5023.7549 | 2053.7474 | -4363.9935 | 2894.7941 | -5608.303
22 | 4973.7686 | 1723.9488 | -4845.5997 | 3598.705 | -5450.8226
22 | 4844.8904 | 2326.2913 | -11435.7114 | 2376.2125 | 1888.3172
22 | 4894.1449 | 2734.5644 | -11267.8613 | 1508.4288 | 2130.7232
22 | 4932.8096 | 3051.4875 | -11122.9537 | 834.6855 | 2303.971
22 | 4895.2182 | 2779.6718 | -11359.7561 | 1413.8054 | 2271.0607
22 | 4890.8406 | 2555.4949 | -11336.0017 | 1576.1248 | 2313.5414
22 | 4184.3793 | 2386.3201 | -10938.6755 | 2440.0751 | 1927.9009
22 | -585.022 | 2808.0736 | -7217.2181 | 2925.6775 | 2068.4889
22 | 4203.0076 | 2511.2083 | -11184.6156 | 2173.6043 | 2296.7955
22 | -311.206 | 3025.7829 | -7873.2924 | 2391.9605 | 2766.755
22 | 4066.9805 | 1817.4926 | -11084.9533 | 2776.7101 | 2423.7701
22 | -97.6583 | 1711.5226 | -8030.1513 | 3466.581 | 2949.706
22 | 4848.4638 | 2442.3627 | -11651.6616 | 2132.4933 | 2228.3418
22 | 4829.4739 | 1802.3596 | -11636.8017 | 2672.5836 | 2332.3846
22 | 3003.2738 | 1885.1195 | -3159.9951 | 3826.6787 | -5555.0769
22 | -5267.5553 | 2633.5556 | 3100.4549 | 4633.1233 | -5099.5786
22 | -5199.1728 | 5416.3627 | 5630.6053 | -1205.0795 | -4642.7157
22 | -5318.5633 | 2808.2749 | 1213.1581 | 4282.4259 | -2985.2956
22 | 5182.8668 | 3248.5703 | -3364.9942 | 350.9086 | -5417.3515
22 | 5298.3483 | 4960.1409 | -5748.7947 | -3260.94 | -1248.7545
22 | 5109.5354 | 4354.3133 | -9924.0216 | -1940.0743 | 2400.2473
22 | 80.7558 | 4321.3267 | -6877.4943 | -429.2844 | 2904.6963
22 | -4982.9493 | 4382.8696 | -3137.4878 | 893.8666 | 2843.701
22 | -3962.1944 | 4268.2984 | -4403.9215 | 840.7605 | 3257.057
22 | 5339.1369 | 2414.2619 | -6970.9879 | -3939.1712 | 3156.7603
22 | 4707.4368 | 5592.7597 | -874.8216 | -4414.2662 | -5011.1087
22 | -5170.0727 | 5626.0621 | 5805.1455 | -1651.8853 | -4609.2496
22 | -5222.4287 | 5475.3714 | 4770.1363 | -1321.7935 | -3701.2855
22 | -5406.5187 | 4498.4391 | -2041.1924 | 773.6642 | 2175.6079
22 | -5386.8566 | 4430.9682 | -2532.7314 | 909.1024 | 2579.5175
22 | -5324.2583 | 4070.6982 | -2990.8663 | 884.9366 | 3359.4897
22 | -5302.447 | 3932.3564 | -3053.013 | 836.4094 | 3586.6941
22 | -5313.406 | 3846.3516 | -3087.2087 | 965.4454 | 3588.8177
22 | -5421.5003 | 1603.5018 | -2595.5128 | 2506.0865 | 3907.4249
22 | -5309.0826 | 3960.2397 | -3095.5971 | 875.8661 | 3568.574
22 | -5414.8741 | 4375.3805 | -2350.3421 | 1033.3641 | 2356.4716
22 | -5413.4676 | 4439.3256 | -2298.3016 | 899.2574 | 2373.1862
22 | -5324.9374 | 3553.7278 | 977.315 | -745.3793 | 1539.2739
22 | -4700.5508 | 2167.7694 | 9864.0669 | -4818.7268 | -2512.5587
22 | 3579.1909 | 586.3993 | 6231.4274 | -8498.4469 | -1898.5707
22 | -3450.6847 | 957.1447 | 10546.212 | -6227.6869 | -1824.9851
22 | -4658.5281 | 25.712 | 10560.2148 | -4019.4596 | -1907.9392
22 | 5047.8432 | 2243.8222 | -4192.3141 | 2490.4586 | -5589.8099
22 | 5030.5067 | 2216.1565 | -4527.5318 | 2553.2757 | -5272.4072
22 | 4990.2487 | 1951.3309 | -4916.9347 | 3118.5446 | -5143.1895
22 | 4874.9684 | 2671.4473 | -11356.1964 | 1645.899 | 2163.8818
22 | -636.621 | 3209.4201 | -7435.769 | 2101.2926 | 2761.6773
22 | 2138.0957 | 2185.0543 | -2477.2504 | 3447.6003 | -5293.4999
22 | 1104.7429 | 2187.5428 | -1572.7701 | 3738.6731 | -5458.1887
22 | 5136.4403 | 2934.3881 | -3579.8535 | 1021.1462 | -5512.121
22 | 5181.0002 | 3269.3171 | -3299.3818 | 308.0641 | -5458.9997
22 | 5291.7936 | 4928.1965 | -5577.0151 | -3192.2678 | -1450.7073
22 | 5094.984 | 4294.3431 | -9860.3663 | -1810.5101 | 2281.5492
22 | -1744.5151 | 4246.5715 | -5714.2088 | 250.3513 | 2961.8011
22 | -4432.3921 | 4333.6814 | -3347.7439 | 838.8625 | 2607.5921
22 | -3393.2358 | 4165.5932 | -4784.5402 | 892.3797 | 3119.8031
22 | -3600.7311 | 4234.724 | -4589.9798 | 807.3252 | 3148.6618
22 | 5299.739 | 3728.52 | -5854.3797 | -3388.7138 | 214.8346
22 | 5130.0504 | 3904.9942 | -9281.7758 | -2114.3667 | 2361.0979
22 | 4718.621 | 5549.9278 | -873.8393 | -4327.9152 | -5066.7943
22 | -5182.5409 | 5580.5219 | 5822.6803 | -1553.0899 | -4667.5713
22 | -5206.6733 | 5510.791 | 5353.0895 | -1400.3701 | -4256.8372
22 | -5402.9891 | 4448.8341 | -1910.5966 | 876.3716 | 1988.3799
22 | 5137.3045 | 631.4193 | -2572.641 | 1770.656 | -4966.7388
22 | 5080.7565 | -3389.8863 | -1789.5406 | 4142.9857 | -4044.3153
22 | 5154.2503 | -5651.8119 | -3711.0739 | 2479.9323 | 1728.7033
22 | 5246.5839 | -2746.4523 | -5431.5652 | -699.408 | 3630.8416
22 | 4234.2896 | -5411.714 | 3345.5563 | -106.482 | -2061.65
22 | 5292.008 | 3248.4146 | -5726.9561 | -3129.3856 | 315.9192
22 | 5302.8558 | 3349.7022 | -5958.0603 | -3457.3852 | 762.8875
22 | 4451.6329 | 4105.8984 | 1008.1146 | -5165.7579 | -4399.888
22 | 3429.0628 | -431.5475 | 7448.7657 | -8867.3989 | -1578.882
22 | 3339.0425 | -1021.0244 | 7948.4885 | -9250.8209 | -1015.6856
22 | 4773.6417 | 46.0429 | -2963.0041 | -5662.4624 | 3805.782
22 | -267.7981 | 2385.4508 | -449.1174 | 3718.3911 | -5386.9264
22 | -5261.0424 | 2846.8689 | 3341.4324 | 4185.2373 | -5112.4963
22 | -5196.202 | 5481.975 | 5740.527 | -1343.1207 | -4683.1794
22 | -5324.6584 | 3113.8553 | 987.6408 | 3645.2325 | -2422.0702
22 | 5074.7282 | 2182.6759 | -3843.4198 | 2103.8553 | -5517.8396
22 | 5005.013 | 1143.1094 | -4058.5897 | 3389.8958 | -5479.4286
22 | 5021.8923 | -864.7899 | -3026.3516 | 3825.3799 | -4956.1307
22 | 5123.2214 | -87.7187 | -2395.2598 | 2198.7307 | -4838.9735
22 | 5072.8846 | -3667.3248 | -1698.175 | 4310.4841 | -4017.8689
22 | 5146.5768 | -5935.3549 | -3624.8941 | 2642.9425 | 1770.7297
22 | 5236.5369 | -3104.677 | -5301.1604 | -454.6733 | 3623.9738
22 | 4915.4324 | -5854.8758 | -7332.4565 | 4756.2822 | 3515.6178
22 | 20.4998 | -5973.4718 | -4939.6014 | 6985.0374 | 3907.536
22 | -4599.8962 | -6135.507 | -457.7137 | 7920.2507 | 3272.8663
22 | -3428.1961 | -5225.4566 | -2590.1915 | 7019.5324 | 4224.3118
22 | -5372.597 | -4202.8097 | -786.0904 | 5929.2088 | 4432.2883
22 | 4214.6199 | -5717.3323 | 3508.4937 | 1.7883 | -2007.5696
22 | -5100.973 | -5790.088 | 8813.9387 | 4041.3656 | -1964.2432
22 | 4191.2371 | -5797.4012 | 3635.6839 | -135.7885 | -1893.7313
22 | 4427.1495 | -6064.8671 | 1701.4464 | 355.8191 | -419.548
22 | 3417.6474 | -1882.0938 | 7608.7735 | -8100.542 | -1043.7852
22 | -4675.9449 | -3671.0656 | 11309.7119 | -2039.4241 | -923.2773
22 | -5073.3897 | -6339.1319 | 8302.2964 | 3653.2127 | -542.9874
22 | -5157.904 | -6314.457 | 7157.5535 | 4315.0886 | -0.28119
22 | -5337.4602 | -6167.1462 | 513.9741 | 7934.8633 | 3055.7689
22 | -5321.0921 | -1781.7319 | 1119.5933 | 1436.7707 | 4546.4601
22 | -5020.2188 | -6174.6609 | 9317.0319 | 3294.074 | -1416.2262
22 | 4170.6681 | -5629.5706 | 3691.6235 | -480.8097 | -1751.9114
22 | 4322.3742 | -5801.5674 | 2447.7915 | -164.6762 | -803.922
22 | 3673.203 | -3111.7903 | 6246.5613 | -5602.6295 | -1205.3444
22 | 4154.2323 | -5526.6537 | 3728.3246 | -691.2873 | -1664.6159
22 | -4982.4065 | -5921.8502 | 9358.1423 | 2754.6285 | -1208.5141
22 | 4255.3377 | -5642.7084 | 2901.0244 | -477.6155 | -1036.0381
22 | -4988.3639 | -5940.449 | 9245.3039 | 2795.225 | -1111.7159
22 | 4070.3903 | -5095.9552 | 4143.5616 | -1567.7999 | -1550.1968
22 | 4148.9916 | -5235.9429 | 3540.6955 | -1297.6346 | -1156.1097
22 | -1779.2911 | -5292.2299 | 7795.5244 | 519.774 | -1243.7773
22 | -4958.664 | -5750.3589 | 9486.209 | 2389.2486 | -1166.4347
22 | -4908.0384 | -5169.7581 | 9713.4747 | 1506.1461 | -1141.8243
22 | 3865.4871 | -4060.229 | 5199.152 | -3674.6608 | -1329.7492
22 | 5279.1041 | 2549.2235 | -5573.6174 | -2738.6595 | 483.9493
22 | 5305.788 | 2798.3742 | -6142.0953 | -3545.4836 | 1583.4167
22 | 5317.7561 | 2051.3687 | -6500.7082 | -3744.4886 | 2876.072
22 | 5322.9022 | 2098.4777 | -6558.7323 | -3790.7159 | 2928.0682
22 | 5249.9781 | 2624.0686 | -7372.4387 | -3154.3586 | 2652.7506
22 | 5117.7121 | 1937.5155 | -8380.5739 | -1205.1992 | 2530.5455
22 | -3761.3558 | 1579.556 | -3409.4381 | 2216.469 | 3374.7689
22 | -5400.1248 | 1946.1483 | -1804.616 | 1642.4066 | 3616.1859
22 | 4372.9388 | 3714.162 | 1522.9117 | -5391.3042 | -4218.7082
22 | 3392.8435 | -634.8102 | 7696.0349 | -8939.1887 | -1514.8795
22 | -2829.8592 | -306.634 | 11515.3943 | -6929.1582 | -1449.743
22 | -4626.5365 | -1692.1479 | 11536.2236 | -3644.4013 | -1573.1379
22 | 3307.5575 | -1193.2865 | 8169.4771 | -9302.4465 | -981.3017
22 | 4733.2249 | -132.8626 | -2674.0814 | -5736.4288 | 3810.1479
22 | -2263.4125 | -1049.5136 | 11701.0387 | -7607.0853 | -781.0273
22 | -4629.5056 | -554.2218 | 9267.2358 | -5304.0637 | 1220.5553
22 | -5049.8454 | 171.31 | 3059.3057 | -2570.7824 | 4390.0121
22 | -5048.3265 | 223.9233 | 2581.3583 | -2379.3011 | 4622.3459
22 | -5162.554 | -456.4673 | 2096.5 | -1075.8441 | 4598.3655
22 | -4598.9898 | -2988.7817 | 11750.6296 | -3295.1953 | -867.6627
22 | -3132.5478 | 3762.8114 | 6569.1702 | -3271.792 | -3927.6418
22 | -5005.972 | 3721.203 | 7780.4276 | -2632.3003 | -3863.3582
22 | -5240.3584 | 2916.9696 | 4106.7391 | -609.8288 | -1173.5215
22 | -5382.5117 | 1795.9553 | -1152.9322 | 2156.2442 | 2583.2444
22 | -4997.2172 | 3764.037 | 7836.6175 | -2754.7561 | -3848.6812
22 | -4689.0456 | 1494.1806 | 10500.6977 | -4833.3181 | -2472.5145
22 | -5301.3132 | 2913.074 | 1851.4098 | -836.4617 | 1373.2911
22 | -5354.65 | 2636.8464 | -122.0482 | -226.4179 | 3066.2696
22 | -5322.8831 | 2529.201 | -926.5709 | -3.3309 | 3723.5839
22 | -5385.7281 | 2287.1133 | -1271.9412 | 688.3931 | 3682.1629
22 | -5330.7884 | 2360.5291 | 760.831 | -670.7209 | 2880.1491
22 | -5333.2923 | -289.8696 | 668.1859 | 645.0888 | 4309.8871
22 | -5005.9487 | 3846.1674 | 7744.8811 | -2697.77 | -3887.3298
22 | -5256.6246 | 4067.5177 | 3504.8896 | -1099.955 | -1215.8277
22 | -5404.1766 | 4339.4762 | -1954.5352 | 865.672 | 2153.5636
22 | -5410.2483 | 3900.077 | -2179.1878 | 825.6654 | 2863.6937
22 | -5369.6872 | 3523.9548 | -2436.9458 | 790.1827 | 3492.4954
22 | -5409.676 | 2902.2998 | -2158.0104 | 1119.5617 | 3545.8249
22 | 4611.4631 | 3520.155 | -422.7731 | -4907.1766 | -2801.6684
22 | 5020.5908 | 3643.129 | -3632.9748 | -4010.9565 | -1019.7885
22 | 4982.4538 | -3098.0473 | -2660.987 | 5246.6909 | -4470.1103
22 | 5011.5206 | -3383.7912 | -2318.9956 | 4987.7201 | -4296.4539
22 | 4939.05 | -3755.9313 | -4032.3282 | 5474.2058 | -2624.9962
22 | 4806.685 | -5430.6405 | -8541.116 | 5921.7866 | 3243.2849
22 | -5301.3734 | -5574.3468 | 1849.1848 | 7914.6487 | 1111.8868
22 | -5328.8821 | -5951.487 | 831.3629 | 8014.9976 | 2434.0086
22 | -5183.339 | -4645.4484 | 6216.4584 | 6700.735 | -3088.4061
22 | -5116.4805 | -5732.8024 | 8690.2219 | 4179.5994 | -2020.5383
22 | -5207.7353 | -3919.3718 | 5313.7946 | 7345.0947 | -3531.7823
22 | 4900.1369 | 307.5348 | -9846.6422 | 2222.4336 | 2416.5369
22 | -2434.7284 | 1097.2041 | -4676.9986 | 2810.409 | 3204.1139
22 | -5223.899 | 150.8484 | 4715.7369 | 4768.3196 | -4411.006
22 | -5167.0445 | 2532.8099 | 6819.355 | -142.8217 | -4042.2987
22 | -5337.7312 | 883.5359 | 503.9462 | 3775.1764 | 175.0726
22 | 864.6646 | 2155.6536 | -1243.6238 | 3639.7732 | -5416.4676
22 | 4973.2716 | 1466.543 | -4615.1031 | 3786.8775 | -5611.5889
22 | 4927.7061 | -1113.6617 | -4192.9774 | 5428.9959 | -5050.063
22 | 5109.6997 | -1954.5664 | -2351.7466 | 3420.4481 | -4223.8348
22 | 5182.9285 | -4208.3344 | -4266.3499 | 1763.3924 | 1528.3634
22 | 5176.7333 | -4228.5668 | -4396.7607 | 1810.1121 | 1638.4821
22 | 4924.8837 | -4140.8787 | -8436.4355 | 4112.7584 | 3539.6721
22 | 5284.3803 | -1061.8592 | -6162.2725 | -1721.232 | 3660.9834
22 | -2035.5265 | -4309.5177 | -5033.8854 | 7281.9646 | 4096.965
22 | -5402.9577 | -2538.436 | -1909.434 | 5393.6762 | 4457.1515
22 | -1990.6937 | -4955.1554 | -4640.9372 | 7502.7737 | 4084.0125
22 | -5281.5767 | -4523.9948 | 2581.661 | 5591.2312 | 1632.6794
22 | -5368.72 | -4452.5011 | -642.6409 | 7348.002 | 3115.86
22 | -5178.511 | -5327.4521 | 6395.0926 | 4031.4913 | 79.3792
22 | 5183.1809 | -4254.3311 | -4276.1455 | 1758.7924 | 1588.5034
22 | 5184.9981 | -4189.0102 | -4310.4411 | 1700.8149 | 1613.6383
22 | 5070.9114 | -2047.2142 | -2116.4371 | 3225.7214 | -4132.9816
22 | -1905.3055 | -3663.328 | 5462.3867 | 2673.4288 | -2567.1821
22 | -5148.5269 | -3773.1241 | 7504.5035 | 3886.3087 | -2469.1612
22 | -5143.7209 | -3648.2829 | 7682.3281 | 3535.1882 | -2425.5126
22 | -5139.5366 | -4075.3714 | 7837.145 | 3710.1883 | -2332.4254
22 | 4272.6315 | -4666.5039 | 2927.9829 | -329.1995 | -2204.9109
22 | 4265.4824 | -4707.5814 | 2978.1451 | -349.8432 | -2186.2029
22 | -5116.0506 | -4312.6657 | 8088.5799 | 3565.4552 | -2225.3188
22 | 3953.1728 | -1456.3649 | 4295.1209 | -4614.2073 | -2177.7214
22 | 1782.8017 | -2221.0728 | 5051.0798 | -2396.9017 | -2215.907
22 | -56.9846 | -2261.0634 | 6241.8516 | -1771.3318 | -2152.4718
22 | -5005.7048 | -2973.0226 | 8568.1383 | 1604.726 | -2194.1369
22 | -4889.4885 | -2394.4034 | 9250.5913 | -57.5469 | -1909.1525
22 | 3806.0302 | -714.5658 | 5063.9693 | -6100.1311 | -2055.3026
22 | 2717.1769 | -793.6644 | 5718.5926 | -5615.6148 | -2026.4903
22 | -4476.774 | -458.1979 | 10659.7892 | -4162.5372 | -1562.28
22 | -4645.5955 | -583.0297 | 10660.8738 | -3855.5149 | -1576.7337
22 | -4645.4089 | -592.3542 | 10664.1894 | -3853.2281 | -1573.1982
22 | 3714.7663 | -252.1074 | 5540.5733 | -7023.3782 | -1979.854
22 | 3567.8212 | 511.9474 | 6294.5433 | -8546.8738 | -1827.438
22 | -3132.1215 | 539.3576 | 10650.6163 | -6608.9455 | -1448.907
22 | 4040.8419 | -2652.6998 | 3968.1916 | -3226.2811 | -2130.0528
22 | 3595.8851 | 489.1212 | 6065.6214 | -8489.9132 | -1660.7145
22 | -3217.2335 | 521.8833 | 10540.6263 | -6533.2575 | -1312.0186
22 | 3975.186 | 220.2916 | 2985.6433 | -7708.0366 | 526.9157
22 | -4296.5214 | 330.4654 | 9165.0529 | -5567.3572 | 368.3604
22 | -4645.3992 | 93.6526 | 9119.0755 | -4967.6507 | 400.3218
22 | -4649.2931 | 404.3107 | 8802.1861 | -5223.9891 | 666.7855
22 | -4998.0162 | 1006.2278 | 3651.951 | -2956.399 | 3296.2364
22 | -4989.4183 | 1304.053 | 946.4629 | -1872.4922 | 4611.3946
22 | -5369.3583 | -959.0408 | -666.2573 | 2463.0248 | 4531.6316
22 | -5329.0863 | -837.8035 | 823.8085 | 1434.8283 | 3908.253
22 | -5332.4634 | -1206.8244 | 698.8543 | 1286.1061 | 4554.3274
22 | 4945.0556 | 941.6891 | -4391.1392 | -5282.1045 | 3786.4989
22 | 3735.2051 | -130.9451 | 4838.8935 | -8297.4162 | -145.7373
22 | -3612.1321 | 50.5622 | 9932.6946 | -6242.2101 | -128.9147
22 | -4633.2332 | -772.6519 | 9916.5231 | -4399.3188 | -111.3192
22 | 3391.435 | -663.484 | 7498.4149 | -9139.8442 | -1086.5217
22 | -2541.0207 | -412.9455 | 11145.9557 | -7300.0175 | -891.9721
22 | -4612.1898 | -2257.4451 | 11270.6586 | -3446.7075 | -954.3162
22 | 4187.6573 | -2320.3176 | 2857.3011 | -2836.4741 | -1888.1667
22 | 4873.8705 | -3426.2106 | -2300.8872 | -272.6703 | 1125.8976
22 | -5182.6423 | -3455.3772 | 5004.7456 | 2674.0351 | 959.2388
22 | -5227.7095 | -3653.6506 | 4574.747 | 3222.9145 | 1083.6987
22 | 3962.4462 | -1592.6669 | 4262.0319 | -4460.8376 | -2170.9736
22 | 2136.8485 | -2330.9318 | 4877.572 | -2484.879 | -2198.6097
22 | 703.107 | -2355.8679 | 5802.5898 | -1999.0908 | -2150.7381
22 | -4887.9249 | -2541.3293 | 9292.7458 | -5.0429 | -1858.4486
22 | 3310.0171 | -2783.132 | 4255.047 | -2634.8068 | -2147.1253
22 | 4202.106 | -4107.137 | 3252.6471 | -1174.8102 | -2172.8058
22 | 4075.2602 | -3052.2271 | 3823.092 | -2739.1847 | -2106.9405
22 | 4137.8815 | -2544.2546 | 3257.335 | -2882.5703 | -1968.3916
22 | 4458.0873 | -4128.5748 | 941.2618 | -1194.9501 | -75.8242
22 | -5028.4247 | -4049.4475 | 7385.6466 | 1743.5378 | -51.3123
22 | 4657.2601 | -3635.0097 | 29.8718 | 649.0912 | -1701.2133
22 | 4744.1641 | -3435.8721 | -10445.0207 | 6049.6272 | 3087.1015
22 | -1008.9849 | -4088.3729 | -6115.8838 | 7327.689 | 3885.5527
22 | -3128.2715 | -1930.9017 | 2136.772 | 7194.3323 | -4271.931
22 | -5247.3777 | -2165.4627 | 3847.0251 | 7613.8272 | -4048.0119
22 | -5248.6147 | -2135.9087 | 3801.256 | 7652.5759 | -4069.3086
22 | -5261.6991 | -2325.9305 | 3317.1335 | 7706.8388 | -3436.3427
22 | -5311.0404 | -3002.3924 | 1491.5052 | 7886.8308 | -1064.9033
22 | -5247.3019 | -2210.0407 | 3849.829 | 7656.2202 | -4048.7066
22 | 4970.8241 | -2865.9307 | -2910.4521 | 5352.1258 | -4546.5672
22 | -5224.9676 | -3333.9186 | 4676.197 | 7608.1036 | -3725.4144
23 | 5074.371 | 1687.7362 | -4857.9492 | 3401.7035 | -5305.8615
23 | 5258.3434 | 2936.2771 | -3799.1375 | 710.1537 | -5105.6367
23 | 5368.183 | 4921.0527 | -6062.4338 | -3378.2454 | -848.5566
23 | 5120.4824 | 4366.2514 | -10119.2235 | -2009.3025 | 2641.7922
23 | -4278.2515 | 4486.1916 | -2891.7941 | 231.1671 | 2452.6869
23 | 5122.8657 | 4175.8334 | -10201.2527 | -2064.3315 | 2966.885
23 | 5401.0379 | 2414.1638 | -7120.1959 | -4111.5917 | 3416.5858
23 | 4909.2821 | 951.3158 | -4065.1405 | -5621.6953 | 3826.238
23 | -5081.245 | 1205.6437 | 2327.2678 | -2711.7997 | 4260.1332
23 | -5068.3398 | 1153.4204 | 2804.7605 | -2916.3178 | 4026.4767
23 | -5066.1596 | 867.5173 | 2885.4276 | -2917.4664 | 4230.6811
23 | -4995.7401 | 3836.2539 | -2617.6892 | 213.6668 | 3563.5087
23 | -5208.6407 | 3790.478 | -2386.3724 | 218.3061 | 3586.229
23 | 4683.3378 | 5533.6282 | -939.3411 | -4632.5829 | -4645.042
23 | -4989.6184 | 5554.4015 | 5717.4533 | -2085.7205 | -4196.516
23 | -5187.7921 | 4573.6519 | -1614.9728 | 269.9067 | 1959.2063
23 | -4928.0914 | 3810.6216 | 7993.952 | -3718.9868 | -3157.4954
23 | -4570.9007 | 1278.2253 | 11114.899 | -6160.8779 | -1661.3457
23 | 4854.4232 | 2299.4173 | -11040.2197 | 2406.1815 | 1480.1978
23 | 1981.782 | 2528.6505 | -8726.5156 | 2686.1291 | 1529.9539
23 | 4783.784 | 434.0382 | -11853.6605 | 3480.9712 | 3154.867
23 | 3224.8518 | 491.3784 | -10629.2481 | 3671.1696 | 3241.8482
23 | -5065.6688 | 2534.7853 | 2903.5876 | 4325.0316 | -4697.7357
23 | -5074.5764 | 2566.9577 | 2574.0054 | 4272.0478 | -4338.4344
23 | 5094.1075 | 1842.461 | -4690.4896 | 3067.7891 | -5313.868
23 | 5115.1094 | 1990.4711 | -4555.4139 | 2748.6192 | -5298.7857
23 | 5256.7377 | 2952.2968 | -3738.6049 | 675.1459 | -5145.5755
23 | 5362.7155 | 4883.2422 | -5912.6036 | -3303.0811 | -1030.2729
23 | 5085.8124 | 4257.3613 | -10394.5588 | -1762.7758 | 2814.1609
23 | 5096.2641 | 4303.7313 | -10438.376 | -1860.9069 | 2899.2876
23 | -2154.684 | 4286.1354 | -5454.6055 | 117.5635 | 3205.5907
23 | -1937.1888 | 4266.9196 | -5588.4893 | 98.8091 | 3159.9495
23 | 5369.0423 | 3674.5358 | -6158.0947 | -3519.0923 | 633.6089
23 | 5135.4623 | 3865.1801 | -9734.4075 | -2113.5339 | 2847.2989
23 | -2096.2002 | 4218.7578 | -5394.0325 | 99.3061 | 3172.1688
23 | -5177.0709 | 4257.1919 | -1218.2909 | 206.859 | 1931.311
23 | -5189.8373 | 3333.1932 | -1690.6486 | 119.9038 | 3427.389
23 | 4695.2425 | 5489.2356 | -942.3151 | -4543.4672 | -4698.6957
23 | -4989.4719 | 5507.4601 | 5722.8739 | -1988.1568 | -4252.7053
23 | -5173.5604 | 4577.6975 | -1088.4019 | 239.0437 | 1445.2211
23 | 5214.9392 | 246.2623 | -3051.0885 | 2275.7505 | -4685.8635
23 | 5166.1681 | -3386.2885 | -2384.0124 | 4525.4965 | -3921.3638
23 | 5231.9217 | -5712.6269 | -4170.501 | 2632.9645 | 2018.2416
23 | 5309.6719 | -2973.0208 | -5608.6707 | -471.7539 | 3743.7735
23 | 5362.9492 | 3249.1869 | -6060.5731 | -3285.2677 | 733.7046
23 | 5371.1981 | 3346.2192 | -6236.9341 | -3584.0899 | 1103.6066
23 | 4393.4578 | 4057.0169 | 1023.5344 | -5427.336 | -4046.6731
23 | 3104.658 | -993.9707 | 8631.352 | -9774.8729 | -967.1664
23 | 5080.6667 | 3596.1333 | -4066.8314 | -4119.4063 | -490.5623
23 | 5097.1711 | 1889.9804 | -4707.9205 | 2968.5021 | -5247.7331
23 | 4852.5305 | 2748.7198 | -11913.849 | 1501.0211 | 2811.5776
23 | 4852.1121 | 2745.7495 | -11917.97 | 1507.4743 | 2812.6341
23 | 4336.1615 | 2792.2224 | -11512.8598 | 1547.075 | 2837.4009
23 | 2754.1328 | 2920.8631 | -10243.3759 | 1696.4193 | 2871.9607
23 | 2359.9262 | 3047.1756 | -9879.7781 | 1535.6201 | 2937.0561
23 | 2782.6039 | 2903.7464 | -10292.9188 | 1690.4388 | 2916.1298
23 | 4487.763 | 1934.8567 | -4177.6356 | 3034.3412 | -5279.3253
23 | -5059.03 | 2748.9781 | 3149.2242 | 3868.3313 | -4707.5036
23 | -5079.5447 | 2838.5292 | 2390.1801 | 3714.1057 | -3863.2703
23 | 5100.8207 | 1785.5498 | -4596.4617 | 3001.8445 | -5291.7533
23 | 5144.2599 | -887.7481 | -3207.9885 | 3577.4631 | -4625.9864
23 | 5105.8354 | -3458.0653 | -2766.139 | 5214.2519 | -4095.8829
23 | 4832.483 | -5608.348 | -8794.9899 | 5945.513 | 3625.342
23 | 4943.4595 | -5926.5034 | -7703.1846 | 4929.5616 | 3756.667
23 | -357.208 | -6057.0377 | -4563.8153 | 6989.9642 | 3988.0967
23 | -1645.6476 | -6098.6846 | -3308.3045 | 7227.0898 | 3825.5468
23 | -5115.2474 | -6230.9056 | 1069.178 | 7331.9668 | 2945.0082
23 | -1324.7044 | -5912.0949 | -3830.4465 | 7037.6821 | 4029.5636
23 | -5146.5475 | -4450.7124 | -88.9235 | 5496.8942 | 4189.2891
23 | -5042.1028 | -315.9533 | 3775.5311 | -2583.242 | 4165.767
23 | -2991.4105 | -4217.2359 | 3661.8404 | 6862.656 | -3315.8501
23 | -5002.2037 | -4366.3964 | 5251.7952 | 7247.0222 | -3130.2173
23 | -5004.1778 | -4301.5503 | 5178.7542 | 7278.1432 | -3151.1693
23 | -4999.3943 | -4445.9375 | 5355.7454 | 7172.3724 | -3082.7859
23 | -5013.0901 | -4548.8863 | 4849.0009 | 7319.4087 | -2606.4332
23 | -5085.3735 | -5484.9651 | 2174.512 | 7629.6301 | 766.1966
23 | 5201.2607 | -492.7578 | -2882.2723 | 2739.7375 | -4565.9681
23 | 5158.7572 | -3658.4894 | -2300.9222 | 4700.3687 | -3899.7143
23 | 5224.815 | -5995.5889 | -4095.6746 | 2799.0823 | 2067.3662
23 | 5299.7023 | -3356.8588 | -5480.889 | -191.3162 | 3729.3617
23 | 4078.3103 | -5906.3854 | 3858.1051 | -337.944 | -1692.0861
23 | 3229.1632 | -2070.7127 | 8081.3476 | -8227.9013 | -1011.8968
23 | -4882.0321 | -6230.9732 | 9698.1441 | 2748.9347 | -1334.0735
23 | -4856.012 | -5197.831 | 10660.8901 | 555.5373 | -1162.5844
23 | -4629.8358 | -3594.131 | 12027.8406 | -2898.9362 | -904.9376
23 | -4502.9914 | -2483.0052 | 12754.2331 | -4962.2579 | -805.9786
23 | 4042.6594 | -5723.7757 | 4020.4866 | -713.621 | -1625.7492
23 | 3499.2291 | -3269.0532 | 6723.2427 | -5762.9714 | -1190.4473
23 | 4018.6809 | -5619.4762 | 4115.6883 | -927.2235 | -1587.6695
23 | -4876.5442 | -5957.6797 | 9901.1992 | 2170.922 | -1237.8973
23 | 3894.1557 | -5058.7876 | 4724.2084 | -2080.1339 | -1479.4425
23 | -1512.8732 | -5230.4991 | 8272.5725 | -268.5588 | -1260.6415
23 | 3710.4611 | -4228.8217 | 5639.0217 | -3787.4164 | -1333.2446
23 | -4869.2966 | -5664.9302 | 10169.3575 | 1549.6024 | -1184.733
23 | -4858.7139 | -5256.8451 | 10560.9208 | 682.7425 | -1128.1043
23 | -4862.7662 | -5137.7198 | 10410.983 | 751.5016 | -1161.9987
23 | -4861.7522 | -5075.3154 | 10448.5015 | 646.1719 | -1157.6059
23 | -4515.8078 | -1723.1851 | 12282.7238 | -5114.0789 | -929.652
23 | 3958.3305 | -5156.5593 | 4273.3249 | -1879.5049 | -1195.5911
23 | 4122.6977 | -5720.2915 | 3343.4802 | -720.717 | -1025.1693
23 | -4881.4366 | -5985.257 | 9720.1809 | 2236.0871 | -1089.5744
23 | 4314.7366 | -6131.9144 | 2099.2061 | 124.0232 | -406.0515
23 | -4909.3065 | -6381.7597 | 8688.9923 | 3106.0681 | -503.9942
23 | -4868.0243 | -5157.4213 | 10216.4351 | 490.2863 | -681.2759
23 | 4193.9655 | -5868.1078 | 2894.8407 | -417.975 | -802.7234
23 | 5351.0056 | 2545.3646 | -5927.0315 | -2886.4622 | 917.1234
23 | 5372.933 | 2803.2982 | -6395.8387 | -3680.7987 | 1900.4061
23 | 5382.3035 | 2088.3119 | -6697.5216 | -3889.9553 | 3116.8614
23 | 5387.1123 | 2131.941 | -6749.2893 | -3939.3057 | 3169.5417
23 | 4681.5128 | 32.9625 | -2365.7203 | -6106.0892 | 3757.3342
23 | 4629.6809 | -150.5484 | -2021.8193 | -6201.1394 | 3743.8261
23 | -4988.5615 | 94.3023 | 4132.3839 | -3399.6775 | 4161.5528
23 | -4521.5698 | -679.6343 | 10966.5712 | -6483.7427 | 718.3756
23 | 5295.7939 | 2636.1788 | -7655.7087 | -3253.2718 | 2977.0077
23 | -5156.0006 | 2617.1954 | -438.6891 | -528.4637 | 3505.958
23 | -5048.9814 | 445.795 | 3521.0233 | -2989.9109 | 4072.0739
23 | 5145.6337 | 1962.3464 | -8738.6095 | -1306.7251 | 2937.3545
23 | -2844.5241 | 1725.7354 | -3612.6269 | 1405.2717 | 3326.1439
23 | -5177.7771 | 2151.2519 | -1244.4196 | 796.5696 | 3474.3753
23 | 4304.7461 | 3666.0671 | 1564.5223 | -5666.9406 | -3868.3949
23 | 3072.0746 | -1164.9459 | 8841.0132 | -9825.1388 | -923.0031
23 | -2773.9209 | -1028.7486 | 12699.7166 | -8171.2377 | -725.8094
23 | -2755.1249 | 3701.4819 | 6396.0933 | -3789.3133 | -3553.137
23 | -4932.7377 | 3642.6667 | 7822.0396 | -3065.0346 | -3466.934
23 | -5158.7771 | 1968.187 | -541.4187 | 1376.825 | 2355.1839
23 | -4930.5302 | 3698.2293 | 7903.7156 | -3223.8843 | -3447.5304
23 | -4909.2096 | 3093.9658 | 8692.5796 | -3789.8521 | -3087.4837
23 | -4561.2953 | 627.3371 | 11732.474 | -6168.3259 | -1630.1898
23 | -4934.0328 | 3804.6267 | 7774.1191 | -3147.805 | -3496.908
23 | 4600.6351 | 3467.6262 | -627.2177 | -5103.7902 | -2337.2534
23 | 4903.9572 | 382.5121 | -10304.5889 | 2082.669 | 2935.4507
23 | 329.7241 | 794.4631 | -6771.0065 | 2484.0373 | 3162.7821
23 | -5020.9057 | 42.2482 | 4559.8235 | 4451.7687 | -4032.9347
23 | -5092.1041 | 509.7772 | 1925.4829 | 3898.1991 | -1241.3552
23 | 5030.3178 | -1259.1067 | -4351.3733 | 5278.2654 | -4698.1032
23 | 5079.8539 | -1558.0658 | -3883.9518 | 4849.0724 | -4486.9087
23 | 5192.285 | -1983.8615 | -2895.6108 | 3757.341 | -4070.1537
23 | 4852.4423 | -2690.9126 | -958.3564 | 2172.5951 | -3375.7684
23 | -20.2836 | -3712.2347 | 4303.8864 | 1781.8447 | -2353.2127
23 | -4942.0151 | -3877.1925 | 7478.7753 | 3510.0603 | -2169.628
23 | 3424.7616 | -2293.7598 | 4032.9685 | -3139.8334 | -2024.1369
23 | -4888.8594 | -2539.2461 | 9445.5354 | -315.0411 | -1702.3888
23 | -4887.6645 | -2490.6398 | 9489.7484 | -416.7551 | -1694.689
23 | -4546.4838 | -24.3456 | 11542.7985 | -5655.7923 | -1316.1768
23 | -4882.0762 | -3053.7551 | 9696.5144 | -183.3923 | -1577.2908
23 | 3962.406 | -2101.5414 | 3846.2808 | -3690.324 | -2016.8214
23 | 3399.4223 | 501.7823 | 6639.6451 | -8963.644 | -1577.2057
23 | -3776.3005 | 541.9912 | 11544.8991 | -7051.2979 | -1259.2918
23 | -4544.7058 | 416.4116 | 10609.8646 | -6368.8629 | -112.7076
23 | 3825.4569 | 245.4701 | 3493.5167 | -8143.3736 | 578.93
23 | -4583.9117 | 350.5867 | 9894.1214 | -6115.5352 | 454.7389
23 | -4539.0816 | 205.9678 | 10562.3347 | -6408.2977 | 179.0767
23 | 3987.8788 | -2466.1474 | 3760.1402 | -3281.9772 | -1999.8944
23 | 3946.4163 | -3098.357 | 4100.2248 | -3103.6746 | -1844.6096
23 | -4869.8539 | -3563.3976 | 9941.6174 | -54.8163 | -1453.5495
23 | -4530.0853 | -931.7109 | 11935.7937 | -5365.039 | -1108.9585
23 | -4869.0084 | -4357.1299 | 10180.0234 | 352.5777 | -1306.4628
23 | -4878.8308 | -3641.0965 | 9816.5939 | 48.0019 | -1344.6685
23 | 3306.8535 | 66.3878 | 7239.7472 | -9236.8684 | -1376.1201
23 | -3353.616 | 12.395 | 11905.232 | -7524.2409 | -1039.77
23 | 3161.7747 | -622.1313 | 8184.8019 | -9661.776 | -1062.6693
23 | -3038.3096 | -389.0696 | 12180.1372 | -7877.0052 | -875.7528
23 | 3425.5286 | -266.6185 | 6318.8938 | -9058.9817 | -418.8222
23 | -3571.0119 | -170.6673 | 11602.7402 | -7355.2069 | -505.854
23 | 4262.8034 | -4221.1961 | 1958.0005 | -1741.7234 | -257.8844
23 | -4910.2663 | -4340.8497 | 8653.4797 | 960.2571 | -362.6208
23 | -4898.1991 | -3859.2006 | 9099.9685 | 38.2945 | -380.8633
23 | -4525.3478 | -937.6783 | 11585.804 | -5634.832 | -487.9459
23 | 4258.187 | -4431.5004 | 2564.8308 | -265.6561 | -2125.8613
23 | 4573.3345 | -3690.4229 | 392.6502 | 497.134 | -1772.6958
23 | 5240.8306 | -4297.9169 | -4556.4477 | 1827.4963 | 1786.0378
23 | -5073.7857 | -4573.0884 | 2603.2639 | 5274.1404 | 1769.4698
23 | 4025.2933 | -2310.296 | 3484.832 | -3253.054 | -1946.7752
23 | 4804.5286 | -3355.6778 | -1922.2711 | -686.1237 | 1159.5439
23 | -5003.0275 | -3479.9103 | 5221.3146 | 2207.982 | 1053.6413
23 | -4953.4482 | -2041.9424 | 7055.7491 | -887.793 | 827.4345
23 | -5022.446 | -2653.8668 | 4502.8303 | 6541.5431 | -3368.0606
23 | -5099.0892 | -3372.4457 | 1667.0324 | 7195.4029 | -390.9004
23 | 4880.2202 | -2532.8218 | -7608.9444 | 5742.6985 | -481.1525
23 | 4734.7339 | -3677.2664 | -10817.6788 | 6131.8975 | 3628.3138
23 | 4921.5641 | -4212.8848 | -8979.6115 | 4421.5312 | 3849.401
23 | 5257.6204 | -4295.4019 | -4670.7353 | 1876.8476 | 1831.6692
23 | 5347.0671 | -1143.6542 | -6325.2607 | -1694.9393 | 3816.7871
23 | -689.1255 | -4351.0537 | -5656.6286 | 6602.4414 | 4094.3665
23 | -5145.0818 | -4520.8632 | -34.6919 | 6737.1333 | 2963.5036
23 | -5178.2482 | -2634.5193 | -1261.8495 | 4792.6376 | 4281.9795
23 | 2141.1808 | -3901.4996 | -8703.1451 | 6653.863 | 3809.6008
23 | -878.4505 | -5824.7433 | -4439.4924 | 7118.7073 | 4023.979
23 | -328.9732 | -3460.7722 | -4765.7963 | 6942.9374 | 1612.6042
23 | -5045.8996 | -2125.4461 | 3635.0478 | 7279.8011 | -3743.5032
23 | -5068.9408 | -2452.5816 | 2782.5233 | 7396.463 | -2657.4639
23 | 5053.4558 | -2035.6269 | -3830.8895 | 5303.3435 | -4490.283
23 | -5021.0086 | -3482.4538 | 4556.0144 | 7326.663 | -3379.215
23 | -5075.2559 | -3737.3813 | 2548.8664 | 7549.2433 | -1285.4725
24 | -142.5964 | 566.8462 | 1510.3953 | 4065.3548 | -6000
24 | 4999.7216 | -719.903 | -2408.3411 | 4128.5225 | -6000
24 | 5079.6302 | 1.0119 | -1975.2958 | 2894.6536 | -6000
24 | 4994.716 | -1361.6312 | -2179.7954 | 4546.7106 | -6000
24 | 5070.8496 | -510.341 | -1837.6791 | 3277.1705 | -6000
24 | 4986.7561 | -1902.9409 | -2086.0778 | 4889.6345 | -5887.3719
24 | 4234.5991 | -1973.8156 | -1488.6869 | 5042.1848 | -5814.2814
24 | -5057.3574 | -2765.5573 | 5877.7765 | 6873.8242 | -4928.686
24 | -5071.7356 | -2966.1543 | 5345.7819 | 6944.0557 | -4251.9477
24 | -2652.4524 | -3471.3046 | 1489.1844 | 6707.6148 | -2073.0421
24 | -5046.7836 | -3005.214 | 6269.0064 | 6541.0753 | -4758.0841
24 | -4965.8156 | -4240.6371 | 9264.8234 | 3484.6902 | -3543.0609
24 | 1922.1567 | -4112.6701 | 5076.9172 | 813.3672 | -3699.771
24 | 3991.0681 | -3367.877 | 4380.6908 | -1339.1556 | -3664.7264
24 | 4108.8976 | -4302.5045 | 3871.2038 | 29.7664 | -3707.3633
24 | -4892.485 | -771.0881 | 11978.0568 | -3172.9363 | -3141.5474
24 | -4885.6439 | -2171.1823 | 12231.1752 | -2735.5735 | -2438.7755
24 | -4949.116 | -4631.0706 | 9882.7069 | 2693.4522 | -2995.9726
24 | 1337.7554 | -4411.5263 | 5895.1316 | 461.6011 | -3282.9618
24 | 4128.4457 | -4398.5832 | 3511.0985 | -315.2029 | -2925.7581
24 | 3798.6965 | -3569.0452 | 5372.15 | -2570.0297 | -3031.7716
24 | 3961.6498 | -4789.0605 | 4660.845 | -719.0375 | -3114.3969
24 | -5084.4092 | -5336.631 | 4876.8604 | 4515.2924 | 1028.8874
24 | 4877.7218 | -5070.9209 | -2038.857 | 1186.7096 | 1045.3465
24 | 5130.8914 | -5035.9843 | -3763.8884 | 1928.2026 | 1740.7786
24 | 4759.6602 | -4954.4088 | -8534.6773 | 4733.4555 | 3995.9704
24 | 5204.2766 | -2464.2016 | -5123.0393 | -1000 | 3382.9643
24 | 5158.5265 | -2077.2281 | -6046.2989 | -1000 | 3965.0004
24 | 5220.3963 | -1515.2463 | -5550.3879 | -2114.4208 | 3959.6587
24 | 5198.6124 | -3098.0219 | -4997.9082 | -1000 | 3897.3177
24 | -5161.8757 | -5285.5767 | 2010.5974 | 6098.1534 | 2338.7016
24 | 1793.7869 | -5027.9964 | -6779.1008 | 5886.1629 | 4127.1474
24 | -5214.5489 | -2368.3816 | 61.6908 | 3097.2936 | 4423.9461
24 | -4904.9063 | -3416.7793 | 11518.4655 | -781.532 | -2415.2479
24 | 3678.3649 | -3192.496 | 5970.8353 | -3613.3822 | -2843.322
24 | 3064.6127 | -313.8662 | 8983.4568 | -9456.4203 | -2277.783
24 | -1848.3405 | -299.2287 | 12288.0917 | -8134.1924 | -2006.3301
24 | -3018.0786 | -488.6738 | 10858.7759 | -7099.6169 | -252.4065
24 | 3489.8521 | -563.7299 | 5841.8751 | -8643.4277 | -124.5696
24 | -4891.4199 | -119.5178 | 8991.5941 | -5296.0005 | 1315.3441
24 | -5027.0754 | 102.2451 | 6998.2093 | -4402.6554 | 2329.2764
24 | -5140.7248 | 554.1038 | 2793.1815 | -2613.6648 | 4407.1043
24 | 4840.7725 | 301.3977 | -3590.5637 | -5519.5671 | 3967.9606
24 | -5019.6661 | -4345.2565 | 7272.3552 | 1729.8065 | 362.7609
24 | 4522.4905 | -4309.1279 | 109.6662 | -848.5689 | 525.5402
24 | -4943.9091 | -2181.8893 | 10075.3631 | -2948.7145 | -0.8502
24 | -4874.9001 | -1738.6524 | 10609.2339 | -3921.28 | -74.4013
24 | -4884.9252 | -2583.8924 | 12257.766 | -2526.5234 | -2262.4249
24 | -4878.1542 | -2534.7457 | 12297.6441 | -2631.0312 | -2253.7131
24 | -4894.7931 | -4531.1161 | 11892.6545 | -429.3777 | -2037.3675
24 | 3627.4457 | -4399.1371 | 6415.4559 | -3212.1608 | -2431.6037
24 | -4926.9405 | -5165.2899 | 10703.2032 | 453.4602 | -1064.4331
24 | 3893.5371 | -5254.1334 | 4603.8099 | -2116.357 | -1126.8566
24 | -4901.3989 | -3565.0651 | 11648.2422 | -2241.3779 | -940.4004
24 | -4858.1639 | -3141.6713 | 11873.2813 | -2965.6331 | -907.813
24 | -4878.0624 | -3504.5317 | 12511.6927 | -2155.2824 | -1973.8162
24 | -4862.5961 | -3353.5405 | 12594.2594 | -2413.0396 | -1965.0832
24 | -1757.0652 | -434.3647 | 12360.1527 | -8239.9249 | -1928.798
24 | 3031.1621 | -504.2157 | 9194.418 | -9562.039 | -2159.3254
24 | -2341.7987 | -748.709 | 11587.8346 | -7759.3902 | -737.9366
24 | 3229.4168 | -891.6459 | 7683.0945 | -9236.7624 | -784.103
24 | -1251.6392 | -1190.6199 | 12772.9377 | -8824.4949 | -1506.1837
24 | 2882.1047 | -1353.2214 | 10141.9483 | -10026.6839 | -1644.1476
24 | -4888.8001 | -5779.4094 | 12114.3961 | 263.763 | -1709.9496
24 | -4869.4214 | -4619.5218 | 12831.408 | -1711.6241 | -1630.8407
24 | -4843.3518 | -4370.6304 | 12971.8619 | -2143.3424 | -1614.5373
24 | -4899.6408 | -6661.0233 | 11713.2891 | 1596.9562 | -1749.5812
24 | -5086.2621 | -3403.1976 | 4808.3023 | 6844.8464 | -3163.6889
24 | -5045.9112 | -3390.1247 | 6301.2841 | 6894.8573 | -4760.1055
24 | -5074.6891 | -3567.9541 | 5236.5016 | 7013.4817 | -3607.34
24 | 4642.2755 | -4617.2096 | -9688.7623 | 5808.4776 | 3855.2188
24 | 4049.8274 | -4668.7358 | -9205.5912 | 5927.2752 | 3897.2245
24 | 5049.0154 | -2139.2415 | -1539.3635 | 4284.7721 | -5655.1825
24 | 4343.5591 | -3610.768 | 2479.8689 | 991.7067 | -4204.3667
24 | 5030.9984 | -3107.3636 | -1186.4875 | 4814.6959 | -5551.8432
24 | 4826.6448 | 1631.6836 | -737.5947 | 279.2663 | -6000
24 | 5049.6589 | -929.9605 | -1521.3486 | 3401.6502 | -6000
24 | 5060.7264 | -918.1102 | -1598.2369 | 3455.6207 | -6000
24 | 5059.8522 | -970.3811 | -1585.1371 | 3495.666 | -6000
24 | -2473.7498 | 1265.5204 | 3213.4109 | 3958.3153 | -5963.4968
24 | 4995.7625 | 749.7632 | -3340.5317 | 3130.2566 | -5535.2507
24 | 4844.1746 | 1212.831 | -7619.047 | 2420.4943 | -858.453
24 | 966.3277 | 1518.0434 | -4581.5859 | 2790.2617 | -693.0469
24 | -5190.147 | 3487.9764 | 964.5592 | 258.9207 | 478.6907
24 | -5194.4685 | 3617.0415 | 804.6648 | 0 | 772.7622
24 | 4651.3562 | -3839.5648 | -9885.8043 | 5309.6439 | 3764.3691
24 | 4252.0616 | -3812.6659 | -9575.2031 | 5350.2833 | 3785.524
24 | -5228.2713 | 459.5794 | -446.0385 | 1102.2984 | 4112.432
24 | 5111.1446 | 1460.3462 | -2515.3813 | 1581.1327 | -5637.2422
24 | 5180.4272 | 2727.0094 | -3941.1709 | -1000 | -2966.2657
24 | 5046.647 | 2816.9803 | -6988.1258 | -1000 | 124.4985
24 | 5033.0209 | 505.7312 | -8071.9428 | -1000 | 3533.1907
24 | -5075.5046 | 1474.9123 | 5206.3308 | 4198.9916 | -5804.7301
24 | -5077.7962 | 1483.9759 | 5121.5404 | 4184.9497 | -5712.6698
24 | 4598.8656 | 3346.0514 | 319.6453 | -2318.2774 | -5946.285
24 | 4284.6093 | 4759.7631 | 1882.7869 | -5235.2165 | -5691.9428
24 | -4992.3285 | 4766.2105 | 8283.8473 | -2806.5252 | -5251.2041
24 | -4924.1557 | 2831.8623 | 10806.2397 | -4621.9532 | -4091.9931
24 | -2787.5748 | 853.0244 | 11958.6248 | -7018.897 | -3005.1774
24 | 3238.8229 | 659.6357 | 8051.7522 | -8772.428 | -3177.7829
24 | -4945.0171 | 1638.5986 | 10034.3665 | -4863.1135 | -1864.8345
24 | -5185.3887 | 3856.5224 | 1140.6178 | -516.0403 | 704.2889
24 | -5199.2353 | 3762.3469 | 628.295 | -291.7059 | 1100.2993
24 | 5221.1344 | 3964.6912 | -5116.9141 | -3524.5685 | -544.343
24 | 5138.4152 | 3773.3711 | -6590.4094 | -3031.7495 | 710.3726
24 | 5147.5192 | 2207.5902 | -7335.4599 | -3464.2652 | 3444.6156
24 | 5246.1678 | 1509.0579 | -6108.0175 | -4272.8967 | 3625.6885
24 | -5209.2443 | 1946.8152 | 257.9624 | -1035.1172 | 4039.5838
24 | -3527.945 | 1608.0397 | 4324.2273 | 3506.2904 | -5910.6124
24 | 5013.3627 | -902.5584 | -1282.923 | 3148.9231 | -5976.8044
24 | 5070.3511 | -480.2366 | -1753.6968 | 3013.9157 | -5850.3335
24 | 4996.2201 | -1131.6462 | -1146.871 | 3199.9686 | -5917.6715
24 | 4946.8946 | -1704.0568 | -801.6454 | 3328.1954 | -5769.3878
24 | 4921.3984 | -4010.5822 | -408.8739 | 4788.1902 | -5290.1326
24 | -3057.6434 | -4762.4354 | 5928.3766 | 6406.4757 | -4514.7735
24 | -5014.1624 | -4907.6701 | 7475.9909 | 6778.5874 | -4332.7457
24 | -5016.1052 | -4843.8598 | 7404.1073 | 6809.3133 | -4353.4555
24 | -5026.2025 | -5105.0228 | 7030.5081 | 6855.4636 | -3754.7465
24 | -5088.2011 | -5908.7019 | 4736.5584 | 7120.6082 | -860.2636
24 | -56.3201 | -6807.6992 | -3292.7749 | 6534.7515 | 3622.0428
24 | 2799.363 | -6716.8146 | -6084.2312 | 6011.9836 | 3989.6993
24 | 658.7331 | -6396.3066 | -4462.1257 | 6117.0592 | 4082.64
24 | -5182.7116 | -4179.5189 | 1239.671 | 3792.5379 | 4330.0216
24 | -5126.1544 | -1940.5813 | 3332.286 | -582.6692 | 4317.1189
24 | 1649.6753 | -6202.3522 | -5812.4538 | 6295.1247 | 4070.0059
24 | -5011.3554 | -4987.0563 | 7579.8519 | 6703.614 | -4285.0544
24 | -4939.4741 | -6083.8314 | 10239.457 | 3990.2382 | -3206.3897
24 | -4865.5263 | -2585.0809 | 12975.5264 | -2723.4224 | -2801.4969
24 | -4860.0751 | -3700.7389 | 13177.2226 | -2374.912 | -2241.4966
24 | -4899.0032 | -7030.0377 | 11736.8832 | 2072.6917 | -1880.5341
24 | 3739.5542 | -6692.6253 | 6200.2515 | -922.2233 | -2324.9571
24 | 3957.9959 | -6894.5234 | 4578.86 | -489.6159 | -1152.7166
24 | 3072.1404 | -3630.5822 | 9479.1925 | -7238.9733 | -1681.7774
24 | 5098.1149 | -6737.1906 | -3189.6104 | 2849.6081 | 1979.078
24 | 5182.655 | -3774.4803 | -4755.361 | -523.7003 | 3870.8865
24 | 5192.6276 | -3390.6605 | -4883.2139 | -804.2388 | 3885.4856
24 | 4781.5745 | -6667.633 | -7257.5531 | 5241.5832 | 3902.0284
24 | 5105.2156 | -6454.0161 | -3264.2737 | 2683.6632 | 1929.411
24 | 3716.6301 | -6521.9996 | 6268.0402 | -1272.893 | -2189.7777
24 | 3833.0203 | -6629.575 | 5404.1299 | -1042.391 | -1565.1842
24 | 3361.0185 | -4890.4809 | 8015.1266 | -4638.5858 | -1847.0785
24 | -4918.7028 | -7136.1387 | 11007.9957 | 2333.9723 | -1287.1265
24 | -4858.8303 | -5390.6691 | 13223.2778 | -1414.0817 | -1559.6967
24 | -4857.2694 | -5311.9385 | 13281.0317 | -1558.791 | -1553.0328
24 | -4831.4776 | -5088.903 | 13431.0152 | -1975.7466 | -1534.888
24 | -5131.8632 | -6995.6553 | 3121.0628 | 6689.4408 | 2317.0149
24 | -4897.465 | -6842.95 | 11793.7938 | 1681.1199 | -1734.4987
24 | -1182.0821 | -6619.9091 | 9436.649 | 230.1077 | -1864.7656
24 | 3753.2513 | -6468.7435 | 5908.2127 | -1376.9345 | -1815.786
24 | 3698.7913 | -6417.8878 | 6311.9181 | -1485.8429 | -2106.9787
24 | 2826.0335 | -6047.8002 | 7226.2031 | -2039.4138 | -1965.0226
24 | 3625.7124 | -6038.438 | 6632.426 | -2267.3296 | -1952.3708
24 | 3613.6299 | -6020.554 | 6717.2995 | -2304.9685 | -2005.4069
24 | 3582.982 | -5880.2333 | 6868.4392 | -2594.4626 | -1976.7252
24 | 5028.5037 | -4274.372 | -1298.3133 | 4853.17 | -4308.9883
24 | 4739.9419 | -6548.0392 | -7666.8702 | 5622.8592 | 3852.1083
24 | 4007.157 | -5917.6179 | 4799.8806 | 520.5173 | -3409.937
24 | 4031.5753 | -5609.8837 | 4619.926 | 425.0867 | -3466.7042
24 | -5031.7995 | -786.403 | 6823.4199 | 4178.9461 | -5184.1636
24 | -5095.7763 | -346.4303 | 4456.2762 | 3671.9682 | -2686.0378
24 | 1618.7622 | 54.4048 | -6342.2058 | 1897.4139 | 2771.625
24 | 3526.3727 | -32.3429 | -8293.4399 | 1630.0942 | 3169.3159
24 | 2180.1863 | 44.0981 | -7242.7976 | 1776.221 | 3242.2922
24 | 2879.0992 | 683.6522 | -8253.0874 | 1524.1473 | 3166.1887
24 | -4956.2966 | 2335.3728 | 9617.0246 | -2293.9708 | -4702.13
24 | -5147.7123 | 930.2941 | 2534.6433 | 1474.5295 | 208.2455
24 | 4949.0676 | 448.7241 | -7870.2108 | 113.745 | 2358.6741
24 | 4848.6923 | 75.3221 | -9068.4596 | 1039.8822 | 3104.5629
24 | 4904.7672 | 377.8536 | -8682.3077 | 286.5718 | 3113.1152
24 | 156.2588 | 483.7071 | -5206.6167 | 1202.3309 | 3364.3199
24 | 4893.9628 | 1894.8517 | -9327.7582 | -190.9537 | 2729.8973
24 | 4852.9838 | 1490.8513 | -9695.1118 | 311.0348 | 3040.2419
24 | 4879.272 | 1707.1886 | -9549.1968 | -78.0381 | 3040.7743
24 | 1179.0271 | 1746.155 | -6811.7834 | 647.664 | 3238.9374
24 | -851.1291 | 2332.1765 | -4841.4026 | 0 | 3360.3553
24 | -5151.6619 | 886.8427 | 2388.5098 | 1580.3691 | 295.9403
24 | -5153.5856 | 911.569 | 2317.3336 | 1518.7712 | 405.9117
24 | -5201.5808 | 1376.6328 | 541.5113 | 71.0114 | 3212.4253
24 | -2770.1279 | 1015.5063 | -2243.3443 | 445.727 | 3552.2389
24 | -5206.6515 | 754.1043 | 353.8931 | 312.0959 | 3786.5583
24 | -3384.2662 | 1634.479 | -1820.9731 | 0 | 3570.7603
24 | -5203.0661 | 1483.2564 | 486.5533 | 0 | 3233.2564
24 | -5154.3714 | 1172.0129 | 2288.2586 | 1423.2292 | 270.8708
24 | -818.035 | 2778.8605 | -4083.0584 | 446.6364 | 1675.5966
24 | 2929.767 | 1200.9443 | -8509.106 | 1237.9349 | 3140.4599
24 | 5066.4157 | -1546.9279 | -1828.6901 | 3119.5434 | -4810.3411
24 | 4814.6649 | -148.9431 | -9288.2924 | 1518.0477 | 3104.5229
24 | 5175.911 | 710.0392 | -4050.7006 | -1000 | -835.2495
24 | 5193.288 | -3072.3536 | -4911.8273 | -1000 | 3790.893
24 | 5196.9978 | -3102.0836 | -4947.5222 | -1000 | 3852.6079
24 | 4037.9576 | 2557.6142 | 3700.5225 | -5229.633 | -5066.4614
24 | 3914.5238 | 2925.0719 | 4335.1248 | -6243.7362 | -4930.9843
24 | 3014.5682 | -603.3086 | 9643.8519 | -9287.6973 | -2767.4142
24 | 2774.5973 | -1944.2875 | 10927.2558 | -10229.8827 | -1527.6828
24 | 4561.1203 | -800.2005 | -1546.6613 | -6098.7371 | 3884.4786
24 | 4612.9605 | -616.7332 | -1890.6576 | -6003.7318 | 3898.1621
24 | 2810.5875 | -1770.9706 | 10693.9279 | -10171.5289 | -1562.0159
24 | -4933.4015 | 2913.1715 | 10464.1442 | -3944.1338 | -4499.7804
24 | -4907.3627 | 2174.3403 | 11427.5809 | -4637.543 | -4057.0156
24 | -2084.9845 | -439.6627 | 12949.8573 | -7803.8551 | -2621.355
24 | -929.9703 | -1856.6347 | 13355.0159 | -9175.3786 | -1393.0323
24 | -4872.3823 | -1079.7527 | 9425.5664 | -5379.7013 | 1906.2699
24 | -5020.1612 | -838.1711 | 7254.0352 | -4406.519 | 3010.8161
24 | -5080.9345 | -596.5426 | 5005.4235 | -3449.8677 | 4121.9213
24 | -3370.5153 | -599.3917 | 3526.0788 | -3789.6088 | 4233.437
24 | -5131.8495 | 355.2957 | 3121.5678 | -2734.5708 | 4389.5569
24 | -4930.7695 | 835.4845 | 10561.5301 | -4908.1277 | -1558.1175
24 | -5183.0136 | 1746.5621 | 1228.4964 | -978.4516 | 3186.4068
24 | -2231.796 | 1670.213 | -1463.7769 | -1545.7104 | 3571.0703
24 | -5178.7863 | 1224.9477 | 1384.9071 | -1270.2809 | 3839.2124
24 | -5096.0768 | -456.1871 | 4445.1571 | -3175.7376 | 4282.8444
24 | 5223.1356 | 1827.333 | -5441.2308 | -3849.1262 | 2239.8884
24 | 5229.6201 | 1191.2398 | -5697.9606 | -4042.9688 | 3320.0696
24 | 5233.9404 | 1233.1466 | -5746.864 | -4094.0967 | 3373.8738
24 | 5160.1834 | 1682.9221 | -6561.9316 | -3473.79 | 3192.6161
24 | 5188.9078 | 1155.1962 | -4421.9203 | -1818.5316 | -103.6521
24 | 5093.7916 | 855.2883 | -5891.0301 | -1000 | 941.9502
24 | 5003.9987 | 823.2995 | -7966.9301 | -1000 | 3139.6319
24 | 4966.928 | 2643.5998 | -8569.0266 | -1000 | 1958.4988
24 | 4942.7533 | 2197.5674 | -9188.7354 | -1000 | 3048.4148
24 | 4968.3171 | -3655.914 | -717.0208 | 4797.791 | -5393.1732
24 | 5030.4531 | -3808.9492 | -1233.0207 | 4835.4884 | -4823.9716
24 | 5068.9982 | -1035.9683 | -1772.2526 | 3072.9175 | -5333.6948
24 | 5177.2542 | 1195.4539 | -3969.1139 | -1000 | -1403.5942
24 | 4063.0169 | 3243.8001 | 3475.4929 | -5586.3311 | -5195.9788
24 | 4018.5503 | 3376.1755 | 3704.1061 | -5951.6582 | -5147.1736
24 | 3057.1807 | -392.9859 | 9375.107 | -9203.3429 | -2835.959
24 | 5222.3884 | 2366.3268 | -5289.508 | -3748.772 | 1449.5648
24 | 5196.726 | 1862.3901 | -4525.2768 | -2226.3276 | -307.5118
24 | 5023.7136 | 1012.4005 | -3182.7744 | 2569.153 | -5422.4927
24 | 4840.508 | 1707.3162 | -8598.9924 | 1442.4064 | 608.7618
24 | 1799.9013 | 1956.7207 | -6237.3927 | 1712.3659 | 768.4048
24 | 4790.8663 | 940.8074 | -10030.0749 | 1251.7107 | 3046.6906
24 | 3317.3492 | 1062.502 | -8884.0305 | 1382.7466 | 3121.4326
24 | 5113.935 | 1568.68 | -2537.8612 | 1356.5044 | -5501.2582
24 | 5176.6252 | 2724.779 | -3821.909 | -1000 | -3079.4951
24 | 4981.8852 | 2854.6189 | -8208.765 | -1000 | 1372.261
24 | -5067.3536 | 1735.7705 | 5507.9173 | 3640.5093 | -5816.8436
24 | -5084.0594 | 1814.3326 | 4889.8013 | 3512.2194 | -5132.294
24 | -4992.1293 | 4706.6582 | 8291.2145 | -2683.3176 | -5322.4257
24 | 4299.5136 | 4703.7047 | 1879.5659 | -5123.1114 | -5759.6728
24 | -4969.9426 | 4024.3442 | 9112.1231 | -3148.3042 | -5018.2205
24 | 4073.5935 | 3630.3468 | 3351.0297 | -5786.1576 | -5268.8124
24 | -5084.7087 | 4261.5431 | 4865.7798 | -1566.4996 | -2476.1146
24 | 5154.1142 | 3967.2723 | -4480.6295 | -3540.7688 | -1099.9882
24 | 5214.0551 | 3878.5503 | -4901.6856 | -3354.0429 | -836.877
24 | 5002.1061 | 3072.0399 | -8129.9436 | -1461.1376 | 1516.9352
24 | 5215.3053 | 3915.2921 | -4937.9004 | -3428.9363 | -763.7608
24 | 5053.5617 | 3541.0977 | -7818.2913 | -2465.1416 | 1688.7735
24 | 5016.17 | 2911.74 | -8649.8546 | -2338.6126 | 3060.5571
24 | -2408.8046 | 2785.3186 | -3326.6818 | -503.4265 | 3453.5943
24 | -5230.5395 | 2349.2483 | -529.9612 | -406.4961 | 3817.7485
24 | -5229.9795 | 1842.8721 | -509.2421 | 0 | 3896.3495
24 | -5172.9469 | 3469.6141 | 1600.9659 | 261.2145 | -158.8476
24 | -1300.8198 | 2987.7827 | -3493.9668 | 359.1064 | 1447.8975
24 | -2394.3953 | 3292.7474 | -2451.1373 | 0 | 1552.7853
24 | -5181.0872 | 3603.6158 | 1299.7718 | 0 | 277.6997
24 | -5190.5761 | 3762.42 | 948.6825 | -309.8926 | 789.3662
24 | -3541.553 | 3615.0888 | -1355.3957 | -381.8425 | 1663.7025
24 | -5212.6204 | 2177.3148 | 133.0468 | -466.1213 | 3368.38
24 | -4054.9014 | 2313.4948 | -1356.7678 | -492.9021 | 3591.0764
24 | -5218.0812 | 2047.0628 | -69.0026 | -471.2903 | 3711.3112
24 | -5211.2696 | 1271.9232 | 183.0253 | 0 | 3756.321
24 | 4462.2577 | 3971.3261 | 1068.3899 | -3611.8963 | -5890.0774