## Contents
CRM - Public consultation
Delivery Year 2025 - Inputs for Y-4 Auction
This data is provided in the framework of the evaluation of the Belgian CRM calibration.
It includes the data required by article 6, §2 of the FPS' Royal Decree proposal
1° Data and assumptions for the scenario
1. Generation & Storage
1.1 Generation & Storage summary
1.2 Individually modelled thermal generation
1.3 Storage
1.4 Profiled thermal generation
1.5 Forced outage rates
2. Consumption
2.1 Demand
2.2 Market response
3. Balancing capacity
4. Flow based domains
5. Other countries data
6. Economic parameters
2° Sensitivities that could be integrated in the reference scenario
7 Sensitivities menu
3° Preselected capacity types
8. Preselected capacity types
4° Scenarios post-delivery period
9. Scenarios post delivery year
5° Intermediate Price Cap
10. Parameters for the IPC
10.1 Technology list
10.2 Activation cost avail. test
10.3 Net revenues balancing

## 1.1 Summary
1.1 Generation & Storage summary
This section is detailed in §2.1.1.1. of the explanatory note.
Generation type |  |  | Generation capacity [MW] | Comment
Individually modelled non renewable thermal generation |  |  | 6221.3
NU* | Nuclear |  | 433 | see Explanatory Note § 2.1.1.1. for additional information.
CCGT | Gas |  | 3653.3 | see Explanatory Note § 2.1.1.1. for additional information.
CCGT-CHP | Gas |  | 524.3
CL | Gas |  | 315
OCGT | Gas |  | 294
CHP | Gas |  | 843.4
| Oil |  | 158.3
Profiled thermal non renewable generation |  |  | 1244
Renewable generation |  |  | 14865.8
| Wind |  | 6000
|  | Onshore | 3747 | Updated based on final NECP - 3430 MW in MAF 2019
|  | Offshore | 2253 | Updated based on final NECP - 2271 MW in MAF 2019
| Photovoltaics |  | 8000 | Updated based on final NECP - 7587 MW in MAF 2019
| Hydro RoR |  | 134
| Biomass |  | 418
|  | individually modelled | 273
|  | profiled | 145 | Updated based on final NECP - 275 MW for profiled waste and biomass in MAF 2019
| Waste |  | 313.8
|  | individually modelled | 267.8
|  | profiled | 46 | Updated based on final NECP - 275 MW for profiled waste and biomass in MAF 2019
Storage |  |  | 2395
| Pumped storage |  | 1395
| Batteries |  | 1000

## 1.2 Ind. mod. thermal gen.
1.2 Individually modelled thermal generation
This list contains all the individually modelled thermal generation, their type and their generation capacity. The last column mentions some comments about potential differences with MAF 2019 and general remarks. It is further described in the explanatory note, §2.1.1.2.
Owner | Generation unit name | Type | Fuel type | Generation capacity [MW] | Comment
Engie - Electrabel | AALST SYRAL GT | CHP | Gas | 43
Engie - Electrabel | AALST SYRAL ST | CHP | Gas | 5
Engie - Electrabel | AALTER TJ | TJ | Oil | 18
Engie - Electrabel | AMERCOEUR 1 GT | CCGT-GT | Gas | 289
Engie - Electrabel | AMERCOEUR 1 ST | CCGT-ST | Gas | 162
Luminus | ANGLEUR TG 31 | GT | Gas | 25
Luminus | ANGLEUR TG 32 | GT | Gas | 25
Luminus | ANGLEUR TG 41 | GT | Gas | 64
Luminus | ANGLEUR TG 42 | GT | Gas | 64
Engie - Electrabel | ARLANXEO ZWIJDRECHT GT | CHP | Gas | 43
Engie - Electrabel | ARLANXEO ZWIJNDRECHT ST | CHP | Gas | 15
Engie - Electrabel | AWIRS 4 | CL | Biomass | - | Considered in the market in MAF 2019.
Engie - Electrabel | BEERSE TJ | TJ | Oil | 32
Biopower | BIOMASSA OOSTENDE | IS | Biomass | 18
Biostoom | BIOSTOOM OOSTENDE | IS | Waste | 19.4
Engie - Electrabel | CIERREUX TJ | TJ | Oil | 18
Engie - Electrabel | DOEL 2 | NU | Nuclear | 433 | Decommissioned on 1st December 2025
Engie - Electrabel | DROGENBOS GT1 | CCGT-GT | Gas | 150
Engie - Electrabel | DROGENBOS GT2 | CCGT-GT | Gas | 150
Engie - Electrabel | DROGENBOS ST | CCGT-ST | Gas | 160
Euro-silo | Euro-Silo | CHP | Gas | 13
Engie - Electrabel | EVONIK DEGUSSA GT2 | CHP | Gas | 32
Engie - Electrabel | EVONIK DEGUSSA ST | CHP | Gas | 10
Engie - Electrabel | Fluxys Zeebrugge | CHP | Gas | 40
Green Power | Greenpower Oostende | IS | Waste | 20
Luminus | HAM 31 | GT | Gas | 58
Luminus | HAM 32 | GT | Gas | 58
Luminus | HAM Gent-GT | CHP | Gas | 39
Luminus | HAM Gent-ST | CHP | Gas | 13
Engie - Electrabel | HERDERSBRUG GT1 | CCGT-GT | Gas | 157
Engie - Electrabel | HERDERSBRUG GT2 | CCGT-GT | Gas | 156.3
Engie - Electrabel | HERDERSBRUG ST | CCGT-ST | Gas | 167
IPALLE | Incinerateur THUMAIDE (IPALLE) GTA1 | IS | Waste | 18.8
IPALLE | Incinerateur THUMAIDE (IPALLE) GTA2 | IS | Waste | 18.9
Indaver | Indaver-Sleco Doel GEN1 | IS | Waste | 20
Indaver | Indaver-Sleco Doel GEN2 | IS | Waste | 41
Indaver | Indaver-Sleco Doel GEN3 | IS | Waste | 24
Engie - Electrabel | INEOS PHENOL DOEL CHP | CHP | Gas | 25.1
INEOS | INESCO GT1 | CCGT-CHP | Gas | 48.5
INEOS | INESCO GT2 | CCGT-CHP | Gas | 44.8
INEOS | INESCO ST | CCGT-CHP | Gas | 44.8
INTRADEL | INTRADEL | IS | Waste | 32
Engie - Electrabel | ISVAG | IS | Waste | 12.5
Lampiris | IVBO | IS | Waste | 16.2
Luminus | IZEGEM | CHP | Gas | 22
Inovyn | JEMEPPE-SUR-SAMBRE ST | CHP | Gas | 10
Inovyn | JEMEPPE-SUR-SAMBRE GT1 | CHP | Gas | 43
Inovyn | JEMEPPE-SUR-SAMBRE GT2 | CHP | Gas | 43
Engie - Electrabel | KNIPPEGROEN STEG | CL | Gas | 315
Lillo Energy | LILLO ENERGY DEGUSSA GT1 | CHP | Gas | 43
Direct Energie | MARCINELLE ENERGIE TGV | CCGT | Gas | 405
Engie - Electrabel | MONSANTO LILLO WKK EBL | CHP | Gas | 43 | Considered out of the market in MAF 2019
Engie - Electrabel | NOORDSCHOTE TJ | TJ | Oil | 18
Engie - Electrabel | LANXESS LILLO WKK EBL | CHP | Gas | 43
Luminus | RINGVAART STEG | CCGT | Gas | 357
Engie - Electrabel | RODENHUIZE 4 | CL | Biomass | 205
Engie - Electrabel | SAINT-GHISLAIN STEG | CCGT | Gas | 350
Engie - Electrabel | SAPPI LANAKEN GT | CHP | Gas | 43
Engie - Electrabel | Schaerbeek SIOMAB 1 | IS | Waste | 15
Engie - Electrabel | Schaerbeek SIOMAB 2 | IS | Waste | 15
Engie - Electrabel | Schaerbeek SIOMAB 3 | IS | Waste | 15
EXXONMOBIL | SCHELDELAAN EXXONMOBIL | CHP | Gas | 140
Luminus | SERAING TG1 | CCGT-GT | Gas | 150
Luminus | SERAING TG2 | CCGT-GT | Gas | 150
Luminus | SERAING TGV | CCGT-ST | Gas | 170
STORA | STORA LANGERBRUGGE CHP 1 | CHP | Biomass | 10
STORA | STORA LANGERBRUGGE CHP 2 | CHP | Biomass | 40
Taminco | TAMINCO GENT CHP | CHP | Gas | 6.3
T-Power | T-POWER | CCGT | Gas | 425
Engie - Electrabel | VILVOORDE GT | CCGT-GT | Gas | 255 | Considered out of the market in MAF 2019
Engie - Electrabel | IXELLES-VOLTA TJ | TJ | Oil | 18.3 | Considered out of the market in MAF 2019
TOTAL | WILMARSDONK TOTAL GT1 | CHP | Gas | 43
TOTAL | WILMARSDONK TOTAL GT2 | CHP | Gas | 43
TOTAL | WILMARSDONK TOTAL GT3 | CHP | Gas | 43
Engie - Electrabel | ZANDVLIET POWER | CCGT-CHP | Gas | 386.2
Engie - Electrabel | ZEDELGEM TJ | TJ | Oil | 18
Engie - Electrabel | ZEEBRUGGE TJ | TJ | Oil | 18
Engie - Electrabel | ZELZATE TJ | TJ | Oil | 18
Legend Unit-Type
CCGT | Combined Cycle
CCGT-GT | Combined Cycle - Gas Turbine
CCGT-ST | Combined Cycle - Steam Turbine
CL | Classic
GT | Gas Turbine
ST | Steam Turbine
IS | Incineration Station
NU | Nuclear
TJ | TurboJet
CHP | Cogeneration Unit

## 1.3 Storage
1.3 Storage
This section is presented in §2.1.1.3. of the explanatory note.
1.3.1 Pumped-Storage
| BE Pumped-Storage facilities | Reservoir Volume [MWh]
| Storage reservoir | 6200
| Storage reservoir derating (ancillary services) | 500
| Available storage for economical dispatch | 5700
| Unit name | Turbining capacity [MW]
| Total capacity | 1395
| Coo 1 | 187
| Coo 2 | 187
| Coo 3 | 187
| Coo 4 | 230
| Coo 5 | 230
| Coo 6 | 230
| Platte Taille 1 | 36
| Platte Taille 2 | 36
| Platte Taille 3 | 36
| Platte Taille 4 | 36
1.3.2 Batteries
| BE storage facilities | Reservoir Volume [MWh]
| Large scale storage | 406
| Small scale storage | 1239
| Vehicule-to-grid | 724
| Total reservoir volume | 2369
| Category name | Capacity [MW]
| Large scale storage | 406
| Small scale storage | 413
| Vehicule-to-grid | 181
| Total capacity | 1000

## 1.4 Profiled thermal generation
1.4 Profiled thermal generation
This section is presented in §2.1.1.4. of the explanatory note.
Profiled generation capacity [MW]
Fuel type
Waste | 46
Biomass | 145
Gas and other | 1244
Normalised hourly generation
[% of profiled generation capacity]
Date | Hour |  | Waste + Biosmass + Gas-fired + Other
2025-11-01 | 45962 |  | 48.39%
2025-11-01 01:00 | 45962.0417 |  | 48.94%
2025-11-01 02:00 | 45962.0833 |  | 47.77%
2025-11-01 03:00 | 45962.125 |  | 47.33%
2025-11-01 04:00 | 45962.1667 |  | 47.08%
2025-11-01 05:00 | 45962.2083 |  | 47.6%
2025-11-01 06:00 | 45962.25 |  | 49.69%
2025-11-01 07:00 | 45962.2917 |  | 53.5%
2025-11-01 08:00 | 45962.3333 |  | 55.51%
2025-11-01 09:00 | 45962.375 |  | 56.36%
2025-11-01 10:00 | 45962.4167 |  | 56.28%
2025-11-01 11:00 | 45962.4583 |  | 56.03%
2025-11-01 12:00 | 45962.5 |  | 56.54%
2025-11-01 13:00 | 45962.5417 |  | 56.49%
2025-11-01 14:00 | 45962.5833 |  | 56.35%
2025-11-01 15:00 | 45962.625 |  | 56.23%
2025-11-01 16:00 | 45962.6667 |  | 56.07%
2025-11-01 17:00 | 45962.7083 |  | 56.09%
2025-11-01 18:00 | 45962.75 |  | 56.81%
2025-11-01 19:00 | 45962.7917 |  | 55.79%
2025-11-01 20:00 | 45962.8333 |  | 54.23%
2025-11-01 21:00 | 45962.875 |  | 52.63%
2025-11-01 22:00 | 45962.9167 |  | 50.92%
2025-11-01 23:00 | 45962.9583 |  | 50.3%
2025-11-02 | 45963 |  | 51.38%
2025-11-02 01:00 | 45963.0417 |  | 50.7%
2025-11-02 02:00 | 45963.0833 |  | 50.66%
2025-11-02 03:00 | 45963.125 |  | 50.95%
2025-11-02 04:00 | 45963.1667 |  | 51.31%
2025-11-02 05:00 | 45963.2083 |  | 51.97%
2025-11-02 06:00 | 45963.25 |  | 54.7%
2025-11-02 07:00 | 45963.2917 |  | 58.73%
2025-11-02 08:00 | 45963.3333 |  | 59.19%
2025-11-02 09:00 | 45963.375 |  | 58.82%
2025-11-02 10:00 | 45963.4167 |  | 58.44%
2025-11-02 11:00 | 45963.4583 |  | 58.38%
2025-11-02 12:00 | 45963.5 |  | 58.3%
2025-11-02 13:00 | 45963.5417 |  | 58.26%
2025-11-02 14:00 | 45963.5833 |  | 58.64%
2025-11-02 15:00 | 45963.625 |  | 58.86%
2025-11-02 16:00 | 45963.6667 |  | 59.23%
2025-11-02 17:00 | 45963.7083 |  | 59.61%
2025-11-02 18:00 | 45963.75 |  | 60.36%
2025-11-02 19:00 | 45963.7917 |  | 59.45%
2025-11-02 20:00 | 45963.8333 |  | 58.25%
2025-11-02 21:00 | 45963.875 |  | 56.99%
2025-11-02 22:00 | 45963.9167 |  | 55.75%
2025-11-02 23:00 | 45963.9583 |  | 54.97%
2025-11-03 | 45964 |  | 51.4%
2025-11-03 01:00 | 45964.0417 |  | 50.71%
2025-11-03 02:00 | 45964.0833 |  | 50.67%
2025-11-03 03:00 | 45964.125 |  | 50.97%
2025-11-03 04:00 | 45964.1667 |  | 51.32%
2025-11-03 05:00 | 45964.2083 |  | 51.98%
2025-11-03 06:00 | 45964.25 |  | 54.71%
2025-11-03 07:00 | 45964.2917 |  | 58.74%
2025-11-03 08:00 | 45964.3333 |  | 59.21%
2025-11-03 09:00 | 45964.375 |  | 58.84%
2025-11-03 10:00 | 45964.4167 |  | 58.45%
2025-11-03 11:00 | 45964.4583 |  | 58.39%
2025-11-03 12:00 | 45964.5 |  | 58.31%
2025-11-03 13:00 | 45964.5417 |  | 58.27%
2025-11-03 14:00 | 45964.5833 |  | 58.66%
2025-11-03 15:00 | 45964.625 |  | 58.87%
2025-11-03 16:00 | 45964.6667 |  | 59.25%
2025-11-03 17:00 | 45964.7083 |  | 59.63%
2025-11-03 18:00 | 45964.75 |  | 60.38%
2025-11-03 19:00 | 45964.7917 |  | 59.46%
2025-11-03 20:00 | 45964.8333 |  | 58.26%
2025-11-03 21:00 | 45964.875 |  | 57%
2025-11-03 22:00 | 45964.9167 |  | 55.77%
2025-11-03 23:00 | 45964.9583 |  | 54.99%
2025-11-04 | 45965 |  | 51.54%
2025-11-04 01:00 | 45965.0417 |  | 50.85%
2025-11-04 02:00 | 45965.0833 |  | 50.81%
2025-11-04 03:00 | 45965.125 |  | 51.11%
2025-11-04 04:00 | 45965.1667 |  | 51.46%
2025-11-04 05:00 | 45965.2083 |  | 52.13%
2025-11-04 06:00 | 45965.25 |  | 54.87%
2025-11-04 07:00 | 45965.2917 |  | 58.91%
2025-11-04 08:00 | 45965.3333 |  | 59.37%
2025-11-04 09:00 | 45965.375 |  | 59%
2025-11-04 10:00 | 45965.4167 |  | 58.62%
2025-11-04 11:00 | 45965.4583 |  | 58.55%
2025-11-04 12:00 | 45965.5 |  | 58.47%
2025-11-04 13:00 | 45965.5417 |  | 58.44%
2025-11-04 14:00 | 45965.5833 |  | 58.82%
2025-11-04 15:00 | 45965.625 |  | 59.04%
2025-11-04 16:00 | 45965.6667 |  | 59.41%
2025-11-04 17:00 | 45965.7083 |  | 59.79%
2025-11-04 18:00 | 45965.75 |  | 60.54%
2025-11-04 19:00 | 45965.7917 |  | 59.63%
2025-11-04 20:00 | 45965.8333 |  | 58.42%
2025-11-04 21:00 | 45965.875 |  | 57.16%
2025-11-04 22:00 | 45965.9167 |  | 55.92%
2025-11-04 23:00 | 45965.9583 |  | 55.14%
2025-11-05 | 45966 |  | 51.2%
2025-11-05 01:00 | 45966.0417 |  | 50.52%
2025-11-05 02:00 | 45966.0833 |  | 50.48%
2025-11-05 03:00 | 45966.125 |  | 50.77%
2025-11-05 04:00 | 45966.1667 |  | 51.12%
2025-11-05 05:00 | 45966.2083 |  | 51.79%
2025-11-05 06:00 | 45966.25 |  | 54.51%
2025-11-05 07:00 | 45966.2917 |  | 58.52%
2025-11-05 08:00 | 45966.3333 |  | 58.98%
2025-11-05 09:00 | 45966.375 |  | 58.61%
2025-11-05 10:00 | 45966.4167 |  | 58.23%
2025-11-05 11:00 | 45966.4583 |  | 58.17%
2025-11-05 12:00 | 45966.5 |  | 58.09%
2025-11-05 13:00 | 45966.5417 |  | 58.05%
2025-11-05 14:00 | 45966.5833 |  | 58.44%
2025-11-05 15:00 | 45966.625 |  | 58.65%
2025-11-05 16:00 | 45966.6667 |  | 59.02%
2025-11-05 17:00 | 45966.7083 |  | 59.4%
2025-11-05 18:00 | 45966.75 |  | 60.15%
2025-11-05 19:00 | 45966.7917 |  | 59.24%
2025-11-05 20:00 | 45966.8333 |  | 58.04%
2025-11-05 21:00 | 45966.875 |  | 56.79%
2025-11-05 22:00 | 45966.9167 |  | 55.56%
2025-11-05 23:00 | 45966.9583 |  | 54.78%
2025-11-06 | 45967 |  | 51.27%
2025-11-06 01:00 | 45967.0417 |  | 50.59%
2025-11-06 02:00 | 45967.0833 |  | 50.55%
2025-11-06 03:00 | 45967.125 |  | 50.84%
2025-11-06 04:00 | 45967.1667 |  | 51.19%
2025-11-06 05:00 | 45967.2083 |  | 51.86%
2025-11-06 06:00 | 45967.25 |  | 54.58%
2025-11-06 07:00 | 45967.2917 |  | 58.6%
2025-11-06 08:00 | 45967.3333 |  | 59.06%
2025-11-06 09:00 | 45967.375 |  | 58.69%
2025-11-06 10:00 | 45967.4167 |  | 58.31%
2025-11-06 11:00 | 45967.4583 |  | 58.25%
2025-11-06 12:00 | 45967.5 |  | 58.17%
2025-11-06 13:00 | 45967.5417 |  | 58.13%
2025-11-06 14:00 | 45967.5833 |  | 58.51%
2025-11-06 15:00 | 45967.625 |  | 58.73%
2025-11-06 16:00 | 45967.6667 |  | 59.1%
2025-11-06 17:00 | 45967.7083 |  | 59.48%
2025-11-06 18:00 | 45967.75 |  | 60.23%
2025-11-06 19:00 | 45967.7917 |  | 59.32%
2025-11-06 20:00 | 45967.8333 |  | 58.12%
2025-11-06 21:00 | 45967.875 |  | 56.86%
2025-11-06 22:00 | 45967.9167 |  | 55.63%
2025-11-06 23:00 | 45967.9583 |  | 54.85%
2025-11-07 | 45968 |  | 49.48%
2025-11-07 01:00 | 45968.0417 |  | 50.05%
2025-11-07 02:00 | 45968.0833 |  | 48.85%
2025-11-07 03:00 | 45968.125 |  | 48.4%
2025-11-07 04:00 | 45968.1667 |  | 48.15%
2025-11-07 05:00 | 45968.2083 |  | 48.68%
2025-11-07 06:00 | 45968.25 |  | 50.82%
2025-11-07 07:00 | 45968.2917 |  | 54.71%
2025-11-07 08:00 | 45968.3333 |  | 56.77%
2025-11-07 09:00 | 45968.375 |  | 57.64%
2025-11-07 10:00 | 45968.4167 |  | 57.56%
2025-11-07 11:00 | 45968.4583 |  | 57.3%
2025-11-07 12:00 | 45968.5 |  | 57.82%
2025-11-07 13:00 | 45968.5417 |  | 57.77%
2025-11-07 14:00 | 45968.5833 |  | 57.62%
2025-11-07 15:00 | 45968.625 |  | 57.51%
2025-11-07 16:00 | 45968.6667 |  | 57.34%
2025-11-07 17:00 | 45968.7083 |  | 57.36%
2025-11-07 18:00 | 45968.75 |  | 58.1%
2025-11-07 19:00 | 45968.7917 |  | 57.06%
2025-11-07 20:00 | 45968.8333 |  | 55.46%
2025-11-07 21:00 | 45968.875 |  | 53.82%
2025-11-07 22:00 | 45968.9167 |  | 52.07%
2025-11-07 23:00 | 45968.9583 |  | 51.43%
2025-11-08 | 45969 |  | 49.48%
2025-11-08 01:00 | 45969.0417 |  | 50.05%
2025-11-08 02:00 | 45969.0833 |  | 48.85%
2025-11-08 03:00 | 45969.125 |  | 48.4%
2025-11-08 04:00 | 45969.1667 |  | 48.15%
2025-11-08 05:00 | 45969.2083 |  | 48.68%
2025-11-08 06:00 | 45969.25 |  | 50.82%
2025-11-08 07:00 | 45969.2917 |  | 54.71%
2025-11-08 08:00 | 45969.3333 |  | 56.77%
2025-11-08 09:00 | 45969.375 |  | 57.64%
2025-11-08 10:00 | 45969.4167 |  | 57.56%
2025-11-08 11:00 | 45969.4583 |  | 57.3%
2025-11-08 12:00 | 45969.5 |  | 57.82%
2025-11-08 13:00 | 45969.5417 |  | 57.77%
2025-11-08 14:00 | 45969.5833 |  | 57.62%
2025-11-08 15:00 | 45969.625 |  | 57.51%
2025-11-08 16:00 | 45969.6667 |  | 57.34%
2025-11-08 17:00 | 45969.7083 |  | 57.36%
2025-11-08 18:00 | 45969.75 |  | 58.1%
2025-11-08 19:00 | 45969.7917 |  | 57.06%
2025-11-08 20:00 | 45969.8333 |  | 55.46%
2025-11-08 21:00 | 45969.875 |  | 53.82%
2025-11-08 22:00 | 45969.9167 |  | 52.07%
2025-11-08 23:00 | 45969.9583 |  | 51.43%
2025-11-09 | 45970 |  | 51.82%
2025-11-09 01:00 | 45970.0417 |  | 51.12%
2025-11-09 02:00 | 45970.0833 |  | 51.08%
2025-11-09 03:00 | 45970.125 |  | 51.38%
2025-11-09 04:00 | 45970.1667 |  | 51.74%
2025-11-09 05:00 | 45970.2083 |  | 52.41%
2025-11-09 06:00 | 45970.25 |  | 55.16%
2025-11-09 07:00 | 45970.2917 |  | 59.22%
2025-11-09 08:00 | 45970.3333 |  | 59.69%
2025-11-09 09:00 | 45970.375 |  | 59.32%
2025-11-09 10:00 | 45970.4167 |  | 58.93%
2025-11-09 11:00 | 45970.4583 |  | 58.87%
2025-11-09 12:00 | 45970.5 |  | 58.79%
2025-11-09 13:00 | 45970.5417 |  | 58.75%
2025-11-09 14:00 | 45970.5833 |  | 59.14%
2025-11-09 15:00 | 45970.625 |  | 59.35%
2025-11-09 16:00 | 45970.6667 |  | 59.73%
2025-11-09 17:00 | 45970.7083 |  | 60.11%
2025-11-09 18:00 | 45970.75 |  | 60.87%
2025-11-09 19:00 | 45970.7917 |  | 59.95%
2025-11-09 20:00 | 45970.8333 |  | 58.73%
2025-11-09 21:00 | 45970.875 |  | 57.47%
2025-11-09 22:00 | 45970.9167 |  | 56.22%
2025-11-09 23:00 | 45970.9583 |  | 55.43%
2025-11-10 | 45971 |  | 52.05%
2025-11-10 01:00 | 45971.0417 |  | 51.35%
2025-11-10 02:00 | 45971.0833 |  | 51.31%
2025-11-10 03:00 | 45971.125 |  | 51.61%
2025-11-10 04:00 | 45971.1667 |  | 51.97%
2025-11-10 05:00 | 45971.2083 |  | 52.64%
2025-11-10 06:00 | 45971.25 |  | 55.4%
2025-11-10 07:00 | 45971.2917 |  | 59.48%
2025-11-10 08:00 | 45971.3333 |  | 59.95%
2025-11-10 09:00 | 45971.375 |  | 59.58%
2025-11-10 10:00 | 45971.4167 |  | 59.19%
2025-11-10 11:00 | 45971.4583 |  | 59.13%
2025-11-10 12:00 | 45971.5 |  | 59.05%
2025-11-10 13:00 | 45971.5417 |  | 59.01%
2025-11-10 14:00 | 45971.5833 |  | 59.4%
2025-11-10 15:00 | 45971.625 |  | 59.61%
2025-11-10 16:00 | 45971.6667 |  | 60%
2025-11-10 17:00 | 45971.7083 |  | 60.38%
2025-11-10 18:00 | 45971.75 |  | 61.14%
2025-11-10 19:00 | 45971.7917 |  | 60.21%
2025-11-10 20:00 | 45971.8333 |  | 59%
2025-11-10 21:00 | 45971.875 |  | 57.72%
2025-11-10 22:00 | 45971.9167 |  | 56.47%
2025-11-10 23:00 | 45971.9583 |  | 55.68%
2025-11-11 | 45972 |  | 49.62%
2025-11-11 01:00 | 45972.0417 |  | 50.18%
2025-11-11 02:00 | 45972.0833 |  | 48.98%
2025-11-11 03:00 | 45972.125 |  | 48.53%
2025-11-11 04:00 | 45972.1667 |  | 48.28%
2025-11-11 05:00 | 45972.2083 |  | 48.81%
2025-11-11 06:00 | 45972.25 |  | 50.95%
2025-11-11 07:00 | 45972.2917 |  | 54.85%
2025-11-11 08:00 | 45972.3333 |  | 56.92%
2025-11-11 09:00 | 45972.375 |  | 57.79%
2025-11-11 10:00 | 45972.4167 |  | 57.71%
2025-11-11 11:00 | 45972.4583 |  | 57.45%
2025-11-11 12:00 | 45972.5 |  | 57.98%
2025-11-11 13:00 | 45972.5417 |  | 57.92%
2025-11-11 14:00 | 45972.5833 |  | 57.78%
2025-11-11 15:00 | 45972.625 |  | 57.66%
2025-11-11 16:00 | 45972.6667 |  | 57.5%
2025-11-11 17:00 | 45972.7083 |  | 57.51%
2025-11-11 18:00 | 45972.75 |  | 58.26%
2025-11-11 19:00 | 45972.7917 |  | 57.21%
2025-11-11 20:00 | 45972.8333 |  | 55.6%
2025-11-11 21:00 | 45972.875 |  | 53.96%
2025-11-11 22:00 | 45972.9167 |  | 52.21%
2025-11-11 23:00 | 45972.9583 |  | 51.57%
2025-11-12 | 45973 |  | 52.99%
2025-11-12 01:00 | 45973.0417 |  | 52.28%
2025-11-12 02:00 | 45973.0833 |  | 52.24%
2025-11-12 03:00 | 45973.125 |  | 52.54%
2025-11-12 04:00 | 45973.1667 |  | 52.9%
2025-11-12 05:00 | 45973.2083 |  | 53.59%
2025-11-12 06:00 | 45973.25 |  | 56.4%
2025-11-12 07:00 | 45973.2917 |  | 60.56%
2025-11-12 08:00 | 45973.3333 |  | 61.04%
2025-11-12 09:00 | 45973.375 |  | 60.65%
2025-11-12 10:00 | 45973.4167 |  | 60.26%
2025-11-12 11:00 | 45973.4583 |  | 60.19%
2025-11-12 12:00 | 45973.5 |  | 60.11%
2025-11-12 13:00 | 45973.5417 |  | 60.07%
2025-11-12 14:00 | 45973.5833 |  | 60.47%
2025-11-12 15:00 | 45973.625 |  | 60.69%
2025-11-12 16:00 | 45973.6667 |  | 61.08%
2025-11-12 17:00 | 45973.7083 |  | 61.47%
2025-11-12 18:00 | 45973.75 |  | 62.24%
2025-11-12 19:00 | 45973.7917 |  | 61.3%
2025-11-12 20:00 | 45973.8333 |  | 60.06%
2025-11-12 21:00 | 45973.875 |  | 58.76%
2025-11-12 22:00 | 45973.9167 |  | 57.49%
2025-11-12 23:00 | 45973.9583 |  | 56.68%
2025-11-13 | 45974 |  | 53.16%
2025-11-13 01:00 | 45974.0417 |  | 52.45%
2025-11-13 02:00 | 45974.0833 |  | 52.41%
2025-11-13 03:00 | 45974.125 |  | 52.72%
2025-11-13 04:00 | 45974.1667 |  | 53.08%
2025-11-13 05:00 | 45974.2083 |  | 53.77%
2025-11-13 06:00 | 45974.25 |  | 56.59%
2025-11-13 07:00 | 45974.2917 |  | 60.76%
2025-11-13 08:00 | 45974.3333 |  | 61.24%
2025-11-13 09:00 | 45974.375 |  | 60.86%
2025-11-13 10:00 | 45974.4167 |  | 60.46%
2025-11-13 11:00 | 45974.4583 |  | 60.4%
2025-11-13 12:00 | 45974.5 |  | 60.31%
2025-11-13 13:00 | 45974.5417 |  | 60.27%
2025-11-13 14:00 | 45974.5833 |  | 60.67%
2025-11-13 15:00 | 45974.625 |  | 60.89%
2025-11-13 16:00 | 45974.6667 |  | 61.28%
2025-11-13 17:00 | 45974.7083 |  | 61.67%
2025-11-13 18:00 | 45974.75 |  | 62.45%
2025-11-13 19:00 | 45974.7917 |  | 61.5%
2025-11-13 20:00 | 45974.8333 |  | 60.26%
2025-11-13 21:00 | 45974.875 |  | 58.96%
2025-11-13 22:00 | 45974.9167 |  | 57.68%
2025-11-13 23:00 | 45974.9583 |  | 56.87%
2025-11-14 | 45975 |  | 51.54%
2025-11-14 01:00 | 45975.0417 |  | 52.13%
2025-11-14 02:00 | 45975.0833 |  | 50.88%
2025-11-14 03:00 | 45975.125 |  | 50.41%
2025-11-14 04:00 | 45975.1667 |  | 50.15%
2025-11-14 05:00 | 45975.2083 |  | 50.71%
2025-11-14 06:00 | 45975.25 |  | 52.93%
2025-11-14 07:00 | 45975.2917 |  | 56.99%
2025-11-14 08:00 | 45975.3333 |  | 59.13%
2025-11-14 09:00 | 45975.375 |  | 60.04%
2025-11-14 10:00 | 45975.4167 |  | 59.96%
2025-11-14 11:00 | 45975.4583 |  | 59.69%
2025-11-14 12:00 | 45975.5 |  | 60.23%
2025-11-14 13:00 | 45975.5417 |  | 60.17%
2025-11-14 14:00 | 45975.5833 |  | 60.02%
2025-11-14 15:00 | 45975.625 |  | 59.9%
2025-11-14 16:00 | 45975.6667 |  | 59.73%
2025-11-14 17:00 | 45975.7083 |  | 59.75%
2025-11-14 18:00 | 45975.75 |  | 60.52%
2025-11-14 19:00 | 45975.7917 |  | 59.43%
2025-11-14 20:00 | 45975.8333 |  | 57.77%
2025-11-14 21:00 | 45975.875 |  | 56.06%
2025-11-14 22:00 | 45975.9167 |  | 54.24%
2025-11-14 23:00 | 45975.9583 |  | 53.58%
2025-11-15 | 45976 |  | 51.4%
2025-11-15 01:00 | 45976.0417 |  | 51.98%
2025-11-15 02:00 | 45976.0833 |  | 50.74%
2025-11-15 03:00 | 45976.125 |  | 50.27%
2025-11-15 04:00 | 45976.1667 |  | 50.01%
2025-11-15 05:00 | 45976.2083 |  | 50.57%
2025-11-15 06:00 | 45976.25 |  | 52.78%
2025-11-15 07:00 | 45976.2917 |  | 56.83%
2025-11-15 08:00 | 45976.3333 |  | 58.97%
2025-11-15 09:00 | 45976.375 |  | 59.87%
2025-11-15 10:00 | 45976.4167 |  | 59.79%
2025-11-15 11:00 | 45976.4583 |  | 59.52%
2025-11-15 12:00 | 45976.5 |  | 60.06%
2025-11-15 13:00 | 45976.5417 |  | 60.01%
2025-11-15 14:00 | 45976.5833 |  | 59.86%
2025-11-15 15:00 | 45976.625 |  | 59.74%
2025-11-15 16:00 | 45976.6667 |  | 59.56%
2025-11-15 17:00 | 45976.7083 |  | 59.58%
2025-11-15 18:00 | 45976.75 |  | 60.35%
2025-11-15 19:00 | 45976.7917 |  | 59.27%
2025-11-15 20:00 | 45976.8333 |  | 57.61%
2025-11-15 21:00 | 45976.875 |  | 55.9%
2025-11-15 22:00 | 45976.9167 |  | 54.09%
2025-11-15 23:00 | 45976.9583 |  | 53.43%
2025-11-16 | 45977 |  | 53.34%
2025-11-16 01:00 | 45977.0417 |  | 52.63%
2025-11-16 02:00 | 45977.0833 |  | 52.59%
2025-11-16 03:00 | 45977.125 |  | 52.89%
2025-11-16 04:00 | 45977.1667 |  | 53.26%
2025-11-16 05:00 | 45977.2083 |  | 53.95%
2025-11-16 06:00 | 45977.25 |  | 56.78%
2025-11-16 07:00 | 45977.2917 |  | 60.96%
2025-11-16 08:00 | 45977.3333 |  | 61.45%
2025-11-16 09:00 | 45977.375 |  | 61.06%
2025-11-16 10:00 | 45977.4167 |  | 60.67%
2025-11-16 11:00 | 45977.4583 |  | 60.6%
2025-11-16 12:00 | 45977.5 |  | 60.52%
2025-11-16 13:00 | 45977.5417 |  | 60.48%
2025-11-16 14:00 | 45977.5833 |  | 60.88%
2025-11-16 15:00 | 45977.625 |  | 61.1%
2025-11-16 16:00 | 45977.6667 |  | 61.49%
2025-11-16 17:00 | 45977.7083 |  | 61.88%
2025-11-16 18:00 | 45977.75 |  | 62.66%
2025-11-16 19:00 | 45977.7917 |  | 61.71%
2025-11-16 20:00 | 45977.8333 |  | 60.46%
2025-11-16 21:00 | 45977.875 |  | 59.16%
2025-11-16 22:00 | 45977.9167 |  | 57.88%
2025-11-16 23:00 | 45977.9583 |  | 57.07%
2025-11-17 | 45978 |  | 53.94%
2025-11-17 01:00 | 45978.0417 |  | 53.22%
2025-11-17 02:00 | 45978.0833 |  | 53.18%
2025-11-17 03:00 | 45978.125 |  | 53.49%
2025-11-17 04:00 | 45978.1667 |  | 53.86%
2025-11-17 05:00 | 45978.2083 |  | 54.55%
2025-11-17 06:00 | 45978.25 |  | 57.42%
2025-11-17 07:00 | 45978.2917 |  | 61.65%
2025-11-17 08:00 | 45978.3333 |  | 62.13%
2025-11-17 09:00 | 45978.375 |  | 61.75%
2025-11-17 10:00 | 45978.4167 |  | 61.35%
2025-11-17 11:00 | 45978.4583 |  | 61.28%
2025-11-17 12:00 | 45978.5 |  | 61.2%
2025-11-17 13:00 | 45978.5417 |  | 61.16%
2025-11-17 14:00 | 45978.5833 |  | 61.56%
2025-11-17 15:00 | 45978.625 |  | 61.78%
2025-11-17 16:00 | 45978.6667 |  | 62.18%
2025-11-17 17:00 | 45978.7083 |  | 62.58%
2025-11-17 18:00 | 45978.75 |  | 63.36%
2025-11-17 19:00 | 45978.7917 |  | 62.4%
2025-11-17 20:00 | 45978.8333 |  | 61.14%
2025-11-17 21:00 | 45978.875 |  | 59.82%
2025-11-17 22:00 | 45978.9167 |  | 58.53%
2025-11-17 23:00 | 45978.9583 |  | 57.7%
2025-11-18 | 45979 |  | 54.5%
2025-11-18 01:00 | 45979.0417 |  | 53.78%
2025-11-18 02:00 | 45979.0833 |  | 53.73%
2025-11-18 03:00 | 45979.125 |  | 54.05%
2025-11-18 04:00 | 45979.1667 |  | 54.42%
2025-11-18 05:00 | 45979.2083 |  | 55.13%
2025-11-18 06:00 | 45979.25 |  | 58.02%
2025-11-18 07:00 | 45979.2917 |  | 62.29%
2025-11-18 08:00 | 45979.3333 |  | 62.79%
2025-11-18 09:00 | 45979.375 |  | 62.39%
2025-11-18 10:00 | 45979.4167 |  | 61.99%
2025-11-18 11:00 | 45979.4583 |  | 61.92%
2025-11-18 12:00 | 45979.5 |  | 61.84%
2025-11-18 13:00 | 45979.5417 |  | 61.8%
2025-11-18 14:00 | 45979.5833 |  | 62.21%
2025-11-18 15:00 | 45979.625 |  | 62.43%
2025-11-18 16:00 | 45979.6667 |  | 62.83%
2025-11-18 17:00 | 45979.7083 |  | 63.23%
2025-11-18 18:00 | 45979.75 |  | 64.03%
2025-11-18 19:00 | 45979.7917 |  | 63.06%
2025-11-18 20:00 | 45979.8333 |  | 61.78%
2025-11-18 21:00 | 45979.875 |  | 60.45%
2025-11-18 22:00 | 45979.9167 |  | 59.14%
2025-11-18 23:00 | 45979.9583 |  | 58.31%
2025-11-19 | 45980 |  | 54.06%
2025-11-19 01:00 | 45980.0417 |  | 53.34%
2025-11-19 02:00 | 45980.0833 |  | 53.3%
2025-11-19 03:00 | 45980.125 |  | 53.61%
2025-11-19 04:00 | 45980.1667 |  | 53.98%
2025-11-19 05:00 | 45980.2083 |  | 54.68%
2025-11-19 06:00 | 45980.25 |  | 57.55%
2025-11-19 07:00 | 45980.2917 |  | 61.79%
2025-11-19 08:00 | 45980.3333 |  | 62.28%
2025-11-19 09:00 | 45980.375 |  | 61.89%
2025-11-19 10:00 | 45980.4167 |  | 61.48%
2025-11-19 11:00 | 45980.4583 |  | 61.42%
2025-11-19 12:00 | 45980.5 |  | 61.34%
2025-11-19 13:00 | 45980.5417 |  | 61.29%
2025-11-19 14:00 | 45980.5833 |  | 61.7%
2025-11-19 15:00 | 45980.625 |  | 61.92%
2025-11-19 16:00 | 45980.6667 |  | 62.32%
2025-11-19 17:00 | 45980.7083 |  | 62.72%
2025-11-19 18:00 | 45980.75 |  | 63.51%
2025-11-19 19:00 | 45980.7917 |  | 62.55%
2025-11-19 20:00 | 45980.8333 |  | 61.28%
2025-11-19 21:00 | 45980.875 |  | 59.96%
2025-11-19 22:00 | 45980.9167 |  | 58.66%
2025-11-19 23:00 | 45980.9583 |  | 57.84%
2025-11-20 | 45981 |  | 54%
2025-11-20 01:00 | 45981.0417 |  | 53.28%
2025-11-20 02:00 | 45981.0833 |  | 53.24%
2025-11-20 03:00 | 45981.125 |  | 53.55%
2025-11-20 04:00 | 45981.1667 |  | 53.92%
2025-11-20 05:00 | 45981.2083 |  | 54.62%
2025-11-20 06:00 | 45981.25 |  | 57.49%
2025-11-20 07:00 | 45981.2917 |  | 61.72%
2025-11-20 08:00 | 45981.3333 |  | 62.21%
2025-11-20 09:00 | 45981.375 |  | 61.82%
2025-11-20 10:00 | 45981.4167 |  | 61.42%
2025-11-20 11:00 | 45981.4583 |  | 61.35%
2025-11-20 12:00 | 45981.5 |  | 61.27%
2025-11-20 13:00 | 45981.5417 |  | 61.23%
2025-11-20 14:00 | 45981.5833 |  | 61.63%
2025-11-20 15:00 | 45981.625 |  | 61.85%
2025-11-20 16:00 | 45981.6667 |  | 62.25%
2025-11-20 17:00 | 45981.7083 |  | 62.65%
2025-11-20 18:00 | 45981.75 |  | 63.44%
2025-11-20 19:00 | 45981.7917 |  | 62.48%
2025-11-20 20:00 | 45981.8333 |  | 61.21%
2025-11-20 21:00 | 45981.875 |  | 59.89%
2025-11-20 22:00 | 45981.9167 |  | 58.59%
2025-11-20 23:00 | 45981.9583 |  | 57.77%
2025-11-21 | 45982 |  | 52.26%
2025-11-21 01:00 | 45982.0417 |  | 52.85%
2025-11-21 02:00 | 45982.0833 |  | 51.59%
2025-11-21 03:00 | 45982.125 |  | 51.11%
2025-11-21 04:00 | 45982.1667 |  | 50.85%
2025-11-21 05:00 | 45982.2083 |  | 51.41%
2025-11-21 06:00 | 45982.25 |  | 53.67%
2025-11-21 07:00 | 45982.2917 |  | 57.78%
2025-11-21 08:00 | 45982.3333 |  | 59.96%
2025-11-21 09:00 | 45982.375 |  | 60.87%
2025-11-21 10:00 | 45982.4167 |  | 60.79%
2025-11-21 11:00 | 45982.4583 |  | 60.51%
2025-11-21 12:00 | 45982.5 |  | 61.07%
2025-11-21 13:00 | 45982.5417 |  | 61.01%
2025-11-21 14:00 | 45982.5833 |  | 60.86%
2025-11-21 15:00 | 45982.625 |  | 60.74%
2025-11-21 16:00 | 45982.6667 |  | 60.56%
2025-11-21 17:00 | 45982.7083 |  | 60.58%
2025-11-21 18:00 | 45982.75 |  | 61.36%
2025-11-21 19:00 | 45982.7917 |  | 60.26%
2025-11-21 20:00 | 45982.8333 |  | 58.57%
2025-11-21 21:00 | 45982.875 |  | 56.84%
2025-11-21 22:00 | 45982.9167 |  | 54.99%
2025-11-21 23:00 | 45982.9583 |  | 54.32%
2025-11-22 | 45983 |  | 51.75%
2025-11-22 01:00 | 45983.0417 |  | 52.33%
2025-11-22 02:00 | 45983.0833 |  | 51.08%
2025-11-22 03:00 | 45983.125 |  | 50.61%
2025-11-22 04:00 | 45983.1667 |  | 50.35%
2025-11-22 05:00 | 45983.2083 |  | 50.91%
2025-11-22 06:00 | 45983.25 |  | 53.14%
2025-11-22 07:00 | 45983.2917 |  | 57.21%
2025-11-22 08:00 | 45983.3333 |  | 59.37%
2025-11-22 09:00 | 45983.375 |  | 60.27%
2025-11-22 10:00 | 45983.4167 |  | 60.19%
2025-11-22 11:00 | 45983.4583 |  | 59.92%
2025-11-22 12:00 | 45983.5 |  | 60.47%
2025-11-22 13:00 | 45983.5417 |  | 60.41%
2025-11-22 14:00 | 45983.5833 |  | 60.26%
2025-11-22 15:00 | 45983.625 |  | 60.14%
2025-11-22 16:00 | 45983.6667 |  | 59.97%
2025-11-22 17:00 | 45983.7083 |  | 59.98%
2025-11-22 18:00 | 45983.75 |  | 60.76%
2025-11-22 19:00 | 45983.7917 |  | 59.67%
2025-11-22 20:00 | 45983.8333 |  | 57.99%
2025-11-22 21:00 | 45983.875 |  | 56.28%
2025-11-22 22:00 | 45983.9167 |  | 54.45%
2025-11-22 23:00 | 45983.9583 |  | 53.79%
2025-11-23 | 45984 |  | 53.76%
2025-11-23 01:00 | 45984.0417 |  | 53.04%
2025-11-23 02:00 | 45984.0833 |  | 53%
2025-11-23 03:00 | 45984.125 |  | 53.31%
2025-11-23 04:00 | 45984.1667 |  | 53.68%
2025-11-23 05:00 | 45984.2083 |  | 54.37%
2025-11-23 06:00 | 45984.25 |  | 57.23%
2025-11-23 07:00 | 45984.2917 |  | 61.44%
2025-11-23 08:00 | 45984.3333 |  | 61.93%
2025-11-23 09:00 | 45984.375 |  | 61.54%
2025-11-23 10:00 | 45984.4167 |  | 61.14%
2025-11-23 11:00 | 45984.4583 |  | 61.07%
2025-11-23 12:00 | 45984.5 |  | 60.99%
2025-11-23 13:00 | 45984.5417 |  | 60.95%
2025-11-23 14:00 | 45984.5833 |  | 61.35%
2025-11-23 15:00 | 45984.625 |  | 61.58%
2025-11-23 16:00 | 45984.6667 |  | 61.97%
2025-11-23 17:00 | 45984.7083 |  | 62.37%
2025-11-23 18:00 | 45984.75 |  | 63.15%
2025-11-23 19:00 | 45984.7917 |  | 62.19%
2025-11-23 20:00 | 45984.8333 |  | 60.94%
2025-11-23 21:00 | 45984.875 |  | 59.62%
2025-11-23 22:00 | 45984.9167 |  | 58.33%
2025-11-23 23:00 | 45984.9583 |  | 57.51%
2025-11-24 | 45985 |  | 54.16%
2025-11-24 01:00 | 45985.0417 |  | 53.43%
2025-11-24 02:00 | 45985.0833 |  | 53.39%
2025-11-24 03:00 | 45985.125 |  | 53.7%
2025-11-24 04:00 | 45985.1667 |  | 54.08%
2025-11-24 05:00 | 45985.2083 |  | 54.78%
2025-11-24 06:00 | 45985.25 |  | 57.65%
2025-11-24 07:00 | 45985.2917 |  | 61.9%
2025-11-24 08:00 | 45985.3333 |  | 62.39%
2025-11-24 09:00 | 45985.375 |  | 62%
2025-11-24 10:00 | 45985.4167 |  | 61.59%
2025-11-24 11:00 | 45985.4583 |  | 61.53%
2025-11-24 12:00 | 45985.5 |  | 61.44%
2025-11-24 13:00 | 45985.5417 |  | 61.4%
2025-11-24 14:00 | 45985.5833 |  | 61.81%
2025-11-24 15:00 | 45985.625 |  | 62.03%
2025-11-24 16:00 | 45985.6667 |  | 62.43%
2025-11-24 17:00 | 45985.7083 |  | 62.83%
2025-11-24 18:00 | 45985.75 |  | 63.62%
2025-11-24 19:00 | 45985.7917 |  | 62.66%
2025-11-24 20:00 | 45985.8333 |  | 61.39%
2025-11-24 21:00 | 45985.875 |  | 60.06%
2025-11-24 22:00 | 45985.9167 |  | 58.76%
2025-11-24 23:00 | 45985.9583 |  | 57.94%
2025-11-25 | 45986 |  | 54.41%
2025-11-25 01:00 | 45986.0417 |  | 53.68%
2025-11-25 02:00 | 45986.0833 |  | 53.64%
2025-11-25 03:00 | 45986.125 |  | 53.95%
2025-11-25 04:00 | 45986.1667 |  | 54.32%
2025-11-25 05:00 | 45986.2083 |  | 55.03%
2025-11-25 06:00 | 45986.25 |  | 57.92%
2025-11-25 07:00 | 45986.2917 |  | 62.18%
2025-11-25 08:00 | 45986.3333 |  | 62.67%
2025-11-25 09:00 | 45986.375 |  | 62.28%
2025-11-25 10:00 | 45986.4167 |  | 61.88%
2025-11-25 11:00 | 45986.4583 |  | 61.81%
2025-11-25 12:00 | 45986.5 |  | 61.72%
2025-11-25 13:00 | 45986.5417 |  | 61.68%
2025-11-25 14:00 | 45986.5833 |  | 62.09%
2025-11-25 15:00 | 45986.625 |  | 62.32%
2025-11-25 16:00 | 45986.6667 |  | 62.72%
2025-11-25 17:00 | 45986.7083 |  | 63.12%
2025-11-25 18:00 | 45986.75 |  | 63.91%
2025-11-25 19:00 | 45986.7917 |  | 62.94%
2025-11-25 20:00 | 45986.8333 |  | 61.67%
2025-11-25 21:00 | 45986.875 |  | 60.34%
2025-11-25 22:00 | 45986.9167 |  | 59.03%
2025-11-25 23:00 | 45986.9583 |  | 58.2%
2025-11-26 | 45987 |  | 54.51%
2025-11-26 01:00 | 45987.0417 |  | 53.78%
2025-11-26 02:00 | 45987.0833 |  | 53.74%
2025-11-26 03:00 | 45987.125 |  | 54.05%
2025-11-26 04:00 | 45987.1667 |  | 54.43%
2025-11-26 05:00 | 45987.2083 |  | 55.13%
2025-11-26 06:00 | 45987.25 |  | 58.03%
2025-11-26 07:00 | 45987.2917 |  | 62.3%
2025-11-26 08:00 | 45987.3333 |  | 62.79%
2025-11-26 09:00 | 45987.375 |  | 62.4%
2025-11-26 10:00 | 45987.4167 |  | 61.99%
2025-11-26 11:00 | 45987.4583 |  | 61.93%
2025-11-26 12:00 | 45987.5 |  | 61.84%
2025-11-26 13:00 | 45987.5417 |  | 61.8%
2025-11-26 14:00 | 45987.5833 |  | 62.21%
2025-11-26 15:00 | 45987.625 |  | 62.44%
2025-11-26 16:00 | 45987.6667 |  | 62.84%
2025-11-26 17:00 | 45987.7083 |  | 63.24%
2025-11-26 18:00 | 45987.75 |  | 64.03%
2025-11-26 19:00 | 45987.7917 |  | 63.06%
2025-11-26 20:00 | 45987.8333 |  | 61.79%
2025-11-26 21:00 | 45987.875 |  | 60.45%
2025-11-26 22:00 | 45987.9167 |  | 59.14%
2025-11-26 23:00 | 45987.9583 |  | 58.31%
2025-11-27 | 45988 |  | 54.66%
2025-11-27 01:00 | 45988.0417 |  | 53.93%
2025-11-27 02:00 | 45988.0833 |  | 53.89%
2025-11-27 03:00 | 45988.125 |  | 54.2%
2025-11-27 04:00 | 45988.1667 |  | 54.57%
2025-11-27 05:00 | 45988.2083 |  | 55.28%
2025-11-27 06:00 | 45988.25 |  | 58.18%
2025-11-27 07:00 | 45988.2917 |  | 62.47%
2025-11-27 08:00 | 45988.3333 |  | 62.96%
2025-11-27 09:00 | 45988.375 |  | 62.57%
2025-11-27 10:00 | 45988.4167 |  | 62.16%
2025-11-27 11:00 | 45988.4583 |  | 62.1%
2025-11-27 12:00 | 45988.5 |  | 62.01%
2025-11-27 13:00 | 45988.5417 |  | 61.97%
2025-11-27 14:00 | 45988.5833 |  | 62.38%
2025-11-27 15:00 | 45988.625 |  | 62.61%
2025-11-27 16:00 | 45988.6667 |  | 63.01%
2025-11-27 17:00 | 45988.7083 |  | 63.41%
2025-11-27 18:00 | 45988.75 |  | 64.21%
2025-11-27 19:00 | 45988.7917 |  | 63.24%
2025-11-27 20:00 | 45988.8333 |  | 61.96%
2025-11-27 21:00 | 45988.875 |  | 60.62%
2025-11-27 22:00 | 45988.9167 |  | 59.31%
2025-11-27 23:00 | 45988.9583 |  | 58.47%
2025-11-28 | 45989 |  | 53.4%
2025-11-28 01:00 | 45989.0417 |  | 54.19%
2025-11-28 02:00 | 45989.0833 |  | 53.79%
2025-11-28 03:00 | 45989.125 |  | 53.11%
2025-11-28 04:00 | 45989.1667 |  | 51.97%
2025-11-28 05:00 | 45989.2083 |  | 51.64%
2025-11-28 06:00 | 45989.25 |  | 52.53%
2025-11-28 07:00 | 45989.2917 |  | 53.46%
2025-11-28 08:00 | 45989.3333 |  | 55.26%
2025-11-28 09:00 | 45989.375 |  | 56.99%
2025-11-28 10:00 | 45989.4167 |  | 58.17%
2025-11-28 11:00 | 45989.4583 |  | 58.4%
2025-11-28 12:00 | 45989.5 |  | 58.97%
2025-11-28 13:00 | 45989.5417 |  | 58.79%
2025-11-28 14:00 | 45989.5833 |  | 59.17%
2025-11-28 15:00 | 45989.625 |  | 59%
2025-11-28 16:00 | 45989.6667 |  | 58.86%
2025-11-28 17:00 | 45989.7083 |  | 58.16%
2025-11-28 18:00 | 45989.75 |  | 55.24%
2025-11-28 19:00 | 45989.7917 |  | 53.63%
2025-11-28 20:00 | 45989.8333 |  | 52.35%
2025-11-28 21:00 | 45989.875 |  | 51%
2025-11-28 22:00 | 45989.9167 |  | 50.78%
2025-11-28 23:00 | 45989.9583 |  | 52.63%
2025-11-29 | 45990 |  | 53.28%
2025-11-29 01:00 | 45990.0417 |  | 54.08%
2025-11-29 02:00 | 45990.0833 |  | 53.68%
2025-11-29 03:00 | 45990.125 |  | 53%
2025-11-29 04:00 | 45990.1667 |  | 51.86%
2025-11-29 05:00 | 45990.2083 |  | 51.54%
2025-11-29 06:00 | 45990.25 |  | 52.41%
2025-11-29 07:00 | 45990.2917 |  | 53.34%
2025-11-29 08:00 | 45990.3333 |  | 55.14%
2025-11-29 09:00 | 45990.375 |  | 56.87%
2025-11-29 10:00 | 45990.4167 |  | 58.05%
2025-11-29 11:00 | 45990.4583 |  | 58.27%
2025-11-29 12:00 | 45990.5 |  | 58.84%
2025-11-29 13:00 | 45990.5417 |  | 58.66%
2025-11-29 14:00 | 45990.5833 |  | 59.04%
2025-11-29 15:00 | 45990.625 |  | 58.88%
2025-11-29 16:00 | 45990.6667 |  | 58.73%
2025-11-29 17:00 | 45990.7083 |  | 58.04%
2025-11-29 18:00 | 45990.75 |  | 55.12%
2025-11-29 19:00 | 45990.7917 |  | 53.51%
2025-11-29 20:00 | 45990.8333 |  | 52.24%
2025-11-29 21:00 | 45990.875 |  | 50.89%
2025-11-29 22:00 | 45990.9167 |  | 50.68%
2025-11-29 23:00 | 45990.9583 |  | 52.52%
2025-11-30 | 45991 |  | 54.56%
2025-11-30 01:00 | 45991.0417 |  | 54.34%
2025-11-30 02:00 | 45991.0833 |  | 54.16%
2025-11-30 03:00 | 45991.125 |  | 54.03%
2025-11-30 04:00 | 45991.1667 |  | 53.39%
2025-11-30 05:00 | 45991.2083 |  | 53.65%
2025-11-30 06:00 | 45991.25 |  | 55.16%
2025-11-30 07:00 | 45991.2917 |  | 57.85%
2025-11-30 08:00 | 45991.3333 |  | 59.25%
2025-11-30 09:00 | 45991.375 |  | 59.3%
2025-11-30 10:00 | 45991.4167 |  | 59.51%
2025-11-30 11:00 | 45991.4583 |  | 59.51%
2025-11-30 12:00 | 45991.5 |  | 59.79%
2025-11-30 13:00 | 45991.5417 |  | 59.92%
2025-11-30 14:00 | 45991.5833 |  | 60%
2025-11-30 15:00 | 45991.625 |  | 60.2%
2025-11-30 16:00 | 45991.6667 |  | 60.44%
2025-11-30 17:00 | 45991.7083 |  | 60.25%
2025-11-30 18:00 | 45991.75 |  | 60.18%
2025-11-30 19:00 | 45991.7917 |  | 59.1%
2025-11-30 20:00 | 45991.8333 |  | 57.87%
2025-11-30 21:00 | 45991.875 |  | 55.91%
2025-11-30 22:00 | 45991.9167 |  | 54.49%
2025-11-30 23:00 | 45991.9583 |  | 54.91%
2025-12-01 | 45992 |  | 54.43%
2025-12-01 01:00 | 45992.0417 |  | 54.21%
2025-12-01 02:00 | 45992.0833 |  | 54.03%
2025-12-01 03:00 | 45992.125 |  | 53.9%
2025-12-01 04:00 | 45992.1667 |  | 53.27%
2025-12-01 05:00 | 45992.2083 |  | 53.53%
2025-12-01 06:00 | 45992.25 |  | 55.03%
2025-12-01 07:00 | 45992.2917 |  | 57.72%
2025-12-01 08:00 | 45992.3333 |  | 59.11%
2025-12-01 09:00 | 45992.375 |  | 59.15%
2025-12-01 10:00 | 45992.4167 |  | 59.37%
2025-12-01 11:00 | 45992.4583 |  | 59.36%
2025-12-01 12:00 | 45992.5 |  | 59.65%
2025-12-01 13:00 | 45992.5417 |  | 59.77%
2025-12-01 14:00 | 45992.5833 |  | 59.86%
2025-12-01 15:00 | 45992.625 |  | 60.06%
2025-12-01 16:00 | 45992.6667 |  | 60.3%
2025-12-01 17:00 | 45992.7083 |  | 60.1%
2025-12-01 18:00 | 45992.75 |  | 60.04%
2025-12-01 19:00 | 45992.7917 |  | 58.96%
2025-12-01 20:00 | 45992.8333 |  | 57.73%
2025-12-01 21:00 | 45992.875 |  | 55.77%
2025-12-01 22:00 | 45992.9167 |  | 54.36%
2025-12-01 23:00 | 45992.9583 |  | 54.78%
2025-12-02 | 45993 |  | 54.07%
2025-12-02 01:00 | 45993.0417 |  | 53.86%
2025-12-02 02:00 | 45993.0833 |  | 53.68%
2025-12-02 03:00 | 45993.125 |  | 53.55%
2025-12-02 04:00 | 45993.1667 |  | 52.92%
2025-12-02 05:00 | 45993.2083 |  | 53.18%
2025-12-02 06:00 | 45993.25 |  | 54.68%
2025-12-02 07:00 | 45993.2917 |  | 57.34%
2025-12-02 08:00 | 45993.3333 |  | 58.73%
2025-12-02 09:00 | 45993.375 |  | 58.77%
2025-12-02 10:00 | 45993.4167 |  | 58.98%
2025-12-02 11:00 | 45993.4583 |  | 58.98%
2025-12-02 12:00 | 45993.5 |  | 59.26%
2025-12-02 13:00 | 45993.5417 |  | 59.38%
2025-12-02 14:00 | 45993.5833 |  | 59.47%
2025-12-02 15:00 | 45993.625 |  | 59.67%
2025-12-02 16:00 | 45993.6667 |  | 59.9%
2025-12-02 17:00 | 45993.7083 |  | 59.71%
2025-12-02 18:00 | 45993.75 |  | 59.65%
2025-12-02 19:00 | 45993.7917 |  | 58.57%
2025-12-02 20:00 | 45993.8333 |  | 57.36%
2025-12-02 21:00 | 45993.875 |  | 55.41%
2025-12-02 22:00 | 45993.9167 |  | 54.01%
2025-12-02 23:00 | 45993.9583 |  | 54.42%
2025-12-03 | 45994 |  | 54.56%
2025-12-03 01:00 | 45994.0417 |  | 54.35%
2025-12-03 02:00 | 45994.0833 |  | 54.16%
2025-12-03 03:00 | 45994.125 |  | 54.04%
2025-12-03 04:00 | 45994.1667 |  | 53.4%
2025-12-03 05:00 | 45994.2083 |  | 53.66%
2025-12-03 06:00 | 45994.25 |  | 55.17%
2025-12-03 07:00 | 45994.2917 |  | 57.86%
2025-12-03 08:00 | 45994.3333 |  | 59.26%
2025-12-03 09:00 | 45994.375 |  | 59.3%
2025-12-03 10:00 | 45994.4167 |  | 59.51%
2025-12-03 11:00 | 45994.4583 |  | 59.51%
2025-12-03 12:00 | 45994.5 |  | 59.8%
2025-12-03 13:00 | 45994.5417 |  | 59.92%
2025-12-03 14:00 | 45994.5833 |  | 60%
2025-12-03 15:00 | 45994.625 |  | 60.2%
2025-12-03 16:00 | 45994.6667 |  | 60.44%
2025-12-03 17:00 | 45994.7083 |  | 60.25%
2025-12-03 18:00 | 45994.75 |  | 60.19%
2025-12-03 19:00 | 45994.7917 |  | 59.1%
2025-12-03 20:00 | 45994.8333 |  | 57.87%
2025-12-03 21:00 | 45994.875 |  | 55.91%
2025-12-03 22:00 | 45994.9167 |  | 54.5%
2025-12-03 23:00 | 45994.9583 |  | 54.92%
2025-12-04 | 45995 |  | 54.96%
2025-12-04 01:00 | 45995.0417 |  | 54.75%
2025-12-04 02:00 | 45995.0833 |  | 54.56%
2025-12-04 03:00 | 45995.125 |  | 54.44%
2025-12-04 04:00 | 45995.1667 |  | 53.79%
2025-12-04 05:00 | 45995.2083 |  | 54.05%
2025-12-04 06:00 | 45995.25 |  | 55.58%
2025-12-04 07:00 | 45995.2917 |  | 58.28%
2025-12-04 08:00 | 45995.3333 |  | 59.7%
2025-12-04 09:00 | 45995.375 |  | 59.74%
2025-12-04 10:00 | 45995.4167 |  | 59.95%
2025-12-04 11:00 | 45995.4583 |  | 59.95%
2025-12-04 12:00 | 45995.5 |  | 60.24%
2025-12-04 13:00 | 45995.5417 |  | 60.36%
2025-12-04 14:00 | 45995.5833 |  | 60.45%
2025-12-04 15:00 | 45995.625 |  | 60.65%
2025-12-04 16:00 | 45995.6667 |  | 60.89%
2025-12-04 17:00 | 45995.7083 |  | 60.7%
2025-12-04 18:00 | 45995.75 |  | 60.63%
2025-12-04 19:00 | 45995.7917 |  | 59.54%
2025-12-04 20:00 | 45995.8333 |  | 58.3%
2025-12-04 21:00 | 45995.875 |  | 56.32%
2025-12-04 22:00 | 45995.9167 |  | 54.9%
2025-12-04 23:00 | 45995.9583 |  | 55.32%
2025-12-05 | 45996 |  | 53.96%
2025-12-05 01:00 | 45996.0417 |  | 54.76%
2025-12-05 02:00 | 45996.0833 |  | 54.36%
2025-12-05 03:00 | 45996.125 |  | 53.67%
2025-12-05 04:00 | 45996.1667 |  | 52.52%
2025-12-05 05:00 | 45996.2083 |  | 52.19%
2025-12-05 06:00 | 45996.25 |  | 53.08%
2025-12-05 07:00 | 45996.2917 |  | 54.02%
2025-12-05 08:00 | 45996.3333 |  | 55.85%
2025-12-05 09:00 | 45996.375 |  | 57.59%
2025-12-05 10:00 | 45996.4167 |  | 58.78%
2025-12-05 11:00 | 45996.4583 |  | 59.01%
2025-12-05 12:00 | 45996.5 |  | 59.59%
2025-12-05 13:00 | 45996.5417 |  | 59.41%
2025-12-05 14:00 | 45996.5833 |  | 59.79%
2025-12-05 15:00 | 45996.625 |  | 59.63%
2025-12-05 16:00 | 45996.6667 |  | 59.48%
2025-12-05 17:00 | 45996.7083 |  | 58.78%
2025-12-05 18:00 | 45996.75 |  | 55.82%
2025-12-05 19:00 | 45996.7917 |  | 54.19%
2025-12-05 20:00 | 45996.8333 |  | 52.9%
2025-12-05 21:00 | 45996.875 |  | 51.54%
2025-12-05 22:00 | 45996.9167 |  | 51.32%
2025-12-05 23:00 | 45996.9583 |  | 53.19%
2025-12-06 | 45997 |  | 54.07%
2025-12-06 01:00 | 45997.0417 |  | 54.87%
2025-12-06 02:00 | 45997.0833 |  | 54.47%
2025-12-06 03:00 | 45997.125 |  | 53.78%
2025-12-06 04:00 | 45997.1667 |  | 52.62%
2025-12-06 05:00 | 45997.2083 |  | 52.29%
2025-12-06 06:00 | 45997.25 |  | 53.19%
2025-12-06 07:00 | 45997.2917 |  | 54.13%
2025-12-06 08:00 | 45997.3333 |  | 55.96%
2025-12-06 09:00 | 45997.375 |  | 57.71%
2025-12-06 10:00 | 45997.4167 |  | 58.9%
2025-12-06 11:00 | 45997.4583 |  | 59.13%
2025-12-06 12:00 | 45997.5 |  | 59.71%
2025-12-06 13:00 | 45997.5417 |  | 59.53%
2025-12-06 14:00 | 45997.5833 |  | 59.91%
2025-12-06 15:00 | 45997.625 |  | 59.75%
2025-12-06 16:00 | 45997.6667 |  | 59.6%
2025-12-06 17:00 | 45997.7083 |  | 58.89%
2025-12-06 18:00 | 45997.75 |  | 55.93%
2025-12-06 19:00 | 45997.7917 |  | 54.3%
2025-12-06 20:00 | 45997.8333 |  | 53%
2025-12-06 21:00 | 45997.875 |  | 51.64%
2025-12-06 22:00 | 45997.9167 |  | 51.42%
2025-12-06 23:00 | 45997.9583 |  | 53.29%
2025-12-07 | 45998 |  | 55.77%
2025-12-07 01:00 | 45998.0417 |  | 55.56%
2025-12-07 02:00 | 45998.0833 |  | 55.37%
2025-12-07 03:00 | 45998.125 |  | 55.24%
2025-12-07 04:00 | 45998.1667 |  | 54.59%
2025-12-07 05:00 | 45998.2083 |  | 54.85%
2025-12-07 06:00 | 45998.25 |  | 56.4%
2025-12-07 07:00 | 45998.2917 |  | 59.15%
2025-12-07 08:00 | 45998.3333 |  | 60.58%
2025-12-07 09:00 | 45998.375 |  | 60.62%
2025-12-07 10:00 | 45998.4167 |  | 60.84%
2025-12-07 11:00 | 45998.4583 |  | 60.84%
2025-12-07 12:00 | 45998.5 |  | 61.13%
2025-12-07 13:00 | 45998.5417 |  | 61.25%
2025-12-07 14:00 | 45998.5833 |  | 61.34%
2025-12-07 15:00 | 45998.625 |  | 61.55%
2025-12-07 16:00 | 45998.6667 |  | 61.79%
2025-12-07 17:00 | 45998.7083 |  | 61.59%
2025-12-07 18:00 | 45998.75 |  | 61.53%
2025-12-07 19:00 | 45998.7917 |  | 60.42%
2025-12-07 20:00 | 45998.8333 |  | 59.16%
2025-12-07 21:00 | 45998.875 |  | 57.16%
2025-12-07 22:00 | 45998.9167 |  | 55.71%
2025-12-07 23:00 | 45998.9583 |  | 56.14%
2025-12-08 | 45999 |  | 55.38%
2025-12-08 01:00 | 45999.0417 |  | 55.17%
2025-12-08 02:00 | 45999.0833 |  | 54.98%
2025-12-08 03:00 | 45999.125 |  | 54.85%
2025-12-08 04:00 | 45999.1667 |  | 54.2%
2025-12-08 05:00 | 45999.2083 |  | 54.47%
2025-12-08 06:00 | 45999.25 |  | 56%
2025-12-08 07:00 | 45999.2917 |  | 58.73%
2025-12-08 08:00 | 45999.3333 |  | 60.15%
2025-12-08 09:00 | 45999.375 |  | 60.19%
2025-12-08 10:00 | 45999.4167 |  | 60.41%
2025-12-08 11:00 | 45999.4583 |  | 60.41%
2025-12-08 12:00 | 45999.5 |  | 60.7%
2025-12-08 13:00 | 45999.5417 |  | 60.82%
2025-12-08 14:00 | 45999.5833 |  | 60.91%
2025-12-08 15:00 | 45999.625 |  | 61.11%
2025-12-08 16:00 | 45999.6667 |  | 61.36%
2025-12-08 17:00 | 45999.7083 |  | 61.16%
2025-12-08 18:00 | 45999.75 |  | 61.09%
2025-12-08 19:00 | 45999.7917 |  | 59.99%
2025-12-08 20:00 | 45999.8333 |  | 58.75%
2025-12-08 21:00 | 45999.875 |  | 56.76%
2025-12-08 22:00 | 45999.9167 |  | 55.32%
2025-12-08 23:00 | 45999.9583 |  | 55.74%
2025-12-09 | 46000 |  | 55.12%
2025-12-09 01:00 | 46000.0417 |  | 54.9%
2025-12-09 02:00 | 46000.0833 |  | 54.72%
2025-12-09 03:00 | 46000.125 |  | 54.59%
2025-12-09 04:00 | 46000.1667 |  | 53.94%
2025-12-09 05:00 | 46000.2083 |  | 54.2%
2025-12-09 06:00 | 46000.25 |  | 55.73%
2025-12-09 07:00 | 46000.2917 |  | 58.45%
2025-12-09 08:00 | 46000.3333 |  | 59.86%
2025-12-09 09:00 | 46000.375 |  | 59.9%
2025-12-09 10:00 | 46000.4167 |  | 60.12%
2025-12-09 11:00 | 46000.4583 |  | 60.12%
2025-12-09 12:00 | 46000.5 |  | 60.41%
2025-12-09 13:00 | 46000.5417 |  | 60.53%
2025-12-09 14:00 | 46000.5833 |  | 60.62%
2025-12-09 15:00 | 46000.625 |  | 60.82%
2025-12-09 16:00 | 46000.6667 |  | 61.06%
2025-12-09 17:00 | 46000.7083 |  | 60.87%
2025-12-09 18:00 | 46000.75 |  | 60.8%
2025-12-09 19:00 | 46000.7917 |  | 59.7%
2025-12-09 20:00 | 46000.8333 |  | 58.46%
2025-12-09 21:00 | 46000.875 |  | 56.48%
2025-12-09 22:00 | 46000.9167 |  | 55.05%
2025-12-09 23:00 | 46000.9583 |  | 55.48%
2025-12-10 | 46001 |  | 55.29%
2025-12-10 01:00 | 46001.0417 |  | 55.08%
2025-12-10 02:00 | 46001.0833 |  | 54.89%
2025-12-10 03:00 | 46001.125 |  | 54.76%
2025-12-10 04:00 | 46001.1667 |  | 54.11%
2025-12-10 05:00 | 46001.2083 |  | 54.38%
2025-12-10 06:00 | 46001.25 |  | 55.91%
2025-12-10 07:00 | 46001.2917 |  | 58.63%
2025-12-10 08:00 | 46001.3333 |  | 60.05%
2025-12-10 09:00 | 46001.375 |  | 60.1%
2025-12-10 10:00 | 46001.4167 |  | 60.31%
2025-12-10 11:00 | 46001.4583 |  | 60.31%
2025-12-10 12:00 | 46001.5 |  | 60.6%
2025-12-10 13:00 | 46001.5417 |  | 60.72%
2025-12-10 14:00 | 46001.5833 |  | 60.81%
2025-12-10 15:00 | 46001.625 |  | 61.01%
2025-12-10 16:00 | 46001.6667 |  | 61.26%
2025-12-10 17:00 | 46001.7083 |  | 61.06%
2025-12-10 18:00 | 46001.75 |  | 60.99%
2025-12-10 19:00 | 46001.7917 |  | 59.89%
2025-12-10 20:00 | 46001.8333 |  | 58.65%
2025-12-10 21:00 | 46001.875 |  | 56.66%
2025-12-10 22:00 | 46001.9167 |  | 55.23%
2025-12-10 23:00 | 46001.9583 |  | 55.65%
2025-12-11 | 46002 |  | 55.65%
2025-12-11 01:00 | 46002.0417 |  | 55.43%
2025-12-11 02:00 | 46002.0833 |  | 55.25%
2025-12-11 03:00 | 46002.125 |  | 55.12%
2025-12-11 04:00 | 46002.1667 |  | 54.47%
2025-12-11 05:00 | 46002.2083 |  | 54.73%
2025-12-11 06:00 | 46002.25 |  | 56.27%
2025-12-11 07:00 | 46002.2917 |  | 59.02%
2025-12-11 08:00 | 46002.3333 |  | 60.44%
2025-12-11 09:00 | 46002.375 |  | 60.49%
2025-12-11 10:00 | 46002.4167 |  | 60.7%
2025-12-11 11:00 | 46002.4583 |  | 60.7%
2025-12-11 12:00 | 46002.5 |  | 61%
2025-12-11 13:00 | 46002.5417 |  | 61.12%
2025-12-11 14:00 | 46002.5833 |  | 61.21%
2025-12-11 15:00 | 46002.625 |  | 61.41%
2025-12-11 16:00 | 46002.6667 |  | 61.65%
2025-12-11 17:00 | 46002.7083 |  | 61.46%
2025-12-11 18:00 | 46002.75 |  | 61.39%
2025-12-11 19:00 | 46002.7917 |  | 60.28%
2025-12-11 20:00 | 46002.8333 |  | 59.03%
2025-12-11 21:00 | 46002.875 |  | 57.03%
2025-12-11 22:00 | 46002.9167 |  | 55.59%
2025-12-11 23:00 | 46002.9583 |  | 56.01%
2025-12-12 | 46003 |  | 54.29%
2025-12-12 01:00 | 46003.0417 |  | 55.1%
2025-12-12 02:00 | 46003.0833 |  | 54.69%
2025-12-12 03:00 | 46003.125 |  | 54%
2025-12-12 04:00 | 46003.1667 |  | 52.84%
2025-12-12 05:00 | 46003.2083 |  | 52.51%
2025-12-12 06:00 | 46003.25 |  | 53.4%
2025-12-12 07:00 | 46003.2917 |  | 54.35%
2025-12-12 08:00 | 46003.3333 |  | 56.18%
2025-12-12 09:00 | 46003.375 |  | 57.94%
2025-12-12 10:00 | 46003.4167 |  | 59.14%
2025-12-12 11:00 | 46003.4583 |  | 59.37%
2025-12-12 12:00 | 46003.5 |  | 59.95%
2025-12-12 13:00 | 46003.5417 |  | 59.77%
2025-12-12 14:00 | 46003.5833 |  | 60.16%
2025-12-12 15:00 | 46003.625 |  | 59.99%
2025-12-12 16:00 | 46003.6667 |  | 59.84%
2025-12-12 17:00 | 46003.7083 |  | 59.14%
2025-12-12 18:00 | 46003.75 |  | 56.16%
2025-12-12 19:00 | 46003.7917 |  | 54.52%
2025-12-12 20:00 | 46003.8333 |  | 53.22%
2025-12-12 21:00 | 46003.875 |  | 51.85%
2025-12-12 22:00 | 46003.9167 |  | 51.63%
2025-12-12 23:00 | 46003.9583 |  | 53.51%
2025-12-13 | 46004 |  | 53.87%
2025-12-13 01:00 | 46004.0417 |  | 54.68%
2025-12-13 02:00 | 46004.0833 |  | 54.28%
2025-12-13 03:00 | 46004.125 |  | 53.59%
2025-12-13 04:00 | 46004.1667 |  | 52.43%
2025-12-13 05:00 | 46004.2083 |  | 52.11%
2025-12-13 06:00 | 46004.25 |  | 53%
2025-12-13 07:00 | 46004.2917 |  | 53.94%
2025-12-13 08:00 | 46004.3333 |  | 55.76%
2025-12-13 09:00 | 46004.375 |  | 57.5%
2025-12-13 10:00 | 46004.4167 |  | 58.69%
2025-12-13 11:00 | 46004.4583 |  | 58.92%
2025-12-13 12:00 | 46004.5 |  | 59.5%
2025-12-13 13:00 | 46004.5417 |  | 59.32%
2025-12-13 14:00 | 46004.5833 |  | 59.7%
2025-12-13 15:00 | 46004.625 |  | 59.53%
2025-12-13 16:00 | 46004.6667 |  | 59.39%
2025-12-13 17:00 | 46004.7083 |  | 58.68%
2025-12-13 18:00 | 46004.75 |  | 55.73%
2025-12-13 19:00 | 46004.7917 |  | 54.11%
2025-12-13 20:00 | 46004.8333 |  | 52.82%
2025-12-13 21:00 | 46004.875 |  | 51.46%
2025-12-13 22:00 | 46004.9167 |  | 51.24%
2025-12-13 23:00 | 46004.9583 |  | 53.1%
2025-12-14 | 46005 |  | 55.01%
2025-12-14 01:00 | 46005.0417 |  | 54.8%
2025-12-14 02:00 | 46005.0833 |  | 54.61%
2025-12-14 03:00 | 46005.125 |  | 54.48%
2025-12-14 04:00 | 46005.1667 |  | 53.84%
2025-12-14 05:00 | 46005.2083 |  | 54.1%
2025-12-14 06:00 | 46005.25 |  | 55.63%
2025-12-14 07:00 | 46005.2917 |  | 58.34%
2025-12-14 08:00 | 46005.3333 |  | 59.75%
2025-12-14 09:00 | 46005.375 |  | 59.79%
2025-12-14 10:00 | 46005.4167 |  | 60.01%
2025-12-14 11:00 | 46005.4583 |  | 60%
2025-12-14 12:00 | 46005.5 |  | 60.29%
2025-12-14 13:00 | 46005.5417 |  | 60.42%
2025-12-14 14:00 | 46005.5833 |  | 60.5%
2025-12-14 15:00 | 46005.625 |  | 60.7%
2025-12-14 16:00 | 46005.6667 |  | 60.94%
2025-12-14 17:00 | 46005.7083 |  | 60.75%
2025-12-14 18:00 | 46005.75 |  | 60.68%
2025-12-14 19:00 | 46005.7917 |  | 59.59%
2025-12-14 20:00 | 46005.8333 |  | 58.35%
2025-12-14 21:00 | 46005.875 |  | 56.37%
2025-12-14 22:00 | 46005.9167 |  | 54.95%
2025-12-14 23:00 | 46005.9583 |  | 55.37%
2025-12-15 | 46006 |  | 54.54%
2025-12-15 01:00 | 46006.0417 |  | 54.33%
2025-12-15 02:00 | 46006.0833 |  | 54.15%
2025-12-15 03:00 | 46006.125 |  | 54.02%
2025-12-15 04:00 | 46006.1667 |  | 53.38%
2025-12-15 05:00 | 46006.2083 |  | 53.64%
2025-12-15 06:00 | 46006.25 |  | 55.15%
2025-12-15 07:00 | 46006.2917 |  | 57.84%
2025-12-15 08:00 | 46006.3333 |  | 59.24%
2025-12-15 09:00 | 46006.375 |  | 59.28%
2025-12-15 10:00 | 46006.4167 |  | 59.5%
2025-12-15 11:00 | 46006.4583 |  | 59.49%
2025-12-15 12:00 | 46006.5 |  | 59.78%
2025-12-15 13:00 | 46006.5417 |  | 59.9%
2025-12-15 14:00 | 46006.5833 |  | 59.99%
2025-12-15 15:00 | 46006.625 |  | 60.19%
2025-12-15 16:00 | 46006.6667 |  | 60.43%
2025-12-15 17:00 | 46006.7083 |  | 60.24%
2025-12-15 18:00 | 46006.75 |  | 60.17%
2025-12-15 19:00 | 46006.7917 |  | 59.09%
2025-12-15 20:00 | 46006.8333 |  | 57.86%
2025-12-15 21:00 | 46006.875 |  | 55.9%
2025-12-15 22:00 | 46006.9167 |  | 54.48%
2025-12-15 23:00 | 46006.9583 |  | 54.9%
2025-12-16 | 46007 |  | 54.53%
2025-12-16 01:00 | 46007.0417 |  | 54.32%
2025-12-16 02:00 | 46007.0833 |  | 54.14%
2025-12-16 03:00 | 46007.125 |  | 54.01%
2025-12-16 04:00 | 46007.1667 |  | 53.37%
2025-12-16 05:00 | 46007.2083 |  | 53.63%
2025-12-16 06:00 | 46007.25 |  | 55.14%
2025-12-16 07:00 | 46007.2917 |  | 57.83%
2025-12-16 08:00 | 46007.3333 |  | 59.23%
2025-12-16 09:00 | 46007.375 |  | 59.27%
2025-12-16 10:00 | 46007.4167 |  | 59.48%
2025-12-16 11:00 | 46007.4583 |  | 59.48%
2025-12-16 12:00 | 46007.5 |  | 59.77%
2025-12-16 13:00 | 46007.5417 |  | 59.89%
2025-12-16 14:00 | 46007.5833 |  | 59.97%
2025-12-16 15:00 | 46007.625 |  | 60.17%
2025-12-16 16:00 | 46007.6667 |  | 60.41%
2025-12-16 17:00 | 46007.7083 |  | 60.22%
2025-12-16 18:00 | 46007.75 |  | 60.15%
2025-12-16 19:00 | 46007.7917 |  | 59.07%
2025-12-16 20:00 | 46007.8333 |  | 57.85%
2025-12-16 21:00 | 46007.875 |  | 55.88%
2025-12-16 22:00 | 46007.9167 |  | 54.47%
2025-12-16 23:00 | 46007.9583 |  | 54.89%
2025-12-17 | 46008 |  | 55.13%
2025-12-17 01:00 | 46008.0417 |  | 54.92%
2025-12-17 02:00 | 46008.0833 |  | 54.73%
2025-12-17 03:00 | 46008.125 |  | 54.6%
2025-12-17 04:00 | 46008.1667 |  | 53.96%
2025-12-17 05:00 | 46008.2083 |  | 54.22%
2025-12-17 06:00 | 46008.25 |  | 55.75%
2025-12-17 07:00 | 46008.2917 |  | 58.46%
2025-12-17 08:00 | 46008.3333 |  | 59.88%
2025-12-17 09:00 | 46008.375 |  | 59.92%
2025-12-17 10:00 | 46008.4167 |  | 60.14%
2025-12-17 11:00 | 46008.4583 |  | 60.14%
2025-12-17 12:00 | 46008.5 |  | 60.43%
2025-12-17 13:00 | 46008.5417 |  | 60.55%
2025-12-17 14:00 | 46008.5833 |  | 60.63%
2025-12-17 15:00 | 46008.625 |  | 60.84%
2025-12-17 16:00 | 46008.6667 |  | 61.08%
2025-12-17 17:00 | 46008.7083 |  | 60.88%
2025-12-17 18:00 | 46008.75 |  | 60.82%
2025-12-17 19:00 | 46008.7917 |  | 59.72%
2025-12-17 20:00 | 46008.8333 |  | 58.48%
2025-12-17 21:00 | 46008.875 |  | 56.5%
2025-12-17 22:00 | 46008.9167 |  | 55.07%
2025-12-17 23:00 | 46008.9583 |  | 55.49%
2025-12-18 | 46009 |  | 55.06%
2025-12-18 01:00 | 46009.0417 |  | 54.85%
2025-12-18 02:00 | 46009.0833 |  | 54.67%
2025-12-18 03:00 | 46009.125 |  | 54.54%
2025-12-18 04:00 | 46009.1667 |  | 53.89%
2025-12-18 05:00 | 46009.2083 |  | 54.15%
2025-12-18 06:00 | 46009.25 |  | 55.68%
2025-12-18 07:00 | 46009.2917 |  | 58.39%
2025-12-18 08:00 | 46009.3333 |  | 59.81%
2025-12-18 09:00 | 46009.375 |  | 59.85%
2025-12-18 10:00 | 46009.4167 |  | 60.06%
2025-12-18 11:00 | 46009.4583 |  | 60.06%
2025-12-18 12:00 | 46009.5 |  | 60.35%
2025-12-18 13:00 | 46009.5417 |  | 60.47%
2025-12-18 14:00 | 46009.5833 |  | 60.56%
2025-12-18 15:00 | 46009.625 |  | 60.76%
2025-12-18 16:00 | 46009.6667 |  | 61%
2025-12-18 17:00 | 46009.7083 |  | 60.81%
2025-12-18 18:00 | 46009.75 |  | 60.74%
2025-12-18 19:00 | 46009.7917 |  | 59.65%
2025-12-18 20:00 | 46009.8333 |  | 58.41%
2025-12-18 21:00 | 46009.875 |  | 56.43%
2025-12-18 22:00 | 46009.9167 |  | 55%
2025-12-18 23:00 | 46009.9583 |  | 55.42%
2025-12-19 | 46010 |  | 53.33%
2025-12-19 01:00 | 46010.0417 |  | 54.13%
2025-12-19 02:00 | 46010.0833 |  | 53.73%
2025-12-19 03:00 | 46010.125 |  | 53.05%
2025-12-19 04:00 | 46010.1667 |  | 51.91%
2025-12-19 05:00 | 46010.2083 |  | 51.58%
2025-12-19 06:00 | 46010.25 |  | 52.46%
2025-12-19 07:00 | 46010.2917 |  | 53.39%
2025-12-19 08:00 | 46010.3333 |  | 55.2%
2025-12-19 09:00 | 46010.375 |  | 56.92%
2025-12-19 10:00 | 46010.4167 |  | 58.1%
2025-12-19 11:00 | 46010.4583 |  | 58.33%
2025-12-19 12:00 | 46010.5 |  | 58.9%
2025-12-19 13:00 | 46010.5417 |  | 58.72%
2025-12-19 14:00 | 46010.5833 |  | 59.1%
2025-12-19 15:00 | 46010.625 |  | 58.94%
2025-12-19 16:00 | 46010.6667 |  | 58.79%
2025-12-19 17:00 | 46010.7083 |  | 58.1%
2025-12-19 18:00 | 46010.75 |  | 55.17%
2025-12-19 19:00 | 46010.7917 |  | 53.56%
2025-12-19 20:00 | 46010.8333 |  | 52.29%
2025-12-19 21:00 | 46010.875 |  | 50.94%
2025-12-19 22:00 | 46010.9167 |  | 50.72%
2025-12-19 23:00 | 46010.9583 |  | 52.57%
2025-12-20 | 46011 |  | 53.51%
2025-12-20 01:00 | 46011.0417 |  | 54.31%
2025-12-20 02:00 | 46011.0833 |  | 53.91%
2025-12-20 03:00 | 46011.125 |  | 53.23%
2025-12-20 04:00 | 46011.1667 |  | 52.08%
2025-12-20 05:00 | 46011.2083 |  | 51.76%
2025-12-20 06:00 | 46011.25 |  | 52.64%
2025-12-20 07:00 | 46011.2917 |  | 53.57%
2025-12-20 08:00 | 46011.3333 |  | 55.38%
2025-12-20 09:00 | 46011.375 |  | 57.11%
2025-12-20 10:00 | 46011.4167 |  | 58.3%
2025-12-20 11:00 | 46011.4583 |  | 58.52%
2025-12-20 12:00 | 46011.5 |  | 59.09%
2025-12-20 13:00 | 46011.5417 |  | 58.92%
2025-12-20 14:00 | 46011.5833 |  | 59.3%
2025-12-20 15:00 | 46011.625 |  | 59.13%
2025-12-20 16:00 | 46011.6667 |  | 58.99%
2025-12-20 17:00 | 46011.7083 |  | 58.29%
2025-12-20 18:00 | 46011.75 |  | 55.36%
2025-12-20 19:00 | 46011.7917 |  | 53.74%
2025-12-20 20:00 | 46011.8333 |  | 52.46%
2025-12-20 21:00 | 46011.875 |  | 51.11%
2025-12-20 22:00 | 46011.9167 |  | 50.89%
2025-12-20 23:00 | 46011.9583 |  | 52.75%
2025-12-21 | 46012 |  | 54.52%
2025-12-21 01:00 | 46012.0417 |  | 54.31%
2025-12-21 02:00 | 46012.0833 |  | 54.12%
2025-12-21 03:00 | 46012.125 |  | 54%
2025-12-21 04:00 | 46012.1667 |  | 53.36%
2025-12-21 05:00 | 46012.2083 |  | 53.62%
2025-12-21 06:00 | 46012.25 |  | 55.13%
2025-12-21 07:00 | 46012.2917 |  | 57.81%
2025-12-21 08:00 | 46012.3333 |  | 59.21%
2025-12-21 09:00 | 46012.375 |  | 59.25%
2025-12-21 10:00 | 46012.4167 |  | 59.47%
2025-12-21 11:00 | 46012.4583 |  | 59.47%
2025-12-21 12:00 | 46012.5 |  | 59.75%
2025-12-21 13:00 | 46012.5417 |  | 59.87%
2025-12-21 14:00 | 46012.5833 |  | 59.96%
2025-12-21 15:00 | 46012.625 |  | 60.16%
2025-12-21 16:00 | 46012.6667 |  | 60.4%
2025-12-21 17:00 | 46012.7083 |  | 60.21%
2025-12-21 18:00 | 46012.75 |  | 60.14%
2025-12-21 19:00 | 46012.7917 |  | 59.06%
2025-12-21 20:00 | 46012.8333 |  | 57.83%
2025-12-21 21:00 | 46012.875 |  | 55.87%
2025-12-21 22:00 | 46012.9167 |  | 54.45%
2025-12-21 23:00 | 46012.9583 |  | 54.87%
2025-12-22 | 46013 |  | 54.52%
2025-12-22 01:00 | 46013.0417 |  | 54.31%
2025-12-22 02:00 | 46013.0833 |  | 54.12%
2025-12-22 03:00 | 46013.125 |  | 54%
2025-12-22 04:00 | 46013.1667 |  | 53.36%
2025-12-22 05:00 | 46013.2083 |  | 53.62%
2025-12-22 06:00 | 46013.25 |  | 55.13%
2025-12-22 07:00 | 46013.2917 |  | 57.81%
2025-12-22 08:00 | 46013.3333 |  | 59.21%
2025-12-22 09:00 | 46013.375 |  | 59.25%
2025-12-22 10:00 | 46013.4167 |  | 59.47%
2025-12-22 11:00 | 46013.4583 |  | 59.47%
2025-12-22 12:00 | 46013.5 |  | 59.75%
2025-12-22 13:00 | 46013.5417 |  | 59.87%
2025-12-22 14:00 | 46013.5833 |  | 59.96%
2025-12-22 15:00 | 46013.625 |  | 60.16%
2025-12-22 16:00 | 46013.6667 |  | 60.4%
2025-12-22 17:00 | 46013.7083 |  | 60.21%
2025-12-22 18:00 | 46013.75 |  | 60.14%
2025-12-22 19:00 | 46013.7917 |  | 59.06%
2025-12-22 20:00 | 46013.8333 |  | 57.83%
2025-12-22 21:00 | 46013.875 |  | 55.87%
2025-12-22 22:00 | 46013.9167 |  | 54.45%
2025-12-22 23:00 | 46013.9583 |  | 54.87%
2025-12-23 | 46014 |  | 54.98%
2025-12-23 01:00 | 46014.0417 |  | 54.77%
2025-12-23 02:00 | 46014.0833 |  | 54.59%
2025-12-23 03:00 | 46014.125 |  | 54.46%
2025-12-23 04:00 | 46014.1667 |  | 53.81%
2025-12-23 05:00 | 46014.2083 |  | 54.08%
2025-12-23 06:00 | 46014.25 |  | 55.6%
2025-12-23 07:00 | 46014.2917 |  | 58.31%
2025-12-23 08:00 | 46014.3333 |  | 59.72%
2025-12-23 09:00 | 46014.375 |  | 59.76%
2025-12-23 10:00 | 46014.4167 |  | 59.98%
2025-12-23 11:00 | 46014.4583 |  | 59.97%
2025-12-23 12:00 | 46014.5 |  | 60.26%
2025-12-23 13:00 | 46014.5417 |  | 60.39%
2025-12-23 14:00 | 46014.5833 |  | 60.47%
2025-12-23 15:00 | 46014.625 |  | 60.67%
2025-12-23 16:00 | 46014.6667 |  | 60.91%
2025-12-23 17:00 | 46014.7083 |  | 60.72%
2025-12-23 18:00 | 46014.75 |  | 60.65%
2025-12-23 19:00 | 46014.7917 |  | 59.56%
2025-12-23 20:00 | 46014.8333 |  | 58.33%
2025-12-23 21:00 | 46014.875 |  | 56.35%
2025-12-23 22:00 | 46014.9167 |  | 54.92%
2025-12-23 23:00 | 46014.9583 |  | 55.34%
2025-12-24 | 46015 |  | 55.35%
2025-12-24 01:00 | 46015.0417 |  | 55.14%
2025-12-24 02:00 | 46015.0833 |  | 54.95%
2025-12-24 03:00 | 46015.125 |  | 54.82%
2025-12-24 04:00 | 46015.1667 |  | 54.18%
2025-12-24 05:00 | 46015.2083 |  | 54.44%
2025-12-24 06:00 | 46015.25 |  | 55.97%
2025-12-24 07:00 | 46015.2917 |  | 58.7%
2025-12-24 08:00 | 46015.3333 |  | 60.12%
2025-12-24 09:00 | 46015.375 |  | 60.16%
2025-12-24 10:00 | 46015.4167 |  | 60.38%
2025-12-24 11:00 | 46015.4583 |  | 60.38%
2025-12-24 12:00 | 46015.5 |  | 60.67%
2025-12-24 13:00 | 46015.5417 |  | 60.79%
2025-12-24 14:00 | 46015.5833 |  | 60.88%
2025-12-24 15:00 | 46015.625 |  | 61.08%
2025-12-24 16:00 | 46015.6667 |  | 61.33%
2025-12-24 17:00 | 46015.7083 |  | 61.13%
2025-12-24 18:00 | 46015.75 |  | 61.06%
2025-12-24 19:00 | 46015.7917 |  | 59.96%
2025-12-24 20:00 | 46015.8333 |  | 58.72%
2025-12-24 21:00 | 46015.875 |  | 56.73%
2025-12-24 22:00 | 46015.9167 |  | 55.29%
2025-12-24 23:00 | 46015.9583 |  | 55.72%
2025-12-25 | 46016 |  | 53.49%
2025-12-25 01:00 | 46016.0417 |  | 54.28%
2025-12-25 02:00 | 46016.0833 |  | 53.89%
2025-12-25 03:00 | 46016.125 |  | 53.2%
2025-12-25 04:00 | 46016.1667 |  | 52.06%
2025-12-25 05:00 | 46016.2083 |  | 51.73%
2025-12-25 06:00 | 46016.25 |  | 52.62%
2025-12-25 07:00 | 46016.2917 |  | 53.55%
2025-12-25 08:00 | 46016.3333 |  | 55.36%
2025-12-25 09:00 | 46016.375 |  | 57.09%
2025-12-25 10:00 | 46016.4167 |  | 58.27%
2025-12-25 11:00 | 46016.4583 |  | 58.5%
2025-12-25 12:00 | 46016.5 |  | 59.07%
2025-12-25 13:00 | 46016.5417 |  | 58.89%
2025-12-25 14:00 | 46016.5833 |  | 59.27%
2025-12-25 15:00 | 46016.625 |  | 59.11%
2025-12-25 16:00 | 46016.6667 |  | 58.96%
2025-12-25 17:00 | 46016.7083 |  | 58.26%
2025-12-25 18:00 | 46016.75 |  | 55.33%
2025-12-25 19:00 | 46016.7917 |  | 53.72%
2025-12-25 20:00 | 46016.8333 |  | 52.44%
2025-12-25 21:00 | 46016.875 |  | 51.09%
2025-12-25 22:00 | 46016.9167 |  | 50.87%
2025-12-25 23:00 | 46016.9583 |  | 52.72%
2025-12-26 | 46017 |  | 54.73%
2025-12-26 01:00 | 46017.0417 |  | 55.54%
2025-12-26 02:00 | 46017.0833 |  | 55.14%
2025-12-26 03:00 | 46017.125 |  | 54.44%
2025-12-26 04:00 | 46017.1667 |  | 53.27%
2025-12-26 05:00 | 46017.2083 |  | 52.94%
2025-12-26 06:00 | 46017.25 |  | 53.84%
2025-12-26 07:00 | 46017.2917 |  | 54.79%
2025-12-26 08:00 | 46017.3333 |  | 56.64%
2025-12-26 09:00 | 46017.375 |  | 58.41%
2025-12-26 10:00 | 46017.4167 |  | 59.62%
2025-12-26 11:00 | 46017.4583 |  | 59.86%
2025-12-26 12:00 | 46017.5 |  | 60.44%
2025-12-26 13:00 | 46017.5417 |  | 60.26%
2025-12-26 14:00 | 46017.5833 |  | 60.65%
2025-12-26 15:00 | 46017.625 |  | 60.48%
2025-12-26 16:00 | 46017.6667 |  | 60.33%
2025-12-26 17:00 | 46017.7083 |  | 59.62%
2025-12-26 18:00 | 46017.75 |  | 56.62%
2025-12-26 19:00 | 46017.7917 |  | 54.97%
2025-12-26 20:00 | 46017.8333 |  | 53.65%
2025-12-26 21:00 | 46017.875 |  | 52.27%
2025-12-26 22:00 | 46017.9167 |  | 52.05%
2025-12-26 23:00 | 46017.9583 |  | 53.95%
2025-12-27 | 46018 |  | 54.5%
2025-12-27 01:00 | 46018.0417 |  | 55.32%
2025-12-27 02:00 | 46018.0833 |  | 54.91%
2025-12-27 03:00 | 46018.125 |  | 54.21%
2025-12-27 04:00 | 46018.1667 |  | 53.05%
2025-12-27 05:00 | 46018.2083 |  | 52.72%
2025-12-27 06:00 | 46018.25 |  | 53.62%
2025-12-27 07:00 | 46018.2917 |  | 54.57%
2025-12-27 08:00 | 46018.3333 |  | 56.41%
2025-12-27 09:00 | 46018.375 |  | 58.17%
2025-12-27 10:00 | 46018.4167 |  | 59.38%
2025-12-27 11:00 | 46018.4583 |  | 59.61%
2025-12-27 12:00 | 46018.5 |  | 60.19%
2025-12-27 13:00 | 46018.5417 |  | 60.01%
2025-12-27 14:00 | 46018.5833 |  | 60.4%
2025-12-27 15:00 | 46018.625 |  | 60.23%
2025-12-27 16:00 | 46018.6667 |  | 60.08%
2025-12-27 17:00 | 46018.7083 |  | 59.37%
2025-12-27 18:00 | 46018.75 |  | 56.38%
2025-12-27 19:00 | 46018.7917 |  | 54.74%
2025-12-27 20:00 | 46018.8333 |  | 53.43%
2025-12-27 21:00 | 46018.875 |  | 52.06%
2025-12-27 22:00 | 46018.9167 |  | 51.84%
2025-12-27 23:00 | 46018.9583 |  | 53.72%
2025-12-28 | 46019 |  | 55.75%
2025-12-28 01:00 | 46019.0417 |  | 55.53%
2025-12-28 02:00 | 46019.0833 |  | 55.34%
2025-12-28 03:00 | 46019.125 |  | 55.21%
2025-12-28 04:00 | 46019.1667 |  | 54.56%
2025-12-28 05:00 | 46019.2083 |  | 54.83%
2025-12-28 06:00 | 46019.25 |  | 56.37%
2025-12-28 07:00 | 46019.2917 |  | 59.12%
2025-12-28 08:00 | 46019.3333 |  | 60.55%
2025-12-28 09:00 | 46019.375 |  | 60.59%
2025-12-28 10:00 | 46019.4167 |  | 60.81%
2025-12-28 11:00 | 46019.4583 |  | 60.81%
2025-12-28 12:00 | 46019.5 |  | 61.1%
2025-12-28 13:00 | 46019.5417 |  | 61.22%
2025-12-28 14:00 | 46019.5833 |  | 61.31%
2025-12-28 15:00 | 46019.625 |  | 61.52%
2025-12-28 16:00 | 46019.6667 |  | 61.76%
2025-12-28 17:00 | 46019.7083 |  | 61.56%
2025-12-28 18:00 | 46019.75 |  | 61.5%
2025-12-28 19:00 | 46019.7917 |  | 60.39%
2025-12-28 20:00 | 46019.8333 |  | 59.14%
2025-12-28 21:00 | 46019.875 |  | 57.13%
2025-12-28 22:00 | 46019.9167 |  | 55.68%
2025-12-28 23:00 | 46019.9583 |  | 56.11%
2025-12-29 | 46020 |  | 55.75%
2025-12-29 01:00 | 46020.0417 |  | 55.53%
2025-12-29 02:00 | 46020.0833 |  | 55.34%
2025-12-29 03:00 | 46020.125 |  | 55.21%
2025-12-29 04:00 | 46020.1667 |  | 54.56%
2025-12-29 05:00 | 46020.2083 |  | 54.83%
2025-12-29 06:00 | 46020.25 |  | 56.37%
2025-12-29 07:00 | 46020.2917 |  | 59.12%
2025-12-29 08:00 | 46020.3333 |  | 60.55%
2025-12-29 09:00 | 46020.375 |  | 60.59%
2025-12-29 10:00 | 46020.4167 |  | 60.81%
2025-12-29 11:00 | 46020.4583 |  | 60.81%
2025-12-29 12:00 | 46020.5 |  | 61.1%
2025-12-29 13:00 | 46020.5417 |  | 61.22%
2025-12-29 14:00 | 46020.5833 |  | 61.31%
2025-12-29 15:00 | 46020.625 |  | 61.52%
2025-12-29 16:00 | 46020.6667 |  | 61.76%
2025-12-29 17:00 | 46020.7083 |  | 61.56%
2025-12-29 18:00 | 46020.75 |  | 61.5%
2025-12-29 19:00 | 46020.7917 |  | 60.39%
2025-12-29 20:00 | 46020.8333 |  | 59.14%
2025-12-29 21:00 | 46020.875 |  | 57.13%
2025-12-29 22:00 | 46020.9167 |  | 55.68%
2025-12-29 23:00 | 46020.9583 |  | 56.11%
2025-12-30 | 46021 |  | 55.75%
2025-12-30 01:00 | 46021.0417 |  | 55.53%
2025-12-30 02:00 | 46021.0833 |  | 55.34%
2025-12-30 03:00 | 46021.125 |  | 55.21%
2025-12-30 04:00 | 46021.1667 |  | 54.56%
2025-12-30 05:00 | 46021.2083 |  | 54.83%
2025-12-30 06:00 | 46021.25 |  | 56.37%
2025-12-30 07:00 | 46021.2917 |  | 59.12%
2025-12-30 08:00 | 46021.3333 |  | 60.55%
2025-12-30 09:00 | 46021.375 |  | 60.59%
2025-12-30 10:00 | 46021.4167 |  | 60.81%
2025-12-30 11:00 | 46021.4583 |  | 60.81%
2025-12-30 12:00 | 46021.5 |  | 61.1%
2025-12-30 13:00 | 46021.5417 |  | 61.22%
2025-12-30 14:00 | 46021.5833 |  | 61.31%
2025-12-30 15:00 | 46021.625 |  | 61.52%
2025-12-30 16:00 | 46021.6667 |  | 61.76%
2025-12-30 17:00 | 46021.7083 |  | 61.56%
2025-12-30 18:00 | 46021.75 |  | 61.5%
2025-12-30 19:00 | 46021.7917 |  | 60.39%
2025-12-30 20:00 | 46021.8333 |  | 59.14%
2025-12-30 21:00 | 46021.875 |  | 57.13%
2025-12-30 22:00 | 46021.9167 |  | 55.68%
2025-12-30 23:00 | 46021.9583 |  | 56.11%
2025-12-31 | 46022 |  | 55.75%
2025-12-31 01:00 | 46022.0417 |  | 55.53%
2025-12-31 02:00 | 46022.0833 |  | 55.34%
2025-12-31 03:00 | 46022.125 |  | 55.21%
2025-12-31 04:00 | 46022.1667 |  | 54.56%
2025-12-31 05:00 | 46022.2083 |  | 54.83%
2025-12-31 06:00 | 46022.25 |  | 56.37%
2025-12-31 07:00 | 46022.2917 |  | 59.12%
2025-12-31 08:00 | 46022.3333 |  | 60.55%
2025-12-31 09:00 | 46022.375 |  | 60.59%
2025-12-31 10:00 | 46022.4167 |  | 60.81%
2025-12-31 11:00 | 46022.4583 |  | 60.81%
2025-12-31 12:00 | 46022.5 |  | 61.1%
2025-12-31 13:00 | 46022.5417 |  | 61.22%
2025-12-31 14:00 | 46022.5833 |  | 61.31%
2025-12-31 15:00 | 46022.625 |  | 61.52%
2025-12-31 16:00 | 46022.6667 |  | 61.76%
2025-12-31 17:00 | 46022.7083 |  | 61.56%
2025-12-31 18:00 | 46022.75 |  | 61.5%
2025-12-31 19:00 | 46022.7917 |  | 60.39%
2025-12-31 20:00 | 46022.8333 |  | 59.14%
2025-12-31 21:00 | 46022.875 |  | 57.13%
2025-12-31 22:00 | 46022.9167 |  | 55.68%
2025-12-31 23:00 | 46022.9583 |  | 56.11%
2026-01-01 | 46023 |  | 51.77%
2026-01-01 01:00 | 46023.0417 |  | 51.25%
2026-01-01 02:00 | 46023.0833 |  | 51.15%
2026-01-01 03:00 | 46023.125 |  | 51%
2026-01-01 04:00 | 46023.1667 |  | 50.94%
2026-01-01 05:00 | 46023.2083 |  | 50.8%
2026-01-01 06:00 | 46023.25 |  | 51.23%
2026-01-01 07:00 | 46023.2917 |  | 51.92%
2026-01-01 08:00 | 46023.3333 |  | 53.14%
2026-01-01 09:00 | 46023.375 |  | 54.02%
2026-01-01 10:00 | 46023.4167 |  | 54.77%
2026-01-01 11:00 | 46023.4583 |  | 55%
2026-01-01 12:00 | 46023.5 |  | 55.02%
2026-01-01 13:00 | 46023.5417 |  | 54.54%
2026-01-01 14:00 | 46023.5833 |  | 54.52%
2026-01-01 15:00 | 46023.625 |  | 54.5%
2026-01-01 16:00 | 46023.6667 |  | 54.4%
2026-01-01 17:00 | 46023.7083 |  | 54.27%
2026-01-01 18:00 | 46023.75 |  | 53.74%
2026-01-01 19:00 | 46023.7917 |  | 53.03%
2026-01-01 20:00 | 46023.8333 |  | 52.4%
2026-01-01 21:00 | 46023.875 |  | 52.63%
2026-01-01 22:00 | 46023.9167 |  | 52.5%
2026-01-01 23:00 | 46023.9583 |  | 52.82%
2026-01-02 | 46024 |  | 51.25%
2026-01-02 01:00 | 46024.0417 |  | 50.74%
2026-01-02 02:00 | 46024.0833 |  | 50.64%
2026-01-02 03:00 | 46024.125 |  | 50.49%
2026-01-02 04:00 | 46024.1667 |  | 50.43%
2026-01-02 05:00 | 46024.2083 |  | 50.3%
2026-01-02 06:00 | 46024.25 |  | 50.72%
2026-01-02 07:00 | 46024.2917 |  | 51.4%
2026-01-02 08:00 | 46024.3333 |  | 52.61%
2026-01-02 09:00 | 46024.375 |  | 53.48%
2026-01-02 10:00 | 46024.4167 |  | 54.22%
2026-01-02 11:00 | 46024.4583 |  | 54.45%
2026-01-02 12:00 | 46024.5 |  | 54.47%
2026-01-02 13:00 | 46024.5417 |  | 54%
2026-01-02 14:00 | 46024.5833 |  | 53.98%
2026-01-02 15:00 | 46024.625 |  | 53.96%
2026-01-02 16:00 | 46024.6667 |  | 53.86%
2026-01-02 17:00 | 46024.7083 |  | 53.72%
2026-01-02 18:00 | 46024.75 |  | 53.2%
2026-01-02 19:00 | 46024.7917 |  | 52.5%
2026-01-02 20:00 | 46024.8333 |  | 51.87%
2026-01-02 21:00 | 46024.875 |  | 52.1%
2026-01-02 22:00 | 46024.9167 |  | 51.97%
2026-01-02 23:00 | 46024.9583 |  | 52.29%
2026-01-03 | 46025 |  | 51.59%
2026-01-03 01:00 | 46025.0417 |  | 51.08%
2026-01-03 02:00 | 46025.0833 |  | 50.97%
2026-01-03 03:00 | 46025.125 |  | 50.82%
2026-01-03 04:00 | 46025.1667 |  | 50.76%
2026-01-03 05:00 | 46025.2083 |  | 50.63%
2026-01-03 06:00 | 46025.25 |  | 51.05%
2026-01-03 07:00 | 46025.2917 |  | 51.74%
2026-01-03 08:00 | 46025.3333 |  | 52.96%
2026-01-03 09:00 | 46025.375 |  | 53.83%
2026-01-03 10:00 | 46025.4167 |  | 54.58%
2026-01-03 11:00 | 46025.4583 |  | 54.81%
2026-01-03 12:00 | 46025.5 |  | 54.83%
2026-01-03 13:00 | 46025.5417 |  | 54.36%
2026-01-03 14:00 | 46025.5833 |  | 54.33%
2026-01-03 15:00 | 46025.625 |  | 54.31%
2026-01-03 16:00 | 46025.6667 |  | 54.21%
2026-01-03 17:00 | 46025.7083 |  | 54.08%
2026-01-03 18:00 | 46025.75 |  | 53.55%
2026-01-03 19:00 | 46025.7917 |  | 52.84%
2026-01-03 20:00 | 46025.8333 |  | 52.22%
2026-01-03 21:00 | 46025.875 |  | 52.44%
2026-01-03 22:00 | 46025.9167 |  | 52.31%
2026-01-03 23:00 | 46025.9583 |  | 52.64%
2026-01-04 | 46026 |  | 52.44%
2026-01-04 01:00 | 46026.0417 |  | 51.77%
2026-01-04 02:00 | 46026.0833 |  | 51.4%
2026-01-04 03:00 | 46026.125 |  | 51.2%
2026-01-04 04:00 | 46026.1667 |  | 50.93%
2026-01-04 05:00 | 46026.2083 |  | 50.76%
2026-01-04 06:00 | 46026.25 |  | 52.03%
2026-01-04 07:00 | 46026.2917 |  | 54.08%
2026-01-04 08:00 | 46026.3333 |  | 54.67%
2026-01-04 09:00 | 46026.375 |  | 53.88%
2026-01-04 10:00 | 46026.4167 |  | 53.4%
2026-01-04 11:00 | 46026.4583 |  | 53.74%
2026-01-04 12:00 | 46026.5 |  | 53.69%
2026-01-04 13:00 | 46026.5417 |  | 53.61%
2026-01-04 14:00 | 46026.5833 |  | 54.08%
2026-01-04 15:00 | 46026.625 |  | 54.47%
2026-01-04 16:00 | 46026.6667 |  | 54.47%
2026-01-04 17:00 | 46026.7083 |  | 54.3%
2026-01-04 18:00 | 46026.75 |  | 54.05%
2026-01-04 19:00 | 46026.7917 |  | 53.67%
2026-01-04 20:00 | 46026.8333 |  | 53.05%
2026-01-04 21:00 | 46026.875 |  | 53.14%
2026-01-04 22:00 | 46026.9167 |  | 52.79%
2026-01-04 23:00 | 46026.9583 |  | 53.18%
2026-01-05 | 46027 |  | 52.24%
2026-01-05 01:00 | 46027.0417 |  | 51.57%
2026-01-05 02:00 | 46027.0833 |  | 51.19%
2026-01-05 03:00 | 46027.125 |  | 51%
2026-01-05 04:00 | 46027.1667 |  | 50.73%
2026-01-05 05:00 | 46027.2083 |  | 50.56%
2026-01-05 06:00 | 46027.25 |  | 51.82%
2026-01-05 07:00 | 46027.2917 |  | 53.87%
2026-01-05 08:00 | 46027.3333 |  | 54.45%
2026-01-05 09:00 | 46027.375 |  | 53.66%
2026-01-05 10:00 | 46027.4167 |  | 53.19%
2026-01-05 11:00 | 46027.4583 |  | 53.53%
2026-01-05 12:00 | 46027.5 |  | 53.48%
2026-01-05 13:00 | 46027.5417 |  | 53.4%
2026-01-05 14:00 | 46027.5833 |  | 53.87%
2026-01-05 15:00 | 46027.625 |  | 54.25%
2026-01-05 16:00 | 46027.6667 |  | 54.25%
2026-01-05 17:00 | 46027.7083 |  | 54.09%
2026-01-05 18:00 | 46027.75 |  | 53.84%
2026-01-05 19:00 | 46027.7917 |  | 53.46%
2026-01-05 20:00 | 46027.8333 |  | 52.84%
2026-01-05 21:00 | 46027.875 |  | 52.93%
2026-01-05 22:00 | 46027.9167 |  | 52.58%
2026-01-05 23:00 | 46027.9583 |  | 52.97%
2026-01-06 | 46028 |  | 52.27%
2026-01-06 01:00 | 46028.0417 |  | 51.6%
2026-01-06 02:00 | 46028.0833 |  | 51.22%
2026-01-06 03:00 | 46028.125 |  | 51.03%
2026-01-06 04:00 | 46028.1667 |  | 50.76%
2026-01-06 05:00 | 46028.2083 |  | 50.59%
2026-01-06 06:00 | 46028.25 |  | 51.85%
2026-01-06 07:00 | 46028.2917 |  | 53.9%
2026-01-06 08:00 | 46028.3333 |  | 54.48%
2026-01-06 09:00 | 46028.375 |  | 53.7%
2026-01-06 10:00 | 46028.4167 |  | 53.22%
2026-01-06 11:00 | 46028.4583 |  | 53.56%
2026-01-06 12:00 | 46028.5 |  | 53.51%
2026-01-06 13:00 | 46028.5417 |  | 53.43%
2026-01-06 14:00 | 46028.5833 |  | 53.9%
2026-01-06 15:00 | 46028.625 |  | 54.29%
2026-01-06 16:00 | 46028.6667 |  | 54.29%
2026-01-06 17:00 | 46028.7083 |  | 54.12%
2026-01-06 18:00 | 46028.75 |  | 53.87%
2026-01-06 19:00 | 46028.7917 |  | 53.49%
2026-01-06 20:00 | 46028.8333 |  | 52.87%
2026-01-06 21:00 | 46028.875 |  | 52.96%
2026-01-06 22:00 | 46028.9167 |  | 52.62%
2026-01-06 23:00 | 46028.9583 |  | 53%
2026-01-07 | 46029 |  | 52.52%
2026-01-07 01:00 | 46029.0417 |  | 51.86%
2026-01-07 02:00 | 46029.0833 |  | 51.48%
2026-01-07 03:00 | 46029.125 |  | 51.28%
2026-01-07 04:00 | 46029.1667 |  | 51.01%
2026-01-07 05:00 | 46029.2083 |  | 50.84%
2026-01-07 06:00 | 46029.25 |  | 52.11%
2026-01-07 07:00 | 46029.2917 |  | 54.16%
2026-01-07 08:00 | 46029.3333 |  | 54.75%
2026-01-07 09:00 | 46029.375 |  | 53.96%
2026-01-07 10:00 | 46029.4167 |  | 53.48%
2026-01-07 11:00 | 46029.4583 |  | 53.82%
2026-01-07 12:00 | 46029.5 |  | 53.77%
2026-01-07 13:00 | 46029.5417 |  | 53.69%
2026-01-07 14:00 | 46029.5833 |  | 54.17%
2026-01-07 15:00 | 46029.625 |  | 54.55%
2026-01-07 16:00 | 46029.6667 |  | 54.55%
2026-01-07 17:00 | 46029.7083 |  | 54.38%
2026-01-07 18:00 | 46029.75 |  | 54.14%
2026-01-07 19:00 | 46029.7917 |  | 53.75%
2026-01-07 20:00 | 46029.8333 |  | 53.13%
2026-01-07 21:00 | 46029.875 |  | 53.22%
2026-01-07 22:00 | 46029.9167 |  | 52.87%
2026-01-07 23:00 | 46029.9583 |  | 53.26%
2026-01-08 | 46030 |  | 52.75%
2026-01-08 01:00 | 46030.0417 |  | 52.08%
2026-01-08 02:00 | 46030.0833 |  | 51.7%
2026-01-08 03:00 | 46030.125 |  | 51.5%
2026-01-08 04:00 | 46030.1667 |  | 51.23%
2026-01-08 05:00 | 46030.2083 |  | 51.05%
2026-01-08 06:00 | 46030.25 |  | 52.33%
2026-01-08 07:00 | 46030.2917 |  | 54.39%
2026-01-08 08:00 | 46030.3333 |  | 54.99%
2026-01-08 09:00 | 46030.375 |  | 54.19%
2026-01-08 10:00 | 46030.4167 |  | 53.71%
2026-01-08 11:00 | 46030.4583 |  | 54.05%
2026-01-08 12:00 | 46030.5 |  | 54%
2026-01-08 13:00 | 46030.5417 |  | 53.92%
2026-01-08 14:00 | 46030.5833 |  | 54.4%
2026-01-08 15:00 | 46030.625 |  | 54.79%
2026-01-08 16:00 | 46030.6667 |  | 54.78%
2026-01-08 17:00 | 46030.7083 |  | 54.62%
2026-01-08 18:00 | 46030.75 |  | 54.37%
2026-01-08 19:00 | 46030.7917 |  | 53.98%
2026-01-08 20:00 | 46030.8333 |  | 53.36%
2026-01-08 21:00 | 46030.875 |  | 53.45%
2026-01-08 22:00 | 46030.9167 |  | 53.1%
2026-01-08 23:00 | 46030.9583 |  | 53.49%
2026-01-09 | 46031 |  | 51.42%
2026-01-09 01:00 | 46031.0417 |  | 50.91%
2026-01-09 02:00 | 46031.0833 |  | 50.8%
2026-01-09 03:00 | 46031.125 |  | 50.66%
2026-01-09 04:00 | 46031.1667 |  | 50.6%
2026-01-09 05:00 | 46031.2083 |  | 50.46%
2026-01-09 06:00 | 46031.25 |  | 50.89%
2026-01-09 07:00 | 46031.2917 |  | 51.57%
2026-01-09 08:00 | 46031.3333 |  | 52.79%
2026-01-09 09:00 | 46031.375 |  | 53.66%
2026-01-09 10:00 | 46031.4167 |  | 54.4%
2026-01-09 11:00 | 46031.4583 |  | 54.63%
2026-01-09 12:00 | 46031.5 |  | 54.65%
2026-01-09 13:00 | 46031.5417 |  | 54.18%
2026-01-09 14:00 | 46031.5833 |  | 54.16%
2026-01-09 15:00 | 46031.625 |  | 54.14%
2026-01-09 16:00 | 46031.6667 |  | 54.04%
2026-01-09 17:00 | 46031.7083 |  | 53.9%
2026-01-09 18:00 | 46031.75 |  | 53.38%
2026-01-09 19:00 | 46031.7917 |  | 52.67%
2026-01-09 20:00 | 46031.8333 |  | 52.05%
2026-01-09 21:00 | 46031.875 |  | 52.27%
2026-01-09 22:00 | 46031.9167 |  | 52.14%
2026-01-09 23:00 | 46031.9583 |  | 52.47%
2026-01-10 | 46032 |  | 51.92%
2026-01-10 01:00 | 46032.0417 |  | 51.4%
2026-01-10 02:00 | 46032.0833 |  | 51.29%
2026-01-10 03:00 | 46032.125 |  | 51.15%
2026-01-10 04:00 | 46032.1667 |  | 51.09%
2026-01-10 05:00 | 46032.2083 |  | 50.95%
2026-01-10 06:00 | 46032.25 |  | 51.38%
2026-01-10 07:00 | 46032.2917 |  | 52.07%
2026-01-10 08:00 | 46032.3333 |  | 53.29%
2026-01-10 09:00 | 46032.375 |  | 54.17%
2026-01-10 10:00 | 46032.4167 |  | 54.93%
2026-01-10 11:00 | 46032.4583 |  | 55.16%
2026-01-10 12:00 | 46032.5 |  | 55.18%
2026-01-10 13:00 | 46032.5417 |  | 54.7%
2026-01-10 14:00 | 46032.5833 |  | 54.68%
2026-01-10 15:00 | 46032.625 |  | 54.66%
2026-01-10 16:00 | 46032.6667 |  | 54.56%
2026-01-10 17:00 | 46032.7083 |  | 54.42%
2026-01-10 18:00 | 46032.75 |  | 53.89%
2026-01-10 19:00 | 46032.7917 |  | 53.18%
2026-01-10 20:00 | 46032.8333 |  | 52.55%
2026-01-10 21:00 | 46032.875 |  | 52.78%
2026-01-10 22:00 | 46032.9167 |  | 52.65%
2026-01-10 23:00 | 46032.9583 |  | 52.97%
2026-01-11 | 46033 |  | 52.63%
2026-01-11 01:00 | 46033.0417 |  | 51.97%
2026-01-11 02:00 | 46033.0833 |  | 51.59%
2026-01-11 03:00 | 46033.125 |  | 51.39%
2026-01-11 04:00 | 46033.1667 |  | 51.12%
2026-01-11 05:00 | 46033.2083 |  | 50.95%
2026-01-11 06:00 | 46033.25 |  | 52.22%
2026-01-11 07:00 | 46033.2917 |  | 54.28%
2026-01-11 08:00 | 46033.3333 |  | 54.87%
2026-01-11 09:00 | 46033.375 |  | 54.07%
2026-01-11 10:00 | 46033.4167 |  | 53.59%
2026-01-11 11:00 | 46033.4583 |  | 53.94%
2026-01-11 12:00 | 46033.5 |  | 53.89%
2026-01-11 13:00 | 46033.5417 |  | 53.81%
2026-01-11 14:00 | 46033.5833 |  | 54.28%
2026-01-11 15:00 | 46033.625 |  | 54.67%
2026-01-11 16:00 | 46033.6667 |  | 54.67%
2026-01-11 17:00 | 46033.7083 |  | 54.5%
2026-01-11 18:00 | 46033.75 |  | 54.25%
2026-01-11 19:00 | 46033.7917 |  | 53.86%
2026-01-11 20:00 | 46033.8333 |  | 53.25%
2026-01-11 21:00 | 46033.875 |  | 53.34%
2026-01-11 22:00 | 46033.9167 |  | 52.99%
2026-01-11 23:00 | 46033.9583 |  | 53.38%
2026-01-12 | 46034 |  | 52.34%
2026-01-12 01:00 | 46034.0417 |  | 51.68%
2026-01-12 02:00 | 46034.0833 |  | 51.3%
2026-01-12 03:00 | 46034.125 |  | 51.11%
2026-01-12 04:00 | 46034.1667 |  | 50.83%
2026-01-12 05:00 | 46034.2083 |  | 50.66%
2026-01-12 06:00 | 46034.25 |  | 51.93%
2026-01-12 07:00 | 46034.2917 |  | 53.98%
2026-01-12 08:00 | 46034.3333 |  | 54.56%
2026-01-12 09:00 | 46034.375 |  | 53.77%
2026-01-12 10:00 | 46034.4167 |  | 53.29%
2026-01-12 11:00 | 46034.4583 |  | 53.64%
2026-01-12 12:00 | 46034.5 |  | 53.59%
2026-01-12 13:00 | 46034.5417 |  | 53.51%
2026-01-12 14:00 | 46034.5833 |  | 53.98%
2026-01-12 15:00 | 46034.625 |  | 54.37%
2026-01-12 16:00 | 46034.6667 |  | 54.36%
2026-01-12 17:00 | 46034.7083 |  | 54.2%
2026-01-12 18:00 | 46034.75 |  | 53.95%
2026-01-12 19:00 | 46034.7917 |  | 53.56%
2026-01-12 20:00 | 46034.8333 |  | 52.95%
2026-01-12 21:00 | 46034.875 |  | 53.04%
2026-01-12 22:00 | 46034.9167 |  | 52.69%
2026-01-12 23:00 | 46034.9583 |  | 53.08%
2026-01-13 | 46035 |  | 52.25%
2026-01-13 01:00 | 46035.0417 |  | 51.58%
2026-01-13 02:00 | 46035.0833 |  | 51.2%
2026-01-13 03:00 | 46035.125 |  | 51.01%
2026-01-13 04:00 | 46035.1667 |  | 50.74%
2026-01-13 05:00 | 46035.2083 |  | 50.57%
2026-01-13 06:00 | 46035.25 |  | 51.83%
2026-01-13 07:00 | 46035.2917 |  | 53.88%
2026-01-13 08:00 | 46035.3333 |  | 54.46%
2026-01-13 09:00 | 46035.375 |  | 53.68%
2026-01-13 10:00 | 46035.4167 |  | 53.2%
2026-01-13 11:00 | 46035.4583 |  | 53.54%
2026-01-13 12:00 | 46035.5 |  | 53.49%
2026-01-13 13:00 | 46035.5417 |  | 53.41%
2026-01-13 14:00 | 46035.5833 |  | 53.88%
2026-01-13 15:00 | 46035.625 |  | 54.27%
2026-01-13 16:00 | 46035.6667 |  | 54.26%
2026-01-13 17:00 | 46035.7083 |  | 54.1%
2026-01-13 18:00 | 46035.75 |  | 53.85%
2026-01-13 19:00 | 46035.7917 |  | 53.47%
2026-01-13 20:00 | 46035.8333 |  | 52.85%
2026-01-13 21:00 | 46035.875 |  | 52.94%
2026-01-13 22:00 | 46035.9167 |  | 52.59%
2026-01-13 23:00 | 46035.9583 |  | 52.98%
2026-01-14 | 46036 |  | 52.29%
2026-01-14 01:00 | 46036.0417 |  | 51.62%
2026-01-14 02:00 | 46036.0833 |  | 51.24%
2026-01-14 03:00 | 46036.125 |  | 51.05%
2026-01-14 04:00 | 46036.1667 |  | 50.78%
2026-01-14 05:00 | 46036.2083 |  | 50.61%
2026-01-14 06:00 | 46036.25 |  | 51.87%
2026-01-14 07:00 | 46036.2917 |  | 53.92%
2026-01-14 08:00 | 46036.3333 |  | 54.5%
2026-01-14 09:00 | 46036.375 |  | 53.72%
2026-01-14 10:00 | 46036.4167 |  | 53.24%
2026-01-14 11:00 | 46036.4583 |  | 53.58%
2026-01-14 12:00 | 46036.5 |  | 53.53%
2026-01-14 13:00 | 46036.5417 |  | 53.45%
2026-01-14 14:00 | 46036.5833 |  | 53.92%
2026-01-14 15:00 | 46036.625 |  | 54.31%
2026-01-14 16:00 | 46036.6667 |  | 54.3%
2026-01-14 17:00 | 46036.7083 |  | 54.14%
2026-01-14 18:00 | 46036.75 |  | 53.89%
2026-01-14 19:00 | 46036.7917 |  | 53.51%
2026-01-14 20:00 | 46036.8333 |  | 52.89%
2026-01-14 21:00 | 46036.875 |  | 52.98%
2026-01-14 22:00 | 46036.9167 |  | 52.63%
2026-01-14 23:00 | 46036.9583 |  | 53.02%
2026-01-15 | 46037 |  | 51.7%
2026-01-15 01:00 | 46037.0417 |  | 51.04%
2026-01-15 02:00 | 46037.0833 |  | 50.67%
2026-01-15 03:00 | 46037.125 |  | 50.48%
2026-01-15 04:00 | 46037.1667 |  | 50.21%
2026-01-15 05:00 | 46037.2083 |  | 50.04%
2026-01-15 06:00 | 46037.25 |  | 51.29%
2026-01-15 07:00 | 46037.2917 |  | 53.32%
2026-01-15 08:00 | 46037.3333 |  | 53.9%
2026-01-15 09:00 | 46037.375 |  | 53.12%
2026-01-15 10:00 | 46037.4167 |  | 52.64%
2026-01-15 11:00 | 46037.4583 |  | 52.98%
2026-01-15 12:00 | 46037.5 |  | 52.93%
2026-01-15 13:00 | 46037.5417 |  | 52.85%
2026-01-15 14:00 | 46037.5833 |  | 53.32%
2026-01-15 15:00 | 46037.625 |  | 53.7%
2026-01-15 16:00 | 46037.6667 |  | 53.7%
2026-01-15 17:00 | 46037.7083 |  | 53.53%
2026-01-15 18:00 | 46037.75 |  | 53.29%
2026-01-15 19:00 | 46037.7917 |  | 52.91%
2026-01-15 20:00 | 46037.8333 |  | 52.3%
2026-01-15 21:00 | 46037.875 |  | 52.39%
2026-01-15 22:00 | 46037.9167 |  | 52.05%
2026-01-15 23:00 | 46037.9583 |  | 52.43%
2026-01-16 | 46038 |  | 51%
2026-01-16 01:00 | 46038.0417 |  | 50.5%
2026-01-16 02:00 | 46038.0833 |  | 50.39%
2026-01-16 03:00 | 46038.125 |  | 50.25%
2026-01-16 04:00 | 46038.1667 |  | 50.19%
2026-01-16 05:00 | 46038.2083 |  | 50.05%
2026-01-16 06:00 | 46038.25 |  | 50.47%
2026-01-16 07:00 | 46038.2917 |  | 51.16%
2026-01-16 08:00 | 46038.3333 |  | 52.36%
2026-01-16 09:00 | 46038.375 |  | 53.22%
2026-01-16 10:00 | 46038.4167 |  | 53.96%
2026-01-16 11:00 | 46038.4583 |  | 54.19%
2026-01-16 12:00 | 46038.5 |  | 54.21%
2026-01-16 13:00 | 46038.5417 |  | 53.74%
2026-01-16 14:00 | 46038.5833 |  | 53.72%
2026-01-16 15:00 | 46038.625 |  | 53.7%
2026-01-16 16:00 | 46038.6667 |  | 53.6%
2026-01-16 17:00 | 46038.7083 |  | 53.47%
2026-01-16 18:00 | 46038.75 |  | 52.95%
2026-01-16 19:00 | 46038.7917 |  | 52.24%
2026-01-16 20:00 | 46038.8333 |  | 51.62%
2026-01-16 21:00 | 46038.875 |  | 51.85%
2026-01-16 22:00 | 46038.9167 |  | 51.72%
2026-01-16 23:00 | 46038.9583 |  | 52.04%
2026-01-17 | 46039 |  | 51.19%
2026-01-17 01:00 | 46039.0417 |  | 50.68%
2026-01-17 02:00 | 46039.0833 |  | 50.58%
2026-01-17 03:00 | 46039.125 |  | 50.43%
2026-01-17 04:00 | 46039.1667 |  | 50.37%
2026-01-17 05:00 | 46039.2083 |  | 50.24%
2026-01-17 06:00 | 46039.25 |  | 50.66%
2026-01-17 07:00 | 46039.2917 |  | 51.34%
2026-01-17 08:00 | 46039.3333 |  | 52.55%
2026-01-17 09:00 | 46039.375 |  | 53.42%
2026-01-17 10:00 | 46039.4167 |  | 54.16%
2026-01-17 11:00 | 46039.4583 |  | 54.38%
2026-01-17 12:00 | 46039.5 |  | 54.41%
2026-01-17 13:00 | 46039.5417 |  | 53.94%
2026-01-17 14:00 | 46039.5833 |  | 53.91%
2026-01-17 15:00 | 46039.625 |  | 53.89%
2026-01-17 16:00 | 46039.6667 |  | 53.79%
2026-01-17 17:00 | 46039.7083 |  | 53.66%
2026-01-17 18:00 | 46039.75 |  | 53.14%
2026-01-17 19:00 | 46039.7917 |  | 52.43%
2026-01-17 20:00 | 46039.8333 |  | 51.81%
2026-01-17 21:00 | 46039.875 |  | 52.04%
2026-01-17 22:00 | 46039.9167 |  | 51.91%
2026-01-17 23:00 | 46039.9583 |  | 52.23%
2026-01-18 | 46040 |  | 51.96%
2026-01-18 01:00 | 46040.0417 |  | 51.3%
2026-01-18 02:00 | 46040.0833 |  | 50.93%
2026-01-18 03:00 | 46040.125 |  | 50.73%
2026-01-18 04:00 | 46040.1667 |  | 50.46%
2026-01-18 05:00 | 46040.2083 |  | 50.29%
2026-01-18 06:00 | 46040.25 |  | 51.55%
2026-01-18 07:00 | 46040.2917 |  | 53.58%
2026-01-18 08:00 | 46040.3333 |  | 54.17%
2026-01-18 09:00 | 46040.375 |  | 53.38%
2026-01-18 10:00 | 46040.4167 |  | 52.91%
2026-01-18 11:00 | 46040.4583 |  | 53.25%
2026-01-18 12:00 | 46040.5 |  | 53.2%
2026-01-18 13:00 | 46040.5417 |  | 53.12%
2026-01-18 14:00 | 46040.5833 |  | 53.59%
2026-01-18 15:00 | 46040.625 |  | 53.97%
2026-01-18 16:00 | 46040.6667 |  | 53.97%
2026-01-18 17:00 | 46040.7083 |  | 53.8%
2026-01-18 18:00 | 46040.75 |  | 53.56%
2026-01-18 19:00 | 46040.7917 |  | 53.18%
2026-01-18 20:00 | 46040.8333 |  | 52.56%
2026-01-18 21:00 | 46040.875 |  | 52.65%
2026-01-18 22:00 | 46040.9167 |  | 52.31%
2026-01-18 23:00 | 46040.9583 |  | 52.69%
2026-01-19 | 46041 |  | 52.63%
2026-01-19 01:00 | 46041.0417 |  | 51.96%
2026-01-19 02:00 | 46041.0833 |  | 51.58%
2026-01-19 03:00 | 46041.125 |  | 51.39%
2026-01-19 04:00 | 46041.1667 |  | 51.12%
2026-01-19 05:00 | 46041.2083 |  | 50.94%
2026-01-19 06:00 | 46041.25 |  | 52.22%
2026-01-19 07:00 | 46041.2917 |  | 54.28%
2026-01-19 08:00 | 46041.3333 |  | 54.87%
2026-01-19 09:00 | 46041.375 |  | 54.07%
2026-01-19 10:00 | 46041.4167 |  | 53.59%
2026-01-19 11:00 | 46041.4583 |  | 53.94%
2026-01-19 12:00 | 46041.5 |  | 53.89%
2026-01-19 13:00 | 46041.5417 |  | 53.81%
2026-01-19 14:00 | 46041.5833 |  | 54.28%
2026-01-19 15:00 | 46041.625 |  | 54.67%
2026-01-19 16:00 | 46041.6667 |  | 54.67%
2026-01-19 17:00 | 46041.7083 |  | 54.5%
2026-01-19 18:00 | 46041.75 |  | 54.25%
2026-01-19 19:00 | 46041.7917 |  | 53.86%
2026-01-19 20:00 | 46041.8333 |  | 53.25%
2026-01-19 21:00 | 46041.875 |  | 53.33%
2026-01-19 22:00 | 46041.9167 |  | 52.99%
2026-01-19 23:00 | 46041.9583 |  | 53.38%
2026-01-20 | 46042 |  | 53.02%
2026-01-20 01:00 | 46042.0417 |  | 52.35%
2026-01-20 02:00 | 46042.0833 |  | 51.96%
2026-01-20 03:00 | 46042.125 |  | 51.77%
2026-01-20 04:00 | 46042.1667 |  | 51.49%
2026-01-20 05:00 | 46042.2083 |  | 51.32%
2026-01-20 06:00 | 46042.25 |  | 52.6%
2026-01-20 07:00 | 46042.2917 |  | 54.68%
2026-01-20 08:00 | 46042.3333 |  | 55.27%
2026-01-20 09:00 | 46042.375 |  | 54.47%
2026-01-20 10:00 | 46042.4167 |  | 53.98%
2026-01-20 11:00 | 46042.4583 |  | 54.33%
2026-01-20 12:00 | 46042.5 |  | 54.28%
2026-01-20 13:00 | 46042.5417 |  | 54.2%
2026-01-20 14:00 | 46042.5833 |  | 54.68%
2026-01-20 15:00 | 46042.625 |  | 55.07%
2026-01-20 16:00 | 46042.6667 |  | 55.07%
2026-01-20 17:00 | 46042.7083 |  | 54.9%
2026-01-20 18:00 | 46042.75 |  | 54.65%
2026-01-20 19:00 | 46042.7917 |  | 54.26%
2026-01-20 20:00 | 46042.8333 |  | 53.64%
2026-01-20 21:00 | 46042.875 |  | 53.73%
2026-01-20 22:00 | 46042.9167 |  | 53.37%
2026-01-20 23:00 | 46042.9583 |  | 53.77%
2026-01-21 | 46043 |  | 53.11%
2026-01-21 01:00 | 46043.0417 |  | 52.43%
2026-01-21 02:00 | 46043.0833 |  | 52.05%
2026-01-21 03:00 | 46043.125 |  | 51.85%
2026-01-21 04:00 | 46043.1667 |  | 51.58%
2026-01-21 05:00 | 46043.2083 |  | 51.4%
2026-01-21 06:00 | 46043.25 |  | 52.69%
2026-01-21 07:00 | 46043.2917 |  | 54.77%
2026-01-21 08:00 | 46043.3333 |  | 55.36%
2026-01-21 09:00 | 46043.375 |  | 54.56%
2026-01-21 10:00 | 46043.4167 |  | 54.07%
2026-01-21 11:00 | 46043.4583 |  | 54.42%
2026-01-21 12:00 | 46043.5 |  | 54.37%
2026-01-21 13:00 | 46043.5417 |  | 54.29%
2026-01-21 14:00 | 46043.5833 |  | 54.77%
2026-01-21 15:00 | 46043.625 |  | 55.16%
2026-01-21 16:00 | 46043.6667 |  | 55.16%
2026-01-21 17:00 | 46043.7083 |  | 54.99%
2026-01-21 18:00 | 46043.75 |  | 54.74%
2026-01-21 19:00 | 46043.7917 |  | 54.35%
2026-01-21 20:00 | 46043.8333 |  | 53.72%
2026-01-21 21:00 | 46043.875 |  | 53.81%
2026-01-21 22:00 | 46043.9167 |  | 53.46%
2026-01-21 23:00 | 46043.9583 |  | 53.86%
2026-01-22 | 46044 |  | 53.01%
2026-01-22 01:00 | 46044.0417 |  | 52.34%
2026-01-22 02:00 | 46044.0833 |  | 51.95%
2026-01-22 03:00 | 46044.125 |  | 51.76%
2026-01-22 04:00 | 46044.1667 |  | 51.48%
2026-01-22 05:00 | 46044.2083 |  | 51.31%
2026-01-22 06:00 | 46044.25 |  | 52.59%
2026-01-22 07:00 | 46044.2917 |  | 54.67%
2026-01-22 08:00 | 46044.3333 |  | 55.26%
2026-01-22 09:00 | 46044.375 |  | 54.46%
2026-01-22 10:00 | 46044.4167 |  | 53.98%
2026-01-22 11:00 | 46044.4583 |  | 54.32%
2026-01-22 12:00 | 46044.5 |  | 54.27%
2026-01-22 13:00 | 46044.5417 |  | 54.19%
2026-01-22 14:00 | 46044.5833 |  | 54.67%
2026-01-22 15:00 | 46044.625 |  | 55.06%
2026-01-22 16:00 | 46044.6667 |  | 55.06%
2026-01-22 17:00 | 46044.7083 |  | 54.89%
2026-01-22 18:00 | 46044.75 |  | 54.64%
2026-01-22 19:00 | 46044.7917 |  | 54.25%
2026-01-22 20:00 | 46044.8333 |  | 53.63%
2026-01-22 21:00 | 46044.875 |  | 53.72%
2026-01-22 22:00 | 46044.9167 |  | 53.37%
2026-01-22 23:00 | 46044.9583 |  | 53.76%
2026-01-23 | 46045 |  | 52.37%
2026-01-23 01:00 | 46045.0417 |  | 51.86%
2026-01-23 02:00 | 46045.0833 |  | 51.75%
2026-01-23 03:00 | 46045.125 |  | 51.6%
2026-01-23 04:00 | 46045.1667 |  | 51.54%
2026-01-23 05:00 | 46045.2083 |  | 51.4%
2026-01-23 06:00 | 46045.25 |  | 51.83%
2026-01-23 07:00 | 46045.2917 |  | 52.53%
2026-01-23 08:00 | 46045.3333 |  | 53.76%
2026-01-23 09:00 | 46045.375 |  | 54.65%
2026-01-23 10:00 | 46045.4167 |  | 55.41%
2026-01-23 11:00 | 46045.4583 |  | 55.64%
2026-01-23 12:00 | 46045.5 |  | 55.67%
2026-01-23 13:00 | 46045.5417 |  | 55.18%
2026-01-23 14:00 | 46045.5833 |  | 55.16%
2026-01-23 15:00 | 46045.625 |  | 55.14%
2026-01-23 16:00 | 46045.6667 |  | 55.04%
2026-01-23 17:00 | 46045.7083 |  | 54.9%
2026-01-23 18:00 | 46045.75 |  | 54.37%
2026-01-23 19:00 | 46045.7917 |  | 53.65%
2026-01-23 20:00 | 46045.8333 |  | 53.01%
2026-01-23 21:00 | 46045.875 |  | 53.24%
2026-01-23 22:00 | 46045.9167 |  | 53.11%
2026-01-23 23:00 | 46045.9583 |  | 53.44%
2026-01-24 | 46046 |  | 51.71%
2026-01-24 01:00 | 46046.0417 |  | 51.2%
2026-01-24 02:00 | 46046.0833 |  | 51.09%
2026-01-24 03:00 | 46046.125 |  | 50.95%
2026-01-24 04:00 | 46046.1667 |  | 50.89%
2026-01-24 05:00 | 46046.2083 |  | 50.75%
2026-01-24 06:00 | 46046.25 |  | 51.18%
2026-01-24 07:00 | 46046.2917 |  | 51.87%
2026-01-24 08:00 | 46046.3333 |  | 53.09%
2026-01-24 09:00 | 46046.375 |  | 53.96%
2026-01-24 10:00 | 46046.4167 |  | 54.71%
2026-01-24 11:00 | 46046.4583 |  | 54.94%
2026-01-24 12:00 | 46046.5 |  | 54.96%
2026-01-24 13:00 | 46046.5417 |  | 54.49%
2026-01-24 14:00 | 46046.5833 |  | 54.47%
2026-01-24 15:00 | 46046.625 |  | 54.45%
2026-01-24 16:00 | 46046.6667 |  | 54.34%
2026-01-24 17:00 | 46046.7083 |  | 54.21%
2026-01-24 18:00 | 46046.75 |  | 53.69%
2026-01-24 19:00 | 46046.7917 |  | 52.97%
2026-01-24 20:00 | 46046.8333 |  | 52.34%
2026-01-24 21:00 | 46046.875 |  | 52.57%
2026-01-24 22:00 | 46046.9167 |  | 52.44%
2026-01-24 23:00 | 46046.9583 |  | 52.77%
2026-01-25 | 46047 |  | 52.31%
2026-01-25 01:00 | 46047.0417 |  | 51.65%
2026-01-25 02:00 | 46047.0833 |  | 51.27%
2026-01-25 03:00 | 46047.125 |  | 51.08%
2026-01-25 04:00 | 46047.1667 |  | 50.8%
2026-01-25 05:00 | 46047.2083 |  | 50.64%
2026-01-25 06:00 | 46047.25 |  | 51.9%
2026-01-25 07:00 | 46047.2917 |  | 53.95%
2026-01-25 08:00 | 46047.3333 |  | 54.53%
2026-01-25 09:00 | 46047.375 |  | 53.75%
2026-01-25 10:00 | 46047.4167 |  | 53.27%
2026-01-25 11:00 | 46047.4583 |  | 53.61%
2026-01-25 12:00 | 46047.5 |  | 53.56%
2026-01-25 13:00 | 46047.5417 |  | 53.48%
2026-01-25 14:00 | 46047.5833 |  | 53.95%
2026-01-25 15:00 | 46047.625 |  | 54.34%
2026-01-25 16:00 | 46047.6667 |  | 54.34%
2026-01-25 17:00 | 46047.7083 |  | 54.17%
2026-01-25 18:00 | 46047.75 |  | 53.92%
2026-01-25 19:00 | 46047.7917 |  | 53.54%
2026-01-25 20:00 | 46047.8333 |  | 52.92%
2026-01-25 21:00 | 46047.875 |  | 53.01%
2026-01-25 22:00 | 46047.9167 |  | 52.66%
2026-01-25 23:00 | 46047.9583 |  | 53.05%
2026-01-26 | 46048 |  | 52.78%
2026-01-26 01:00 | 46048.0417 |  | 52.11%
2026-01-26 02:00 | 46048.0833 |  | 51.73%
2026-01-26 03:00 | 46048.125 |  | 51.54%
2026-01-26 04:00 | 46048.1667 |  | 51.26%
2026-01-26 05:00 | 46048.2083 |  | 51.09%
2026-01-26 06:00 | 46048.25 |  | 52.37%
2026-01-26 07:00 | 46048.2917 |  | 54.43%
2026-01-26 08:00 | 46048.3333 |  | 55.02%
2026-01-26 09:00 | 46048.375 |  | 54.23%
2026-01-26 10:00 | 46048.4167 |  | 53.74%
2026-01-26 11:00 | 46048.4583 |  | 54.09%
2026-01-26 12:00 | 46048.5 |  | 54.04%
2026-01-26 13:00 | 46048.5417 |  | 53.96%
2026-01-26 14:00 | 46048.5833 |  | 54.43%
2026-01-26 15:00 | 46048.625 |  | 54.82%
2026-01-26 16:00 | 46048.6667 |  | 54.82%
2026-01-26 17:00 | 46048.7083 |  | 54.65%
2026-01-26 18:00 | 46048.75 |  | 54.41%
2026-01-26 19:00 | 46048.7917 |  | 54.02%
2026-01-26 20:00 | 46048.8333 |  | 53.4%
2026-01-26 21:00 | 46048.875 |  | 53.49%
2026-01-26 22:00 | 46048.9167 |  | 53.14%
2026-01-26 23:00 | 46048.9583 |  | 53.53%
2026-01-27 | 46049 |  | 53.01%
2026-01-27 01:00 | 46049.0417 |  | 52.33%
2026-01-27 02:00 | 46049.0833 |  | 51.95%
2026-01-27 03:00 | 46049.125 |  | 51.75%
2026-01-27 04:00 | 46049.1667 |  | 51.48%
2026-01-27 05:00 | 46049.2083 |  | 51.3%
2026-01-27 06:00 | 46049.25 |  | 52.59%
2026-01-27 07:00 | 46049.2917 |  | 54.66%
2026-01-27 08:00 | 46049.3333 |  | 55.26%
2026-01-27 09:00 | 46049.375 |  | 54.46%
2026-01-27 10:00 | 46049.4167 |  | 53.97%
2026-01-27 11:00 | 46049.4583 |  | 54.32%
2026-01-27 12:00 | 46049.5 |  | 54.27%
2026-01-27 13:00 | 46049.5417 |  | 54.19%
2026-01-27 14:00 | 46049.5833 |  | 54.66%
2026-01-27 15:00 | 46049.625 |  | 55.06%
2026-01-27 16:00 | 46049.6667 |  | 55.05%
2026-01-27 17:00 | 46049.7083 |  | 54.88%
2026-01-27 18:00 | 46049.75 |  | 54.64%
2026-01-27 19:00 | 46049.7917 |  | 54.24%
2026-01-27 20:00 | 46049.8333 |  | 53.62%
2026-01-27 21:00 | 46049.875 |  | 53.71%
2026-01-27 22:00 | 46049.9167 |  | 53.36%
2026-01-27 23:00 | 46049.9583 |  | 53.75%
2026-01-28 | 46050 |  | 51.61%
2026-01-28 01:00 | 46050.0417 |  | 50.89%
2026-01-28 02:00 | 46050.0833 |  | 50.39%
2026-01-28 03:00 | 46050.125 |  | 50.42%
2026-01-28 04:00 | 46050.1667 |  | 50.06%
2026-01-28 05:00 | 46050.2083 |  | 50.49%
2026-01-28 06:00 | 46050.25 |  | 53.53%
2026-01-28 07:00 | 46050.2917 |  | 57.29%
2026-01-28 08:00 | 46050.3333 |  | 58.06%
2026-01-28 09:00 | 46050.375 |  | 57.24%
2026-01-28 10:00 | 46050.4167 |  | 57.17%
2026-01-28 11:00 | 46050.4583 |  | 57.48%
2026-01-28 12:00 | 46050.5 |  | 57.53%
2026-01-28 13:00 | 46050.5417 |  | 57.63%
2026-01-28 14:00 | 46050.5833 |  | 57.91%
2026-01-28 15:00 | 46050.625 |  | 58.02%
2026-01-28 16:00 | 46050.6667 |  | 57.99%
2026-01-28 17:00 | 46050.7083 |  | 57.68%
2026-01-28 18:00 | 46050.75 |  | 56.63%
2026-01-28 19:00 | 46050.7917 |  | 56.51%
2026-01-28 20:00 | 46050.8333 |  | 54.76%
2026-01-28 21:00 | 46050.875 |  | 54.56%
2026-01-28 22:00 | 46050.9167 |  | 53.54%
2026-01-28 23:00 | 46050.9583 |  | 54.08%
2026-01-29 | 46051 |  | 51.59%
2026-01-29 01:00 | 46051.0417 |  | 50.87%
2026-01-29 02:00 | 46051.0833 |  | 50.37%
2026-01-29 03:00 | 46051.125 |  | 50.41%
2026-01-29 04:00 | 46051.1667 |  | 50.05%
2026-01-29 05:00 | 46051.2083 |  | 50.48%
2026-01-29 06:00 | 46051.25 |  | 53.51%
2026-01-29 07:00 | 46051.2917 |  | 57.28%
2026-01-29 08:00 | 46051.3333 |  | 58.05%
2026-01-29 09:00 | 46051.375 |  | 57.22%
2026-01-29 10:00 | 46051.4167 |  | 57.16%
2026-01-29 11:00 | 46051.4583 |  | 57.46%
2026-01-29 12:00 | 46051.5 |  | 57.52%
2026-01-29 13:00 | 46051.5417 |  | 57.62%
2026-01-29 14:00 | 46051.5833 |  | 57.89%
2026-01-29 15:00 | 46051.625 |  | 58%
2026-01-29 16:00 | 46051.6667 |  | 57.98%
2026-01-29 17:00 | 46051.7083 |  | 57.66%
2026-01-29 18:00 | 46051.75 |  | 56.61%
2026-01-29 19:00 | 46051.7917 |  | 56.5%
2026-01-29 20:00 | 46051.8333 |  | 54.74%
2026-01-29 21:00 | 46051.875 |  | 54.54%
2026-01-29 22:00 | 46051.9167 |  | 53.52%
2026-01-29 23:00 | 46051.9583 |  | 54.06%
2026-01-30 | 46052 |  | 50.29%
2026-01-30 01:00 | 46052.0417 |  | 49.99%
2026-01-30 02:00 | 46052.0833 |  | 49.54%
2026-01-30 03:00 | 46052.125 |  | 49.17%
2026-01-30 04:00 | 46052.1667 |  | 48.92%
2026-01-30 05:00 | 46052.2083 |  | 49.19%
2026-01-30 06:00 | 46052.25 |  | 49.86%
2026-01-30 07:00 | 46052.2917 |  | 51.77%
2026-01-30 08:00 | 46052.3333 |  | 54.04%
2026-01-30 09:00 | 46052.375 |  | 55.51%
2026-01-30 10:00 | 46052.4167 |  | 56.06%
2026-01-30 11:00 | 46052.4583 |  | 56.59%
2026-01-30 12:00 | 46052.5 |  | 56.64%
2026-01-30 13:00 | 46052.5417 |  | 56.53%
2026-01-30 14:00 | 46052.5833 |  | 55.87%
2026-01-30 15:00 | 46052.625 |  | 55.41%
2026-01-30 16:00 | 46052.6667 |  | 54.82%
2026-01-30 17:00 | 46052.7083 |  | 54.76%
2026-01-30 18:00 | 46052.75 |  | 53.55%
2026-01-30 19:00 | 46052.7917 |  | 53.39%
2026-01-30 20:00 | 46052.8333 |  | 51.64%
2026-01-30 21:00 | 46052.875 |  | 50.61%
2026-01-30 22:00 | 46052.9167 |  | 49.84%
2026-01-30 23:00 | 46052.9583 |  | 50.39%
2026-01-31 | 46053 |  | 49.74%
2026-01-31 01:00 | 46053.0417 |  | 49.44%
2026-01-31 02:00 | 46053.0833 |  | 48.99%
2026-01-31 03:00 | 46053.125 |  | 48.63%
2026-01-31 04:00 | 46053.1667 |  | 48.38%
2026-01-31 05:00 | 46053.2083 |  | 48.64%
2026-01-31 06:00 | 46053.25 |  | 49.31%
2026-01-31 07:00 | 46053.2917 |  | 51.2%
2026-01-31 08:00 | 46053.3333 |  | 53.44%
2026-01-31 09:00 | 46053.375 |  | 54.89%
2026-01-31 10:00 | 46053.4167 |  | 55.43%
2026-01-31 11:00 | 46053.4583 |  | 55.96%
2026-01-31 12:00 | 46053.5 |  | 56.01%
2026-01-31 13:00 | 46053.5417 |  | 55.9%
2026-01-31 14:00 | 46053.5833 |  | 55.25%
2026-01-31 15:00 | 46053.625 |  | 54.79%
2026-01-31 16:00 | 46053.6667 |  | 54.21%
2026-01-31 17:00 | 46053.7083 |  | 54.15%
2026-01-31 18:00 | 46053.75 |  | 52.96%
2026-01-31 19:00 | 46053.7917 |  | 52.8%
2026-01-31 20:00 | 46053.8333 |  | 51.07%
2026-01-31 21:00 | 46053.875 |  | 50.05%
2026-01-31 22:00 | 46053.9167 |  | 49.28%
2026-01-31 23:00 | 46053.9583 |  | 49.83%
2026-02-01 | 46054 |  | 50.17%
2026-02-01 01:00 | 46054.0417 |  | 49.47%
2026-02-01 02:00 | 46054.0833 |  | 48.98%
2026-02-01 03:00 | 46054.125 |  | 49.02%
2026-02-01 04:00 | 46054.1667 |  | 48.67%
2026-02-01 05:00 | 46054.2083 |  | 49.09%
2026-02-01 06:00 | 46054.25 |  | 52.04%
2026-02-01 07:00 | 46054.2917 |  | 55.7%
2026-02-01 08:00 | 46054.3333 |  | 56.45%
2026-02-01 09:00 | 46054.375 |  | 55.64%
2026-02-01 10:00 | 46054.4167 |  | 55.58%
2026-02-01 11:00 | 46054.4583 |  | 55.87%
2026-02-01 12:00 | 46054.5 |  | 55.93%
2026-02-01 13:00 | 46054.5417 |  | 56.03%
2026-02-01 14:00 | 46054.5833 |  | 56.29%
2026-02-01 15:00 | 46054.625 |  | 56.4%
2026-02-01 16:00 | 46054.6667 |  | 56.38%
2026-02-01 17:00 | 46054.7083 |  | 56.07%
2026-02-01 18:00 | 46054.75 |  | 55.05%
2026-02-01 19:00 | 46054.7917 |  | 54.94%
2026-02-01 20:00 | 46054.8333 |  | 53.23%
2026-02-01 21:00 | 46054.875 |  | 53.04%
2026-02-01 22:00 | 46054.9167 |  | 52.05%
2026-02-01 23:00 | 46054.9583 |  | 52.57%
2026-02-02 | 46055 |  | 50.08%
2026-02-02 01:00 | 46055.0417 |  | 49.39%
2026-02-02 02:00 | 46055.0833 |  | 48.9%
2026-02-02 03:00 | 46055.125 |  | 48.93%
2026-02-02 04:00 | 46055.1667 |  | 48.59%
2026-02-02 05:00 | 46055.2083 |  | 49%
2026-02-02 06:00 | 46055.25 |  | 51.95%
2026-02-02 07:00 | 46055.2917 |  | 55.6%
2026-02-02 08:00 | 46055.3333 |  | 56.35%
2026-02-02 09:00 | 46055.375 |  | 55.55%
2026-02-02 10:00 | 46055.4167 |  | 55.49%
2026-02-02 11:00 | 46055.4583 |  | 55.78%
2026-02-02 12:00 | 46055.5 |  | 55.84%
2026-02-02 13:00 | 46055.5417 |  | 55.93%
2026-02-02 14:00 | 46055.5833 |  | 56.2%
2026-02-02 15:00 | 46055.625 |  | 56.3%
2026-02-02 16:00 | 46055.6667 |  | 56.28%
2026-02-02 17:00 | 46055.7083 |  | 55.97%
2026-02-02 18:00 | 46055.75 |  | 54.95%
2026-02-02 19:00 | 46055.7917 |  | 54.85%
2026-02-02 20:00 | 46055.8333 |  | 53.14%
2026-02-02 21:00 | 46055.875 |  | 52.95%
2026-02-02 22:00 | 46055.9167 |  | 51.96%
2026-02-02 23:00 | 46055.9583 |  | 52.48%
2026-02-03 | 46056 |  | 50.92%
2026-02-03 01:00 | 46056.0417 |  | 50.21%
2026-02-03 02:00 | 46056.0833 |  | 49.71%
2026-02-03 03:00 | 46056.125 |  | 49.74%
2026-02-03 04:00 | 46056.1667 |  | 49.39%
2026-02-03 05:00 | 46056.2083 |  | 49.82%
2026-02-03 06:00 | 46056.25 |  | 52.81%
2026-02-03 07:00 | 46056.2917 |  | 56.53%
2026-02-03 08:00 | 46056.3333 |  | 57.29%
2026-02-03 09:00 | 46056.375 |  | 56.47%
2026-02-03 10:00 | 46056.4167 |  | 56.41%
2026-02-03 11:00 | 46056.4583 |  | 56.71%
2026-02-03 12:00 | 46056.5 |  | 56.76%
2026-02-03 13:00 | 46056.5417 |  | 56.86%
2026-02-03 14:00 | 46056.5833 |  | 57.13%
2026-02-03 15:00 | 46056.625 |  | 57.24%
2026-02-03 16:00 | 46056.6667 |  | 57.22%
2026-02-03 17:00 | 46056.7083 |  | 56.9%
2026-02-03 18:00 | 46056.75 |  | 55.87%
2026-02-03 19:00 | 46056.7917 |  | 55.76%
2026-02-03 20:00 | 46056.8333 |  | 54.02%
2026-02-03 21:00 | 46056.875 |  | 53.83%
2026-02-03 22:00 | 46056.9167 |  | 52.82%
2026-02-03 23:00 | 46056.9583 |  | 53.35%
2026-02-04 | 46057 |  | 51%
2026-02-04 01:00 | 46057.0417 |  | 50.29%
2026-02-04 02:00 | 46057.0833 |  | 49.79%
2026-02-04 03:00 | 46057.125 |  | 49.82%
2026-02-04 04:00 | 46057.1667 |  | 49.47%
2026-02-04 05:00 | 46057.2083 |  | 49.89%
2026-02-04 06:00 | 46057.25 |  | 52.89%
2026-02-04 07:00 | 46057.2917 |  | 56.61%
2026-02-04 08:00 | 46057.3333 |  | 57.38%
2026-02-04 09:00 | 46057.375 |  | 56.56%
2026-02-04 10:00 | 46057.4167 |  | 56.5%
2026-02-04 11:00 | 46057.4583 |  | 56.8%
2026-02-04 12:00 | 46057.5 |  | 56.85%
2026-02-04 13:00 | 46057.5417 |  | 56.95%
2026-02-04 14:00 | 46057.5833 |  | 57.22%
2026-02-04 15:00 | 46057.625 |  | 57.33%
2026-02-04 16:00 | 46057.6667 |  | 57.31%
2026-02-04 17:00 | 46057.7083 |  | 56.99%
2026-02-04 18:00 | 46057.75 |  | 55.95%
2026-02-04 19:00 | 46057.7917 |  | 55.84%
2026-02-04 20:00 | 46057.8333 |  | 54.11%
2026-02-04 21:00 | 46057.875 |  | 53.91%
2026-02-04 22:00 | 46057.9167 |  | 52.9%
2026-02-04 23:00 | 46057.9583 |  | 53.44%
2026-02-05 | 46058 |  | 51.57%
2026-02-05 01:00 | 46058.0417 |  | 50.86%
2026-02-05 02:00 | 46058.0833 |  | 50.36%
2026-02-05 03:00 | 46058.125 |  | 50.39%
2026-02-05 04:00 | 46058.1667 |  | 50.03%
2026-02-05 05:00 | 46058.2083 |  | 50.46%
2026-02-05 06:00 | 46058.25 |  | 53.49%
2026-02-05 07:00 | 46058.2917 |  | 57.26%
2026-02-05 08:00 | 46058.3333 |  | 58.03%
2026-02-05 09:00 | 46058.375 |  | 57.2%
2026-02-05 10:00 | 46058.4167 |  | 57.14%
2026-02-05 11:00 | 46058.4583 |  | 57.44%
2026-02-05 12:00 | 46058.5 |  | 57.5%
2026-02-05 13:00 | 46058.5417 |  | 57.6%
2026-02-05 14:00 | 46058.5833 |  | 57.87%
2026-02-05 15:00 | 46058.625 |  | 57.98%
2026-02-05 16:00 | 46058.6667 |  | 57.96%
2026-02-05 17:00 | 46058.7083 |  | 57.64%
2026-02-05 18:00 | 46058.75 |  | 56.59%
2026-02-05 19:00 | 46058.7917 |  | 56.48%
2026-02-05 20:00 | 46058.8333 |  | 54.72%
2026-02-05 21:00 | 46058.875 |  | 54.53%
2026-02-05 22:00 | 46058.9167 |  | 53.5%
2026-02-05 23:00 | 46058.9583 |  | 54.04%
2026-02-06 | 46059 |  | 50.46%
2026-02-06 01:00 | 46059.0417 |  | 50.16%
2026-02-06 02:00 | 46059.0833 |  | 49.71%
2026-02-06 03:00 | 46059.125 |  | 49.33%
2026-02-06 04:00 | 46059.1667 |  | 49.08%
2026-02-06 05:00 | 46059.2083 |  | 49.35%
2026-02-06 06:00 | 46059.25 |  | 50.03%
2026-02-06 07:00 | 46059.2917 |  | 51.94%
2026-02-06 08:00 | 46059.3333 |  | 54.22%
2026-02-06 09:00 | 46059.375 |  | 55.69%
2026-02-06 10:00 | 46059.4167 |  | 56.24%
2026-02-06 11:00 | 46059.4583 |  | 56.78%
2026-02-06 12:00 | 46059.5 |  | 56.83%
2026-02-06 13:00 | 46059.5417 |  | 56.72%
2026-02-06 14:00 | 46059.5833 |  | 56.06%
2026-02-06 15:00 | 46059.625 |  | 55.59%
2026-02-06 16:00 | 46059.6667 |  | 55%
2026-02-06 17:00 | 46059.7083 |  | 54.94%
2026-02-06 18:00 | 46059.75 |  | 53.73%
2026-02-06 19:00 | 46059.7917 |  | 53.56%
2026-02-06 20:00 | 46059.8333 |  | 51.81%
2026-02-06 21:00 | 46059.875 |  | 50.78%
2026-02-06 22:00 | 46059.9167 |  | 50%
2026-02-06 23:00 | 46059.9583 |  | 50.56%
2026-02-07 | 46060 |  | 49.88%
2026-02-07 01:00 | 46060.0417 |  | 49.59%
2026-02-07 02:00 | 46060.0833 |  | 49.14%
2026-02-07 03:00 | 46060.125 |  | 48.77%
2026-02-07 04:00 | 46060.1667 |  | 48.52%
2026-02-07 05:00 | 46060.2083 |  | 48.78%
2026-02-07 06:00 | 46060.25 |  | 49.46%
2026-02-07 07:00 | 46060.2917 |  | 51.35%
2026-02-07 08:00 | 46060.3333 |  | 53.6%
2026-02-07 09:00 | 46060.375 |  | 55.06%
2026-02-07 10:00 | 46060.4167 |  | 55.6%
2026-02-07 11:00 | 46060.4583 |  | 56.13%
2026-02-07 12:00 | 46060.5 |  | 56.18%
2026-02-07 13:00 | 46060.5417 |  | 56.07%
2026-02-07 14:00 | 46060.5833 |  | 55.41%
2026-02-07 15:00 | 46060.625 |  | 54.95%
2026-02-07 16:00 | 46060.6667 |  | 54.37%
2026-02-07 17:00 | 46060.7083 |  | 54.31%
2026-02-07 18:00 | 46060.75 |  | 53.12%
2026-02-07 19:00 | 46060.7917 |  | 52.95%
2026-02-07 20:00 | 46060.8333 |  | 51.22%
2026-02-07 21:00 | 46060.875 |  | 50.2%
2026-02-07 22:00 | 46060.9167 |  | 49.43%
2026-02-07 23:00 | 46060.9583 |  | 49.98%
2026-02-08 | 46061 |  | 50.99%
2026-02-08 01:00 | 46061.0417 |  | 50.28%
2026-02-08 02:00 | 46061.0833 |  | 49.79%
2026-02-08 03:00 | 46061.125 |  | 49.82%
2026-02-08 04:00 | 46061.1667 |  | 49.46%
2026-02-08 05:00 | 46061.2083 |  | 49.89%
2026-02-08 06:00 | 46061.25 |  | 52.89%
2026-02-08 07:00 | 46061.2917 |  | 56.61%
2026-02-08 08:00 | 46061.3333 |  | 57.37%
2026-02-08 09:00 | 46061.375 |  | 56.55%
2026-02-08 10:00 | 46061.4167 |  | 56.49%
2026-02-08 11:00 | 46061.4583 |  | 56.79%
2026-02-08 12:00 | 46061.5 |  | 56.84%
2026-02-08 13:00 | 46061.5417 |  | 56.94%
2026-02-08 14:00 | 46061.5833 |  | 57.21%
2026-02-08 15:00 | 46061.625 |  | 57.32%
2026-02-08 16:00 | 46061.6667 |  | 57.3%
2026-02-08 17:00 | 46061.7083 |  | 56.99%
2026-02-08 18:00 | 46061.75 |  | 55.95%
2026-02-08 19:00 | 46061.7917 |  | 55.84%
2026-02-08 20:00 | 46061.8333 |  | 54.1%
2026-02-08 21:00 | 46061.875 |  | 53.91%
2026-02-08 22:00 | 46061.9167 |  | 52.9%
2026-02-08 23:00 | 46061.9583 |  | 53.43%
2026-02-09 | 46062 |  | 51.76%
2026-02-09 01:00 | 46062.0417 |  | 51.04%
2026-02-09 02:00 | 46062.0833 |  | 50.54%
2026-02-09 03:00 | 46062.125 |  | 50.57%
2026-02-09 04:00 | 46062.1667 |  | 50.21%
2026-02-09 05:00 | 46062.2083 |  | 50.64%
2026-02-09 06:00 | 46062.25 |  | 53.68%
2026-02-09 07:00 | 46062.2917 |  | 57.46%
2026-02-09 08:00 | 46062.3333 |  | 58.23%
2026-02-09 09:00 | 46062.375 |  | 57.41%
2026-02-09 10:00 | 46062.4167 |  | 57.34%
2026-02-09 11:00 | 46062.4583 |  | 57.65%
2026-02-09 12:00 | 46062.5 |  | 57.7%
2026-02-09 13:00 | 46062.5417 |  | 57.8%
2026-02-09 14:00 | 46062.5833 |  | 58.08%
2026-02-09 15:00 | 46062.625 |  | 58.19%
2026-02-09 16:00 | 46062.6667 |  | 58.16%
2026-02-09 17:00 | 46062.7083 |  | 57.85%
2026-02-09 18:00 | 46062.75 |  | 56.79%
2026-02-09 19:00 | 46062.7917 |  | 56.68%
2026-02-09 20:00 | 46062.8333 |  | 54.92%
2026-02-09 21:00 | 46062.875 |  | 54.72%
2026-02-09 22:00 | 46062.9167 |  | 53.7%
2026-02-09 23:00 | 46062.9583 |  | 54.24%
2026-02-10 | 46063 |  | 51.84%
2026-02-10 01:00 | 46063.0417 |  | 51.12%
2026-02-10 02:00 | 46063.0833 |  | 50.62%
2026-02-10 03:00 | 46063.125 |  | 50.65%
2026-02-10 04:00 | 46063.1667 |  | 50.29%
2026-02-10 05:00 | 46063.2083 |  | 50.72%
2026-02-10 06:00 | 46063.25 |  | 53.77%
2026-02-10 07:00 | 46063.2917 |  | 57.55%
2026-02-10 08:00 | 46063.3333 |  | 58.33%
2026-02-10 09:00 | 46063.375 |  | 57.5%
2026-02-10 10:00 | 46063.4167 |  | 57.43%
2026-02-10 11:00 | 46063.4583 |  | 57.74%
2026-02-10 12:00 | 46063.5 |  | 57.79%
2026-02-10 13:00 | 46063.5417 |  | 57.89%
2026-02-10 14:00 | 46063.5833 |  | 58.17%
2026-02-10 15:00 | 46063.625 |  | 58.28%
2026-02-10 16:00 | 46063.6667 |  | 58.25%
2026-02-10 17:00 | 46063.7083 |  | 57.94%
2026-02-10 18:00 | 46063.75 |  | 56.88%
2026-02-10 19:00 | 46063.7917 |  | 56.77%
2026-02-10 20:00 | 46063.8333 |  | 55%
2026-02-10 21:00 | 46063.875 |  | 54.81%
2026-02-10 22:00 | 46063.9167 |  | 53.78%
2026-02-10 23:00 | 46063.9583 |  | 54.32%
2026-02-11 | 46064 |  | 51.42%
2026-02-11 01:00 | 46064.0417 |  | 50.7%
2026-02-11 02:00 | 46064.0833 |  | 50.21%
2026-02-11 03:00 | 46064.125 |  | 50.24%
2026-02-11 04:00 | 46064.1667 |  | 49.88%
2026-02-11 05:00 | 46064.2083 |  | 50.31%
2026-02-11 06:00 | 46064.25 |  | 53.33%
2026-02-11 07:00 | 46064.2917 |  | 57.08%
2026-02-11 08:00 | 46064.3333 |  | 57.85%
2026-02-11 09:00 | 46064.375 |  | 57.03%
2026-02-11 10:00 | 46064.4167 |  | 56.97%
2026-02-11 11:00 | 46064.4583 |  | 57.27%
2026-02-11 12:00 | 46064.5 |  | 57.32%
2026-02-11 13:00 | 46064.5417 |  | 57.42%
2026-02-11 14:00 | 46064.5833 |  | 57.7%
2026-02-11 15:00 | 46064.625 |  | 57.8%
2026-02-11 16:00 | 46064.6667 |  | 57.78%
2026-02-11 17:00 | 46064.7083 |  | 57.47%
2026-02-11 18:00 | 46064.75 |  | 56.42%
2026-02-11 19:00 | 46064.7917 |  | 56.31%
2026-02-11 20:00 | 46064.8333 |  | 54.56%
2026-02-11 21:00 | 46064.875 |  | 54.36%
2026-02-11 22:00 | 46064.9167 |  | 53.34%
2026-02-11 23:00 | 46064.9583 |  | 53.88%
2026-02-12 | 46065 |  | 51.58%
2026-02-12 01:00 | 46065.0417 |  | 50.87%
2026-02-12 02:00 | 46065.0833 |  | 50.37%
2026-02-12 03:00 | 46065.125 |  | 50.4%
2026-02-12 04:00 | 46065.1667 |  | 50.04%
2026-02-12 05:00 | 46065.2083 |  | 50.47%
2026-02-12 06:00 | 46065.25 |  | 53.5%
2026-02-12 07:00 | 46065.2917 |  | 57.27%
2026-02-12 08:00 | 46065.3333 |  | 58.04%
2026-02-12 09:00 | 46065.375 |  | 57.21%
2026-02-12 10:00 | 46065.4167 |  | 57.15%
2026-02-12 11:00 | 46065.4583 |  | 57.45%
2026-02-12 12:00 | 46065.5 |  | 57.51%
2026-02-12 13:00 | 46065.5417 |  | 57.61%
2026-02-12 14:00 | 46065.5833 |  | 57.88%
2026-02-12 15:00 | 46065.625 |  | 57.99%
2026-02-12 16:00 | 46065.6667 |  | 57.97%
2026-02-12 17:00 | 46065.7083 |  | 57.65%
2026-02-12 18:00 | 46065.75 |  | 56.6%
2026-02-12 19:00 | 46065.7917 |  | 56.49%
2026-02-12 20:00 | 46065.8333 |  | 54.73%
2026-02-12 21:00 | 46065.875 |  | 54.54%
2026-02-12 22:00 | 46065.9167 |  | 53.51%
2026-02-12 23:00 | 46065.9583 |  | 54.05%
2026-02-13 | 46066 |  | 50.72%
2026-02-13 01:00 | 46066.0417 |  | 50.42%
2026-02-13 02:00 | 46066.0833 |  | 49.96%
2026-02-13 03:00 | 46066.125 |  | 49.59%
2026-02-13 04:00 | 46066.1667 |  | 49.33%
2026-02-13 05:00 | 46066.2083 |  | 49.6%
2026-02-13 06:00 | 46066.25 |  | 50.28%
2026-02-13 07:00 | 46066.2917 |  | 52.21%
2026-02-13 08:00 | 46066.3333 |  | 54.49%
2026-02-13 09:00 | 46066.375 |  | 55.98%
2026-02-13 10:00 | 46066.4167 |  | 56.53%
2026-02-13 11:00 | 46066.4583 |  | 57.06%
2026-02-13 12:00 | 46066.5 |  | 57.12%
2026-02-13 13:00 | 46066.5417 |  | 57.01%
2026-02-13 14:00 | 46066.5833 |  | 56.34%
2026-02-13 15:00 | 46066.625 |  | 55.87%
2026-02-13 16:00 | 46066.6667 |  | 55.28%
2026-02-13 17:00 | 46066.7083 |  | 55.22%
2026-02-13 18:00 | 46066.75 |  | 54.01%
2026-02-13 19:00 | 46066.7917 |  | 53.84%
2026-02-13 20:00 | 46066.8333 |  | 52.07%
2026-02-13 21:00 | 46066.875 |  | 51.04%
2026-02-13 22:00 | 46066.9167 |  | 50.26%
2026-02-13 23:00 | 46066.9583 |  | 50.81%
2026-02-14 | 46067 |  | 50.58%
2026-02-14 01:00 | 46067.0417 |  | 50.28%
2026-02-14 02:00 | 46067.0833 |  | 49.83%
2026-02-14 03:00 | 46067.125 |  | 49.45%
2026-02-14 04:00 | 46067.1667 |  | 49.2%
2026-02-14 05:00 | 46067.2083 |  | 49.47%
2026-02-14 06:00 | 46067.25 |  | 50.15%
2026-02-14 07:00 | 46067.2917 |  | 52.06%
2026-02-14 08:00 | 46067.3333 |  | 54.35%
2026-02-14 09:00 | 46067.375 |  | 55.83%
2026-02-14 10:00 | 46067.4167 |  | 56.38%
2026-02-14 11:00 | 46067.4583 |  | 56.91%
2026-02-14 12:00 | 46067.5 |  | 56.96%
2026-02-14 13:00 | 46067.5417 |  | 56.85%
2026-02-14 14:00 | 46067.5833 |  | 56.19%
2026-02-14 15:00 | 46067.625 |  | 55.72%
2026-02-14 16:00 | 46067.6667 |  | 55.13%
2026-02-14 17:00 | 46067.7083 |  | 55.07%
2026-02-14 18:00 | 46067.75 |  | 53.86%
2026-02-14 19:00 | 46067.7917 |  | 53.69%
2026-02-14 20:00 | 46067.8333 |  | 51.93%
2026-02-14 21:00 | 46067.875 |  | 50.9%
2026-02-14 22:00 | 46067.9167 |  | 50.12%
2026-02-14 23:00 | 46067.9583 |  | 50.68%
2026-02-15 | 46068 |  | 51.29%
2026-02-15 01:00 | 46068.0417 |  | 50.57%
2026-02-15 02:00 | 46068.0833 |  | 50.08%
2026-02-15 03:00 | 46068.125 |  | 50.11%
2026-02-15 04:00 | 46068.1667 |  | 49.75%
2026-02-15 05:00 | 46068.2083 |  | 50.18%
2026-02-15 06:00 | 46068.25 |  | 53.2%
2026-02-15 07:00 | 46068.2917 |  | 56.94%
2026-02-15 08:00 | 46068.3333 |  | 57.7%
2026-02-15 09:00 | 46068.375 |  | 56.88%
2026-02-15 10:00 | 46068.4167 |  | 56.82%
2026-02-15 11:00 | 46068.4583 |  | 57.12%
2026-02-15 12:00 | 46068.5 |  | 57.18%
2026-02-15 13:00 | 46068.5417 |  | 57.28%
2026-02-15 14:00 | 46068.5833 |  | 57.55%
2026-02-15 15:00 | 46068.625 |  | 57.66%
2026-02-15 16:00 | 46068.6667 |  | 57.63%
2026-02-15 17:00 | 46068.7083 |  | 57.32%
2026-02-15 18:00 | 46068.75 |  | 56.27%
2026-02-15 19:00 | 46068.7917 |  | 56.16%
2026-02-15 20:00 | 46068.8333 |  | 54.42%
2026-02-15 21:00 | 46068.875 |  | 54.22%
2026-02-15 22:00 | 46068.9167 |  | 53.21%
2026-02-15 23:00 | 46068.9583 |  | 53.74%
2026-02-16 | 46069 |  | 51.12%
2026-02-16 01:00 | 46069.0417 |  | 50.41%
2026-02-16 02:00 | 46069.0833 |  | 49.92%
2026-02-16 03:00 | 46069.125 |  | 49.95%
2026-02-16 04:00 | 46069.1667 |  | 49.6%
2026-02-16 05:00 | 46069.2083 |  | 50.02%
2026-02-16 06:00 | 46069.25 |  | 53.03%
2026-02-16 07:00 | 46069.2917 |  | 56.76%
2026-02-16 08:00 | 46069.3333 |  | 57.52%
2026-02-16 09:00 | 46069.375 |  | 56.7%
2026-02-16 10:00 | 46069.4167 |  | 56.64%
2026-02-16 11:00 | 46069.4583 |  | 56.94%
2026-02-16 12:00 | 46069.5 |  | 56.99%
2026-02-16 13:00 | 46069.5417 |  | 57.09%
2026-02-16 14:00 | 46069.5833 |  | 57.37%
2026-02-16 15:00 | 46069.625 |  | 57.47%
2026-02-16 16:00 | 46069.6667 |  | 57.45%
2026-02-16 17:00 | 46069.7083 |  | 57.14%
2026-02-16 18:00 | 46069.75 |  | 56.1%
2026-02-16 19:00 | 46069.7917 |  | 55.98%
2026-02-16 20:00 | 46069.8333 |  | 54.24%
2026-02-16 21:00 | 46069.875 |  | 54.05%
2026-02-16 22:00 | 46069.9167 |  | 53.04%
2026-02-16 23:00 | 46069.9583 |  | 53.57%
2026-02-17 | 46070 |  | 51.29%
2026-02-17 01:00 | 46070.0417 |  | 50.57%
2026-02-17 02:00 | 46070.0833 |  | 50.08%
2026-02-17 03:00 | 46070.125 |  | 50.11%
2026-02-17 04:00 | 46070.1667 |  | 49.75%
2026-02-17 05:00 | 46070.2083 |  | 50.18%
2026-02-17 06:00 | 46070.25 |  | 53.19%
2026-02-17 07:00 | 46070.2917 |  | 56.94%
2026-02-17 08:00 | 46070.3333 |  | 57.7%
2026-02-17 09:00 | 46070.375 |  | 56.88%
2026-02-17 10:00 | 46070.4167 |  | 56.82%
2026-02-17 11:00 | 46070.4583 |  | 57.12%
2026-02-17 12:00 | 46070.5 |  | 57.17%
2026-02-17 13:00 | 46070.5417 |  | 57.27%
2026-02-17 14:00 | 46070.5833 |  | 57.55%
2026-02-17 15:00 | 46070.625 |  | 57.65%
2026-02-17 16:00 | 46070.6667 |  | 57.63%
2026-02-17 17:00 | 46070.7083 |  | 57.32%
2026-02-17 18:00 | 46070.75 |  | 56.27%
2026-02-17 19:00 | 46070.7917 |  | 56.16%
2026-02-17 20:00 | 46070.8333 |  | 54.41%
2026-02-17 21:00 | 46070.875 |  | 54.22%
2026-02-17 22:00 | 46070.9167 |  | 53.2%
2026-02-17 23:00 | 46070.9583 |  | 53.74%
2026-02-18 | 46071 |  | 51.14%
2026-02-18 01:00 | 46071.0417 |  | 50.43%
2026-02-18 02:00 | 46071.0833 |  | 49.94%
2026-02-18 03:00 | 46071.125 |  | 49.97%
2026-02-18 04:00 | 46071.1667 |  | 49.61%
2026-02-18 05:00 | 46071.2083 |  | 50.04%
2026-02-18 06:00 | 46071.25 |  | 53.05%
2026-02-18 07:00 | 46071.2917 |  | 56.78%
2026-02-18 08:00 | 46071.3333 |  | 57.54%
2026-02-18 09:00 | 46071.375 |  | 56.72%
2026-02-18 10:00 | 46071.4167 |  | 56.66%
2026-02-18 11:00 | 46071.4583 |  | 56.96%
2026-02-18 12:00 | 46071.5 |  | 57.02%
2026-02-18 13:00 | 46071.5417 |  | 57.12%
2026-02-18 14:00 | 46071.5833 |  | 57.39%
2026-02-18 15:00 | 46071.625 |  | 57.5%
2026-02-18 16:00 | 46071.6667 |  | 57.47%
2026-02-18 17:00 | 46071.7083 |  | 57.16%
2026-02-18 18:00 | 46071.75 |  | 56.12%
2026-02-18 19:00 | 46071.7917 |  | 56.01%
2026-02-18 20:00 | 46071.8333 |  | 54.26%
2026-02-18 21:00 | 46071.875 |  | 54.07%
2026-02-18 22:00 | 46071.9167 |  | 53.06%
2026-02-18 23:00 | 46071.9583 |  | 53.59%
2026-02-19 | 46072 |  | 50.7%
2026-02-19 01:00 | 46072.0417 |  | 50%
2026-02-19 02:00 | 46072.0833 |  | 49.5%
2026-02-19 03:00 | 46072.125 |  | 49.54%
2026-02-19 04:00 | 46072.1667 |  | 49.19%
2026-02-19 05:00 | 46072.2083 |  | 49.61%
2026-02-19 06:00 | 46072.25 |  | 52.59%
2026-02-19 07:00 | 46072.2917 |  | 56.29%
2026-02-19 08:00 | 46072.3333 |  | 57.04%
2026-02-19 09:00 | 46072.375 |  | 56.23%
2026-02-19 10:00 | 46072.4167 |  | 56.17%
2026-02-19 11:00 | 46072.4583 |  | 56.47%
2026-02-19 12:00 | 46072.5 |  | 56.52%
2026-02-19 13:00 | 46072.5417 |  | 56.62%
2026-02-19 14:00 | 46072.5833 |  | 56.89%
2026-02-19 15:00 | 46072.625 |  | 57%
2026-02-19 16:00 | 46072.6667 |  | 56.98%
2026-02-19 17:00 | 46072.7083 |  | 56.66%
2026-02-19 18:00 | 46072.75 |  | 55.63%
2026-02-19 19:00 | 46072.7917 |  | 55.52%
2026-02-19 20:00 | 46072.8333 |  | 53.79%
2026-02-19 21:00 | 46072.875 |  | 53.6%
2026-02-19 22:00 | 46072.9167 |  | 52.6%
2026-02-19 23:00 | 46072.9583 |  | 53.13%
2026-02-20 | 46073 |  | 49.09%
2026-02-20 01:00 | 46073.0417 |  | 48.79%
2026-02-20 02:00 | 46073.0833 |  | 48.35%
2026-02-20 03:00 | 46073.125 |  | 47.99%
2026-02-20 04:00 | 46073.1667 |  | 47.75%
2026-02-20 05:00 | 46073.2083 |  | 48.01%
2026-02-20 06:00 | 46073.25 |  | 48.67%
2026-02-20 07:00 | 46073.2917 |  | 50.53%
2026-02-20 08:00 | 46073.3333 |  | 52.74%
2026-02-20 09:00 | 46073.375 |  | 54.18%
2026-02-20 10:00 | 46073.4167 |  | 54.71%
2026-02-20 11:00 | 46073.4583 |  | 55.23%
2026-02-20 12:00 | 46073.5 |  | 55.28%
2026-02-20 13:00 | 46073.5417 |  | 55.17%
2026-02-20 14:00 | 46073.5833 |  | 54.53%
2026-02-20 15:00 | 46073.625 |  | 54.08%
2026-02-20 16:00 | 46073.6667 |  | 53.5%
2026-02-20 17:00 | 46073.7083 |  | 53.44%
2026-02-20 18:00 | 46073.75 |  | 52.27%
2026-02-20 19:00 | 46073.7917 |  | 52.11%
2026-02-20 20:00 | 46073.8333 |  | 50.4%
2026-02-20 21:00 | 46073.875 |  | 49.4%
2026-02-20 22:00 | 46073.9167 |  | 48.64%
2026-02-20 23:00 | 46073.9583 |  | 49.18%
2026-02-21 | 46074 |  | 49.05%
2026-02-21 01:00 | 46074.0417 |  | 48.76%
2026-02-21 02:00 | 46074.0833 |  | 48.32%
2026-02-21 03:00 | 46074.125 |  | 47.96%
2026-02-21 04:00 | 46074.1667 |  | 47.71%
2026-02-21 05:00 | 46074.2083 |  | 47.97%
2026-02-21 06:00 | 46074.25 |  | 48.63%
2026-02-21 07:00 | 46074.2917 |  | 50.49%
2026-02-21 08:00 | 46074.3333 |  | 52.7%
2026-02-21 09:00 | 46074.375 |  | 54.14%
2026-02-21 10:00 | 46074.4167 |  | 54.67%
2026-02-21 11:00 | 46074.4583 |  | 55.19%
2026-02-21 12:00 | 46074.5 |  | 55.24%
2026-02-21 13:00 | 46074.5417 |  | 55.13%
2026-02-21 14:00 | 46074.5833 |  | 54.49%
2026-02-21 15:00 | 46074.625 |  | 54.04%
2026-02-21 16:00 | 46074.6667 |  | 53.46%
2026-02-21 17:00 | 46074.7083 |  | 53.41%
2026-02-21 18:00 | 46074.75 |  | 52.23%
2026-02-21 19:00 | 46074.7917 |  | 52.07%
2026-02-21 20:00 | 46074.8333 |  | 50.36%
2026-02-21 21:00 | 46074.875 |  | 49.36%
2026-02-21 22:00 | 46074.9167 |  | 48.6%
2026-02-21 23:00 | 46074.9583 |  | 49.15%
2026-02-22 | 46075 |  | 49.66%
2026-02-22 01:00 | 46075.0417 |  | 48.97%
2026-02-22 02:00 | 46075.0833 |  | 48.49%
2026-02-22 03:00 | 46075.125 |  | 48.52%
2026-02-22 04:00 | 46075.1667 |  | 48.17%
2026-02-22 05:00 | 46075.2083 |  | 48.58%
2026-02-22 06:00 | 46075.25 |  | 51.5%
2026-02-22 07:00 | 46075.2917 |  | 55.13%
2026-02-22 08:00 | 46075.3333 |  | 55.87%
2026-02-22 09:00 | 46075.375 |  | 55.07%
2026-02-22 10:00 | 46075.4167 |  | 55.01%
2026-02-22 11:00 | 46075.4583 |  | 55.3%
2026-02-22 12:00 | 46075.5 |  | 55.36%
2026-02-22 13:00 | 46075.5417 |  | 55.46%
2026-02-22 14:00 | 46075.5833 |  | 55.72%
2026-02-22 15:00 | 46075.625 |  | 55.82%
2026-02-22 16:00 | 46075.6667 |  | 55.8%
2026-02-22 17:00 | 46075.7083 |  | 55.5%
2026-02-22 18:00 | 46075.75 |  | 54.49%
2026-02-22 19:00 | 46075.7917 |  | 54.38%
2026-02-22 20:00 | 46075.8333 |  | 52.69%
2026-02-22 21:00 | 46075.875 |  | 52.5%
2026-02-22 22:00 | 46075.9167 |  | 51.51%
2026-02-22 23:00 | 46075.9583 |  | 52.04%
2026-02-23 | 46076 |  | 49.78%
2026-02-23 01:00 | 46076.0417 |  | 49.09%
2026-02-23 02:00 | 46076.0833 |  | 48.61%
2026-02-23 03:00 | 46076.125 |  | 48.64%
2026-02-23 04:00 | 46076.1667 |  | 48.29%
2026-02-23 05:00 | 46076.2083 |  | 48.71%
2026-02-23 06:00 | 46076.25 |  | 51.64%
2026-02-23 07:00 | 46076.2917 |  | 55.27%
2026-02-23 08:00 | 46076.3333 |  | 56.01%
2026-02-23 09:00 | 46076.375 |  | 55.21%
2026-02-23 10:00 | 46076.4167 |  | 55.15%
2026-02-23 11:00 | 46076.4583 |  | 55.44%
2026-02-23 12:00 | 46076.5 |  | 55.5%
2026-02-23 13:00 | 46076.5417 |  | 55.6%
2026-02-23 14:00 | 46076.5833 |  | 55.86%
2026-02-23 15:00 | 46076.625 |  | 55.96%
2026-02-23 16:00 | 46076.6667 |  | 55.94%
2026-02-23 17:00 | 46076.7083 |  | 55.64%
2026-02-23 18:00 | 46076.75 |  | 54.62%
2026-02-23 19:00 | 46076.7917 |  | 54.52%
2026-02-23 20:00 | 46076.8333 |  | 52.82%
2026-02-23 21:00 | 46076.875 |  | 52.63%
2026-02-23 22:00 | 46076.9167 |  | 51.65%
2026-02-23 23:00 | 46076.9583 |  | 52.17%
2026-02-24 | 46077 |  | 49.46%
2026-02-24 01:00 | 46077.0417 |  | 48.77%
2026-02-24 02:00 | 46077.0833 |  | 48.3%
2026-02-24 03:00 | 46077.125 |  | 48.33%
2026-02-24 04:00 | 46077.1667 |  | 47.98%
2026-02-24 05:00 | 46077.2083 |  | 48.39%
2026-02-24 06:00 | 46077.25 |  | 51.3%
2026-02-24 07:00 | 46077.2917 |  | 54.91%
2026-02-24 08:00 | 46077.3333 |  | 55.65%
2026-02-24 09:00 | 46077.375 |  | 54.86%
2026-02-24 10:00 | 46077.4167 |  | 54.8%
2026-02-24 11:00 | 46077.4583 |  | 55.09%
2026-02-24 12:00 | 46077.5 |  | 55.14%
2026-02-24 13:00 | 46077.5417 |  | 55.24%
2026-02-24 14:00 | 46077.5833 |  | 55.5%
2026-02-24 15:00 | 46077.625 |  | 55.6%
2026-02-24 16:00 | 46077.6667 |  | 55.58%
2026-02-24 17:00 | 46077.7083 |  | 55.28%
2026-02-24 18:00 | 46077.75 |  | 54.27%
2026-02-24 19:00 | 46077.7917 |  | 54.16%
2026-02-24 20:00 | 46077.8333 |  | 52.48%
2026-02-24 21:00 | 46077.875 |  | 52.29%
2026-02-24 22:00 | 46077.9167 |  | 51.31%
2026-02-24 23:00 | 46077.9583 |  | 51.83%
2026-02-25 | 46078 |  | 48.51%
2026-02-25 01:00 | 46078.0417 |  | 47.4%
2026-02-25 02:00 | 46078.0833 |  | 47.34%
2026-02-25 03:00 | 46078.125 |  | 48.31%
2026-02-25 04:00 | 46078.1667 |  | 49.09%
2026-02-25 05:00 | 46078.2083 |  | 51.02%
2026-02-25 06:00 | 46078.25 |  | 54.93%
2026-02-25 07:00 | 46078.2917 |  | 58.73%
2026-02-25 08:00 | 46078.3333 |  | 58.42%
2026-02-25 09:00 | 46078.375 |  | 57.47%
2026-02-25 10:00 | 46078.4167 |  | 56.83%
2026-02-25 11:00 | 46078.4583 |  | 56.45%
2026-02-25 12:00 | 46078.5 |  | 56.46%
2026-02-25 13:00 | 46078.5417 |  | 56.37%
2026-02-25 14:00 | 46078.5833 |  | 56.17%
2026-02-25 15:00 | 46078.625 |  | 56.13%
2026-02-25 16:00 | 46078.6667 |  | 56.12%
2026-02-25 17:00 | 46078.7083 |  | 56.41%
2026-02-25 18:00 | 46078.75 |  | 56.18%
2026-02-25 19:00 | 46078.7917 |  | 55.45%
2026-02-25 20:00 | 46078.8333 |  | 54.38%
2026-02-25 21:00 | 46078.875 |  | 52.39%
2026-02-25 22:00 | 46078.9167 |  | 51.32%
2026-02-25 23:00 | 46078.9583 |  | 50.48%
2026-02-26 | 46079 |  | 48.87%
2026-02-26 01:00 | 46079.0417 |  | 47.75%
2026-02-26 02:00 | 46079.0833 |  | 47.69%
2026-02-26 03:00 | 46079.125 |  | 48.67%
2026-02-26 04:00 | 46079.1667 |  | 49.45%
2026-02-26 05:00 | 46079.2083 |  | 51.4%
2026-02-26 06:00 | 46079.25 |  | 55.34%
2026-02-26 07:00 | 46079.2917 |  | 59.17%
2026-02-26 08:00 | 46079.3333 |  | 58.85%
2026-02-26 09:00 | 46079.375 |  | 57.89%
2026-02-26 10:00 | 46079.4167 |  | 57.25%
2026-02-26 11:00 | 46079.4583 |  | 56.87%
2026-02-26 12:00 | 46079.5 |  | 56.87%
2026-02-26 13:00 | 46079.5417 |  | 56.79%
2026-02-26 14:00 | 46079.5833 |  | 56.59%
2026-02-26 15:00 | 46079.625 |  | 56.54%
2026-02-26 16:00 | 46079.6667 |  | 56.53%
2026-02-26 17:00 | 46079.7083 |  | 56.83%
2026-02-26 18:00 | 46079.75 |  | 56.59%
2026-02-26 19:00 | 46079.7917 |  | 55.86%
2026-02-26 20:00 | 46079.8333 |  | 54.78%
2026-02-26 21:00 | 46079.875 |  | 52.77%
2026-02-26 22:00 | 46079.9167 |  | 51.7%
2026-02-26 23:00 | 46079.9583 |  | 50.85%
2026-02-27 | 46080 |  | 46.32%
2026-02-27 01:00 | 46080.0417 |  | 46.03%
2026-02-27 02:00 | 46080.0833 |  | 46.51%
2026-02-27 03:00 | 46080.125 |  | 47.2%
2026-02-27 04:00 | 46080.1667 |  | 47.72%
2026-02-27 05:00 | 46080.2083 |  | 49.24%
2026-02-27 06:00 | 46080.25 |  | 51.16%
2026-02-27 07:00 | 46080.2917 |  | 54.48%
2026-02-27 08:00 | 46080.3333 |  | 56.13%
2026-02-27 09:00 | 46080.375 |  | 56.55%
2026-02-27 10:00 | 46080.4167 |  | 56.22%
2026-02-27 11:00 | 46080.4583 |  | 55.54%
2026-02-27 12:00 | 46080.5 |  | 55.54%
2026-02-27 13:00 | 46080.5417 |  | 55.79%
2026-02-27 14:00 | 46080.5833 |  | 54.12%
2026-02-27 15:00 | 46080.625 |  | 52.53%
2026-02-27 16:00 | 46080.6667 |  | 52.36%
2026-02-27 17:00 | 46080.7083 |  | 53.14%
2026-02-27 18:00 | 46080.75 |  | 53.28%
2026-02-27 19:00 | 46080.7917 |  | 53.4%
2026-02-27 20:00 | 46080.8333 |  | 52.41%
2026-02-27 21:00 | 46080.875 |  | 50.16%
2026-02-27 22:00 | 46080.9167 |  | 50.3%
2026-02-27 23:00 | 46080.9583 |  | 50.13%
2026-02-28 | 46081 |  | 46.14%
2026-02-28 01:00 | 46081.0417 |  | 45.86%
2026-02-28 02:00 | 46081.0833 |  | 46.34%
2026-02-28 03:00 | 46081.125 |  | 47.02%
2026-02-28 04:00 | 46081.1667 |  | 47.54%
2026-02-28 05:00 | 46081.2083 |  | 49.05%
2026-02-28 06:00 | 46081.25 |  | 50.96%
2026-02-28 07:00 | 46081.2917 |  | 54.27%
2026-02-28 08:00 | 46081.3333 |  | 55.92%
2026-02-28 09:00 | 46081.375 |  | 56.34%
2026-02-28 10:00 | 46081.4167 |  | 56.01%
2026-02-28 11:00 | 46081.4583 |  | 55.33%
2026-02-28 12:00 | 46081.5 |  | 55.33%
2026-02-28 13:00 | 46081.5417 |  | 55.58%
2026-02-28 14:00 | 46081.5833 |  | 53.91%
2026-02-28 15:00 | 46081.625 |  | 52.33%
2026-02-28 16:00 | 46081.6667 |  | 52.16%
2026-02-28 17:00 | 46081.7083 |  | 52.94%
2026-02-28 18:00 | 46081.75 |  | 53.08%
2026-02-28 19:00 | 46081.7917 |  | 53.19%
2026-02-28 20:00 | 46081.8333 |  | 52.22%
2026-02-28 21:00 | 46081.875 |  | 49.97%
2026-02-28 22:00 | 46081.9167 |  | 50.11%
2026-02-28 23:00 | 46081.9583 |  | 49.94%
2026-03-01 | 46082 |  | 48.57%
2026-03-01 01:00 | 46082.0417 |  | 47.45%
2026-03-01 02:00 | 46082.0833 |  | 47.39%
2026-03-01 03:00 | 46082.125 |  | 48.37%
2026-03-01 04:00 | 46082.1667 |  | 49.15%
2026-03-01 05:00 | 46082.2083 |  | 51.08%
2026-03-01 06:00 | 46082.25 |  | 55%
2026-03-01 07:00 | 46082.2917 |  | 58.8%
2026-03-01 08:00 | 46082.3333 |  | 58.49%
2026-03-01 09:00 | 46082.375 |  | 57.54%
2026-03-01 10:00 | 46082.4167 |  | 56.9%
2026-03-01 11:00 | 46082.4583 |  | 56.52%
2026-03-01 12:00 | 46082.5 |  | 56.52%
2026-03-01 13:00 | 46082.5417 |  | 56.44%
2026-03-01 14:00 | 46082.5833 |  | 56.24%
2026-03-01 15:00 | 46082.625 |  | 56.19%
2026-03-01 16:00 | 46082.6667 |  | 56.18%
2026-03-01 17:00 | 46082.7083 |  | 56.48%
2026-03-01 18:00 | 46082.75 |  | 56.24%
2026-03-01 19:00 | 46082.7917 |  | 55.52%
2026-03-01 20:00 | 46082.8333 |  | 54.44%
2026-03-01 21:00 | 46082.875 |  | 52.45%
2026-03-01 22:00 | 46082.9167 |  | 51.38%
2026-03-01 23:00 | 46082.9583 |  | 50.53%
2026-03-02 | 46083 |  | 48.1%
2026-03-02 01:00 | 46083.0417 |  | 46.99%
2026-03-02 02:00 | 46083.0833 |  | 46.94%
2026-03-02 03:00 | 46083.125 |  | 47.9%
2026-03-02 04:00 | 46083.1667 |  | 48.67%
2026-03-02 05:00 | 46083.2083 |  | 50.59%
2026-03-02 06:00 | 46083.25 |  | 54.46%
2026-03-02 07:00 | 46083.2917 |  | 58.23%
2026-03-02 08:00 | 46083.3333 |  | 57.92%
2026-03-02 09:00 | 46083.375 |  | 56.98%
2026-03-02 10:00 | 46083.4167 |  | 56.35%
2026-03-02 11:00 | 46083.4583 |  | 55.97%
2026-03-02 12:00 | 46083.5 |  | 55.98%
2026-03-02 13:00 | 46083.5417 |  | 55.89%
2026-03-02 14:00 | 46083.5833 |  | 55.69%
2026-03-02 15:00 | 46083.625 |  | 55.65%
2026-03-02 16:00 | 46083.6667 |  | 55.64%
2026-03-02 17:00 | 46083.7083 |  | 55.93%
2026-03-02 18:00 | 46083.75 |  | 55.7%
2026-03-02 19:00 | 46083.7917 |  | 54.98%
2026-03-02 20:00 | 46083.8333 |  | 53.92%
2026-03-02 21:00 | 46083.875 |  | 51.94%
2026-03-02 22:00 | 46083.9167 |  | 50.89%
2026-03-02 23:00 | 46083.9583 |  | 50.05%
2026-03-03 | 46084 |  | 47.61%
2026-03-03 01:00 | 46084.0417 |  | 46.51%
2026-03-03 02:00 | 46084.0833 |  | 46.45%
2026-03-03 03:00 | 46084.125 |  | 47.41%
2026-03-03 04:00 | 46084.1667 |  | 48.17%
2026-03-03 05:00 | 46084.2083 |  | 50.07%
2026-03-03 06:00 | 46084.25 |  | 53.91%
2026-03-03 07:00 | 46084.2917 |  | 57.64%
2026-03-03 08:00 | 46084.3333 |  | 57.33%
2026-03-03 09:00 | 46084.375 |  | 56.39%
2026-03-03 10:00 | 46084.4167 |  | 55.77%
2026-03-03 11:00 | 46084.4583 |  | 55.4%
2026-03-03 12:00 | 46084.5 |  | 55.4%
2026-03-03 13:00 | 46084.5417 |  | 55.32%
2026-03-03 14:00 | 46084.5833 |  | 55.12%
2026-03-03 15:00 | 46084.625 |  | 55.08%
2026-03-03 16:00 | 46084.6667 |  | 55.07%
2026-03-03 17:00 | 46084.7083 |  | 55.36%
2026-03-03 18:00 | 46084.75 |  | 55.13%
2026-03-03 19:00 | 46084.7917 |  | 54.42%
2026-03-03 20:00 | 46084.8333 |  | 53.36%
2026-03-03 21:00 | 46084.875 |  | 51.41%
2026-03-03 22:00 | 46084.9167 |  | 50.36%
2026-03-03 23:00 | 46084.9583 |  | 49.53%
2026-03-04 | 46085 |  | 47.51%
2026-03-04 01:00 | 46085.0417 |  | 46.42%
2026-03-04 02:00 | 46085.0833 |  | 46.37%
2026-03-04 03:00 | 46085.125 |  | 47.32%
2026-03-04 04:00 | 46085.1667 |  | 48.08%
2026-03-04 05:00 | 46085.2083 |  | 49.97%
2026-03-04 06:00 | 46085.25 |  | 53.8%
2026-03-04 07:00 | 46085.2917 |  | 57.53%
2026-03-04 08:00 | 46085.3333 |  | 57.22%
2026-03-04 09:00 | 46085.375 |  | 56.29%
2026-03-04 10:00 | 46085.4167 |  | 55.66%
2026-03-04 11:00 | 46085.4583 |  | 55.29%
2026-03-04 12:00 | 46085.5 |  | 55.3%
2026-03-04 13:00 | 46085.5417 |  | 55.22%
2026-03-04 14:00 | 46085.5833 |  | 55.02%
2026-03-04 15:00 | 46085.625 |  | 54.97%
2026-03-04 16:00 | 46085.6667 |  | 54.96%
2026-03-04 17:00 | 46085.7083 |  | 55.25%
2026-03-04 18:00 | 46085.75 |  | 55.02%
2026-03-04 19:00 | 46085.7917 |  | 54.31%
2026-03-04 20:00 | 46085.8333 |  | 53.26%
2026-03-04 21:00 | 46085.875 |  | 51.31%
2026-03-04 22:00 | 46085.9167 |  | 50.27%
2026-03-04 23:00 | 46085.9583 |  | 49.44%
2026-03-05 | 46086 |  | 47.52%
2026-03-05 01:00 | 46086.0417 |  | 46.43%
2026-03-05 02:00 | 46086.0833 |  | 46.37%
2026-03-05 03:00 | 46086.125 |  | 47.32%
2026-03-05 04:00 | 46086.1667 |  | 48.08%
2026-03-05 05:00 | 46086.2083 |  | 49.98%
2026-03-05 06:00 | 46086.25 |  | 53.8%
2026-03-05 07:00 | 46086.2917 |  | 57.53%
2026-03-05 08:00 | 46086.3333 |  | 57.22%
2026-03-05 09:00 | 46086.375 |  | 56.29%
2026-03-05 10:00 | 46086.4167 |  | 55.66%
2026-03-05 11:00 | 46086.4583 |  | 55.29%
2026-03-05 12:00 | 46086.5 |  | 55.3%
2026-03-05 13:00 | 46086.5417 |  | 55.22%
2026-03-05 14:00 | 46086.5833 |  | 55.02%
2026-03-05 15:00 | 46086.625 |  | 54.97%
2026-03-05 16:00 | 46086.6667 |  | 54.96%
2026-03-05 17:00 | 46086.7083 |  | 55.26%
2026-03-05 18:00 | 46086.75 |  | 55.02%
2026-03-05 19:00 | 46086.7917 |  | 54.32%
2026-03-05 20:00 | 46086.8333 |  | 53.26%
2026-03-05 21:00 | 46086.875 |  | 51.31%
2026-03-05 22:00 | 46086.9167 |  | 50.27%
2026-03-05 23:00 | 46086.9583 |  | 49.44%
2026-03-06 | 46087 |  | 44.61%
2026-03-06 01:00 | 46087.0417 |  | 44.34%
2026-03-06 02:00 | 46087.0833 |  | 44.8%
2026-03-06 03:00 | 46087.125 |  | 45.46%
2026-03-06 04:00 | 46087.1667 |  | 45.96%
2026-03-06 05:00 | 46087.2083 |  | 47.42%
2026-03-06 06:00 | 46087.25 |  | 49.27%
2026-03-06 07:00 | 46087.2917 |  | 52.47%
2026-03-06 08:00 | 46087.3333 |  | 54.06%
2026-03-06 09:00 | 46087.375 |  | 54.46%
2026-03-06 10:00 | 46087.4167 |  | 54.15%
2026-03-06 11:00 | 46087.4583 |  | 53.49%
2026-03-06 12:00 | 46087.5 |  | 53.49%
2026-03-06 13:00 | 46087.5417 |  | 53.74%
2026-03-06 14:00 | 46087.5833 |  | 52.12%
2026-03-06 15:00 | 46087.625 |  | 50.6%
2026-03-06 16:00 | 46087.6667 |  | 50.43%
2026-03-06 17:00 | 46087.7083 |  | 51.18%
2026-03-06 18:00 | 46087.75 |  | 51.32%
2026-03-06 19:00 | 46087.7917 |  | 51.43%
2026-03-06 20:00 | 46087.8333 |  | 50.48%
2026-03-06 21:00 | 46087.875 |  | 48.31%
2026-03-06 22:00 | 46087.9167 |  | 48.44%
2026-03-06 23:00 | 46087.9583 |  | 48.28%
2026-03-07 | 46088 |  | 44.72%
2026-03-07 01:00 | 46088.0417 |  | 44.45%
2026-03-07 02:00 | 46088.0833 |  | 44.91%
2026-03-07 03:00 | 46088.125 |  | 45.57%
2026-03-07 04:00 | 46088.1667 |  | 46.07%
2026-03-07 05:00 | 46088.2083 |  | 47.54%
2026-03-07 06:00 | 46088.25 |  | 49.39%
2026-03-07 07:00 | 46088.2917 |  | 52.6%
2026-03-07 08:00 | 46088.3333 |  | 54.2%
2026-03-07 09:00 | 46088.375 |  | 54.6%
2026-03-07 10:00 | 46088.4167 |  | 54.28%
2026-03-07 11:00 | 46088.4583 |  | 53.63%
2026-03-07 12:00 | 46088.5 |  | 53.62%
2026-03-07 13:00 | 46088.5417 |  | 53.87%
2026-03-07 14:00 | 46088.5833 |  | 52.25%
2026-03-07 15:00 | 46088.625 |  | 50.72%
2026-03-07 16:00 | 46088.6667 |  | 50.56%
2026-03-07 17:00 | 46088.7083 |  | 51.31%
2026-03-07 18:00 | 46088.75 |  | 51.44%
2026-03-07 19:00 | 46088.7917 |  | 51.55%
2026-03-07 20:00 | 46088.8333 |  | 50.61%
2026-03-07 21:00 | 46088.875 |  | 48.43%
2026-03-07 22:00 | 46088.9167 |  | 48.56%
2026-03-07 23:00 | 46088.9583 |  | 48.4%
2026-03-08 | 46089 |  | 47.73%
2026-03-08 01:00 | 46089.0417 |  | 46.63%
2026-03-08 02:00 | 46089.0833 |  | 46.58%
2026-03-08 03:00 | 46089.125 |  | 47.53%
2026-03-08 04:00 | 46089.1667 |  | 48.3%
2026-03-08 05:00 | 46089.2083 |  | 50.2%
2026-03-08 06:00 | 46089.25 |  | 54.05%
2026-03-08 07:00 | 46089.2917 |  | 57.79%
2026-03-08 08:00 | 46089.3333 |  | 57.48%
2026-03-08 09:00 | 46089.375 |  | 56.54%
2026-03-08 10:00 | 46089.4167 |  | 55.91%
2026-03-08 11:00 | 46089.4583 |  | 55.54%
2026-03-08 12:00 | 46089.5 |  | 55.55%
2026-03-08 13:00 | 46089.5417 |  | 55.47%
2026-03-08 14:00 | 46089.5833 |  | 55.27%
2026-03-08 15:00 | 46089.625 |  | 55.22%
2026-03-08 16:00 | 46089.6667 |  | 55.21%
2026-03-08 17:00 | 46089.7083 |  | 55.51%
2026-03-08 18:00 | 46089.75 |  | 55.27%
2026-03-08 19:00 | 46089.7917 |  | 54.56%
2026-03-08 20:00 | 46089.8333 |  | 53.5%
2026-03-08 21:00 | 46089.875 |  | 51.54%
2026-03-08 22:00 | 46089.9167 |  | 50.5%
2026-03-08 23:00 | 46089.9583 |  | 49.66%
2026-03-09 | 46090 |  | 47.73%
2026-03-09 01:00 | 46090.0417 |  | 46.63%
2026-03-09 02:00 | 46090.0833 |  | 46.58%
2026-03-09 03:00 | 46090.125 |  | 47.53%
2026-03-09 04:00 | 46090.1667 |  | 48.3%
2026-03-09 05:00 | 46090.2083 |  | 50.2%
2026-03-09 06:00 | 46090.25 |  | 54.05%
2026-03-09 07:00 | 46090.2917 |  | 57.79%
2026-03-09 08:00 | 46090.3333 |  | 57.48%
2026-03-09 09:00 | 46090.375 |  | 56.54%
2026-03-09 10:00 | 46090.4167 |  | 55.91%
2026-03-09 11:00 | 46090.4583 |  | 55.54%
2026-03-09 12:00 | 46090.5 |  | 55.55%
2026-03-09 13:00 | 46090.5417 |  | 55.47%
2026-03-09 14:00 | 46090.5833 |  | 55.27%
2026-03-09 15:00 | 46090.625 |  | 55.22%
2026-03-09 16:00 | 46090.6667 |  | 55.21%
2026-03-09 17:00 | 46090.7083 |  | 55.51%
2026-03-09 18:00 | 46090.75 |  | 55.27%
2026-03-09 19:00 | 46090.7917 |  | 54.56%
2026-03-09 20:00 | 46090.8333 |  | 53.5%
2026-03-09 21:00 | 46090.875 |  | 51.54%
2026-03-09 22:00 | 46090.9167 |  | 50.5%
2026-03-09 23:00 | 46090.9583 |  | 49.66%
2026-03-10 | 46091 |  | 47.48%
2026-03-10 01:00 | 46091.0417 |  | 46.38%
2026-03-10 02:00 | 46091.0833 |  | 46.33%
2026-03-10 03:00 | 46091.125 |  | 47.28%
2026-03-10 04:00 | 46091.1667 |  | 48.04%
2026-03-10 05:00 | 46091.2083 |  | 49.93%
2026-03-10 06:00 | 46091.25 |  | 53.76%
2026-03-10 07:00 | 46091.2917 |  | 57.48%
2026-03-10 08:00 | 46091.3333 |  | 57.17%
2026-03-10 09:00 | 46091.375 |  | 56.24%
2026-03-10 10:00 | 46091.4167 |  | 55.62%
2026-03-10 11:00 | 46091.4583 |  | 55.24%
2026-03-10 12:00 | 46091.5 |  | 55.25%
2026-03-10 13:00 | 46091.5417 |  | 55.17%
2026-03-10 14:00 | 46091.5833 |  | 54.97%
2026-03-10 15:00 | 46091.625 |  | 54.93%
2026-03-10 16:00 | 46091.6667 |  | 54.92%
2026-03-10 17:00 | 46091.7083 |  | 55.21%
2026-03-10 18:00 | 46091.75 |  | 54.98%
2026-03-10 19:00 | 46091.7917 |  | 54.27%
2026-03-10 20:00 | 46091.8333 |  | 53.22%
2026-03-10 21:00 | 46091.875 |  | 51.27%
2026-03-10 22:00 | 46091.9167 |  | 50.23%
2026-03-10 23:00 | 46091.9583 |  | 49.4%
2026-03-11 | 46092 |  | 46.76%
2026-03-11 01:00 | 46092.0417 |  | 45.68%
2026-03-11 02:00 | 46092.0833 |  | 45.63%
2026-03-11 03:00 | 46092.125 |  | 46.57%
2026-03-11 04:00 | 46092.1667 |  | 47.31%
2026-03-11 05:00 | 46092.2083 |  | 49.18%
2026-03-11 06:00 | 46092.25 |  | 52.94%
2026-03-11 07:00 | 46092.2917 |  | 56.61%
2026-03-11 08:00 | 46092.3333 |  | 56.31%
2026-03-11 09:00 | 46092.375 |  | 55.39%
2026-03-11 10:00 | 46092.4167 |  | 54.77%
2026-03-11 11:00 | 46092.4583 |  | 54.41%
2026-03-11 12:00 | 46092.5 |  | 54.41%
2026-03-11 13:00 | 46092.5417 |  | 54.33%
2026-03-11 14:00 | 46092.5833 |  | 54.14%
2026-03-11 15:00 | 46092.625 |  | 54.1%
2026-03-11 16:00 | 46092.6667 |  | 54.09%
2026-03-11 17:00 | 46092.7083 |  | 54.37%
2026-03-11 18:00 | 46092.75 |  | 54.14%
2026-03-11 19:00 | 46092.7917 |  | 53.45%
2026-03-11 20:00 | 46092.8333 |  | 52.41%
2026-03-11 21:00 | 46092.875 |  | 50.49%
2026-03-11 22:00 | 46092.9167 |  | 49.47%
2026-03-11 23:00 | 46092.9583 |  | 48.65%
2026-03-12 | 46093 |  | 46.3%
2026-03-12 01:00 | 46093.0417 |  | 45.24%
2026-03-12 02:00 | 46093.0833 |  | 45.18%
2026-03-12 03:00 | 46093.125 |  | 46.11%
2026-03-12 04:00 | 46093.1667 |  | 46.85%
2026-03-12 05:00 | 46093.2083 |  | 48.7%
2026-03-12 06:00 | 46093.25 |  | 52.43%
2026-03-12 07:00 | 46093.2917 |  | 56.06%
2026-03-12 08:00 | 46093.3333 |  | 55.76%
2026-03-12 09:00 | 46093.375 |  | 54.85%
2026-03-12 10:00 | 46093.4167 |  | 54.24%
2026-03-12 11:00 | 46093.4583 |  | 53.88%
2026-03-12 12:00 | 46093.5 |  | 53.88%
2026-03-12 13:00 | 46093.5417 |  | 53.8%
2026-03-12 14:00 | 46093.5833 |  | 53.61%
2026-03-12 15:00 | 46093.625 |  | 53.57%
2026-03-12 16:00 | 46093.6667 |  | 53.56%
2026-03-12 17:00 | 46093.7083 |  | 53.84%
2026-03-12 18:00 | 46093.75 |  | 53.62%
2026-03-12 19:00 | 46093.7917 |  | 52.93%
2026-03-12 20:00 | 46093.8333 |  | 51.9%
2026-03-12 21:00 | 46093.875 |  | 50%
2026-03-12 22:00 | 46093.9167 |  | 48.98%
2026-03-12 23:00 | 46093.9583 |  | 48.17%
2026-03-13 | 46094 |  | 43.4%
2026-03-13 01:00 | 46094.0417 |  | 43.13%
2026-03-13 02:00 | 46094.0833 |  | 43.58%
2026-03-13 03:00 | 46094.125 |  | 44.22%
2026-03-13 04:00 | 46094.1667 |  | 44.71%
2026-03-13 05:00 | 46094.2083 |  | 46.13%
2026-03-13 06:00 | 46094.25 |  | 47.93%
2026-03-13 07:00 | 46094.2917 |  | 51.04%
2026-03-13 08:00 | 46094.3333 |  | 52.59%
2026-03-13 09:00 | 46094.375 |  | 52.98%
2026-03-13 10:00 | 46094.4167 |  | 52.67%
2026-03-13 11:00 | 46094.4583 |  | 52.04%
2026-03-13 12:00 | 46094.5 |  | 52.03%
2026-03-13 13:00 | 46094.5417 |  | 52.27%
2026-03-13 14:00 | 46094.5833 |  | 50.7%
2026-03-13 15:00 | 46094.625 |  | 49.22%
2026-03-13 16:00 | 46094.6667 |  | 49.06%
2026-03-13 17:00 | 46094.7083 |  | 49.79%
2026-03-13 18:00 | 46094.75 |  | 49.92%
2026-03-13 19:00 | 46094.7917 |  | 50.03%
2026-03-13 20:00 | 46094.8333 |  | 49.11%
2026-03-13 21:00 | 46094.875 |  | 46.99%
2026-03-13 22:00 | 46094.9167 |  | 47.12%
2026-03-13 23:00 | 46094.9583 |  | 46.97%
2026-03-14 | 46095 |  | 43.58%
2026-03-14 01:00 | 46095.0417 |  | 43.31%
2026-03-14 02:00 | 46095.0833 |  | 43.76%
2026-03-14 03:00 | 46095.125 |  | 44.41%
2026-03-14 04:00 | 46095.1667 |  | 44.9%
2026-03-14 05:00 | 46095.2083 |  | 46.33%
2026-03-14 06:00 | 46095.25 |  | 48.13%
2026-03-14 07:00 | 46095.2917 |  | 51.26%
2026-03-14 08:00 | 46095.3333 |  | 52.82%
2026-03-14 09:00 | 46095.375 |  | 53.21%
2026-03-14 10:00 | 46095.4167 |  | 52.9%
2026-03-14 11:00 | 46095.4583 |  | 52.26%
2026-03-14 12:00 | 46095.5 |  | 52.26%
2026-03-14 13:00 | 46095.5417 |  | 52.5%
2026-03-14 14:00 | 46095.5833 |  | 50.92%
2026-03-14 15:00 | 46095.625 |  | 49.43%
2026-03-14 16:00 | 46095.6667 |  | 49.27%
2026-03-14 17:00 | 46095.7083 |  | 50%
2026-03-14 18:00 | 46095.75 |  | 50.13%
2026-03-14 19:00 | 46095.7917 |  | 50.24%
2026-03-14 20:00 | 46095.8333 |  | 49.32%
2026-03-14 21:00 | 46095.875 |  | 47.19%
2026-03-14 22:00 | 46095.9167 |  | 47.33%
2026-03-14 23:00 | 46095.9583 |  | 47.17%
2026-03-15 | 46096 |  | 47.04%
2026-03-15 01:00 | 46096.0417 |  | 45.96%
2026-03-15 02:00 | 46096.0833 |  | 45.9%
2026-03-15 03:00 | 46096.125 |  | 46.85%
2026-03-15 04:00 | 46096.1667 |  | 47.6%
2026-03-15 05:00 | 46096.2083 |  | 49.47%
2026-03-15 06:00 | 46096.25 |  | 53.26%
2026-03-15 07:00 | 46096.2917 |  | 56.95%
2026-03-15 08:00 | 46096.3333 |  | 56.64%
2026-03-15 09:00 | 46096.375 |  | 55.72%
2026-03-15 10:00 | 46096.4167 |  | 55.1%
2026-03-15 11:00 | 46096.4583 |  | 54.74%
2026-03-15 12:00 | 46096.5 |  | 54.74%
2026-03-15 13:00 | 46096.5417 |  | 54.66%
2026-03-15 14:00 | 46096.5833 |  | 54.47%
2026-03-15 15:00 | 46096.625 |  | 54.42%
2026-03-15 16:00 | 46096.6667 |  | 54.41%
2026-03-15 17:00 | 46096.7083 |  | 54.7%
2026-03-15 18:00 | 46096.75 |  | 54.47%
2026-03-15 19:00 | 46096.7917 |  | 53.77%
2026-03-15 20:00 | 46096.8333 |  | 52.73%
2026-03-15 21:00 | 46096.875 |  | 50.79%
2026-03-15 22:00 | 46096.9167 |  | 49.76%
2026-03-15 23:00 | 46096.9583 |  | 48.94%
2026-03-16 | 46097 |  | 47.09%
2026-03-16 01:00 | 46097.0417 |  | 46.01%
2026-03-16 02:00 | 46097.0833 |  | 45.96%
2026-03-16 03:00 | 46097.125 |  | 46.9%
2026-03-16 04:00 | 46097.1667 |  | 47.65%
2026-03-16 05:00 | 46097.2083 |  | 49.53%
2026-03-16 06:00 | 46097.25 |  | 53.33%
2026-03-16 07:00 | 46097.2917 |  | 57.02%
2026-03-16 08:00 | 46097.3333 |  | 56.71%
2026-03-16 09:00 | 46097.375 |  | 55.79%
2026-03-16 10:00 | 46097.4167 |  | 55.17%
2026-03-16 11:00 | 46097.4583 |  | 54.8%
2026-03-16 12:00 | 46097.5 |  | 54.81%
2026-03-16 13:00 | 46097.5417 |  | 54.73%
2026-03-16 14:00 | 46097.5833 |  | 54.53%
2026-03-16 15:00 | 46097.625 |  | 54.48%
2026-03-16 16:00 | 46097.6667 |  | 54.47%
2026-03-16 17:00 | 46097.7083 |  | 54.76%
2026-03-16 18:00 | 46097.75 |  | 54.53%
2026-03-16 19:00 | 46097.7917 |  | 53.83%
2026-03-16 20:00 | 46097.8333 |  | 52.79%
2026-03-16 21:00 | 46097.875 |  | 50.85%
2026-03-16 22:00 | 46097.9167 |  | 49.82%
2026-03-16 23:00 | 46097.9583 |  | 49%
2026-03-17 | 46098 |  | 47.11%
2026-03-17 01:00 | 46098.0417 |  | 46.03%
2026-03-17 02:00 | 46098.0833 |  | 45.97%
2026-03-17 03:00 | 46098.125 |  | 46.92%
2026-03-17 04:00 | 46098.1667 |  | 47.67%
2026-03-17 05:00 | 46098.2083 |  | 49.55%
2026-03-17 06:00 | 46098.25 |  | 53.34%
2026-03-17 07:00 | 46098.2917 |  | 57.04%
2026-03-17 08:00 | 46098.3333 |  | 56.73%
2026-03-17 09:00 | 46098.375 |  | 55.81%
2026-03-17 10:00 | 46098.4167 |  | 55.19%
2026-03-17 11:00 | 46098.4583 |  | 54.82%
2026-03-17 12:00 | 46098.5 |  | 54.82%
2026-03-17 13:00 | 46098.5417 |  | 54.74%
2026-03-17 14:00 | 46098.5833 |  | 54.55%
2026-03-17 15:00 | 46098.625 |  | 54.5%
2026-03-17 16:00 | 46098.6667 |  | 54.49%
2026-03-17 17:00 | 46098.7083 |  | 54.78%
2026-03-17 18:00 | 46098.75 |  | 54.55%
2026-03-17 19:00 | 46098.7917 |  | 53.85%
2026-03-17 20:00 | 46098.8333 |  | 52.81%
2026-03-17 21:00 | 46098.875 |  | 50.87%
2026-03-17 22:00 | 46098.9167 |  | 49.84%
2026-03-17 23:00 | 46098.9583 |  | 49.02%
2026-03-18 | 46099 |  | 47.05%
2026-03-18 01:00 | 46099.0417 |  | 45.97%
2026-03-18 02:00 | 46099.0833 |  | 45.91%
2026-03-18 03:00 | 46099.125 |  | 46.86%
2026-03-18 04:00 | 46099.1667 |  | 47.61%
2026-03-18 05:00 | 46099.2083 |  | 49.49%
2026-03-18 06:00 | 46099.25 |  | 53.28%
2026-03-18 07:00 | 46099.2917 |  | 56.96%
2026-03-18 08:00 | 46099.3333 |  | 56.66%
2026-03-18 09:00 | 46099.375 |  | 55.74%
2026-03-18 10:00 | 46099.4167 |  | 55.12%
2026-03-18 11:00 | 46099.4583 |  | 54.75%
2026-03-18 12:00 | 46099.5 |  | 54.76%
2026-03-18 13:00 | 46099.5417 |  | 54.68%
2026-03-18 14:00 | 46099.5833 |  | 54.48%
2026-03-18 15:00 | 46099.625 |  | 54.43%
2026-03-18 16:00 | 46099.6667 |  | 54.42%
2026-03-18 17:00 | 46099.7083 |  | 54.71%
2026-03-18 18:00 | 46099.75 |  | 54.48%
2026-03-18 19:00 | 46099.7917 |  | 53.78%
2026-03-18 20:00 | 46099.8333 |  | 52.74%
2026-03-18 21:00 | 46099.875 |  | 50.81%
2026-03-18 22:00 | 46099.9167 |  | 49.78%
2026-03-18 23:00 | 46099.9583 |  | 48.95%
2026-03-19 | 46100 |  | 46.73%
2026-03-19 01:00 | 46100.0417 |  | 45.66%
2026-03-19 02:00 | 46100.0833 |  | 45.6%
2026-03-19 03:00 | 46100.125 |  | 46.54%
2026-03-19 04:00 | 46100.1667 |  | 47.29%
2026-03-19 05:00 | 46100.2083 |  | 49.15%
2026-03-19 06:00 | 46100.25 |  | 52.92%
2026-03-19 07:00 | 46100.2917 |  | 56.58%
2026-03-19 08:00 | 46100.3333 |  | 56.28%
2026-03-19 09:00 | 46100.375 |  | 55.36%
2026-03-19 10:00 | 46100.4167 |  | 54.75%
2026-03-19 11:00 | 46100.4583 |  | 54.38%
2026-03-19 12:00 | 46100.5 |  | 54.39%
2026-03-19 13:00 | 46100.5417 |  | 54.31%
2026-03-19 14:00 | 46100.5833 |  | 54.11%
2026-03-19 15:00 | 46100.625 |  | 54.07%
2026-03-19 16:00 | 46100.6667 |  | 54.06%
2026-03-19 17:00 | 46100.7083 |  | 54.35%
2026-03-19 18:00 | 46100.75 |  | 54.12%
2026-03-19 19:00 | 46100.7917 |  | 53.42%
2026-03-19 20:00 | 46100.8333 |  | 52.38%
2026-03-19 21:00 | 46100.875 |  | 50.46%
2026-03-19 22:00 | 46100.9167 |  | 49.44%
2026-03-19 23:00 | 46100.9583 |  | 48.62%
2026-03-20 | 46101 |  | 43.58%
2026-03-20 01:00 | 46101.0417 |  | 43.31%
2026-03-20 02:00 | 46101.0833 |  | 43.76%
2026-03-20 03:00 | 46101.125 |  | 44.4%
2026-03-20 04:00 | 46101.1667 |  | 44.89%
2026-03-20 05:00 | 46101.2083 |  | 46.32%
2026-03-20 06:00 | 46101.25 |  | 48.13%
2026-03-20 07:00 | 46101.2917 |  | 51.25%
2026-03-20 08:00 | 46101.3333 |  | 52.81%
2026-03-20 09:00 | 46101.375 |  | 53.2%
2026-03-20 10:00 | 46101.4167 |  | 52.89%
2026-03-20 11:00 | 46101.4583 |  | 52.25%
2026-03-20 12:00 | 46101.5 |  | 52.25%
2026-03-20 13:00 | 46101.5417 |  | 52.49%
2026-03-20 14:00 | 46101.5833 |  | 50.91%
2026-03-20 15:00 | 46101.625 |  | 49.42%
2026-03-20 16:00 | 46101.6667 |  | 49.26%
2026-03-20 17:00 | 46101.7083 |  | 50%
2026-03-20 18:00 | 46101.75 |  | 50.12%
2026-03-20 19:00 | 46101.7917 |  | 50.23%
2026-03-20 20:00 | 46101.8333 |  | 49.31%
2026-03-20 21:00 | 46101.875 |  | 47.19%
2026-03-20 22:00 | 46101.9167 |  | 47.32%
2026-03-20 23:00 | 46101.9583 |  | 47.16%
2026-03-21 | 46102 |  | 43.7%
2026-03-21 01:00 | 46102.0417 |  | 43.43%
2026-03-21 02:00 | 46102.0833 |  | 43.88%
2026-03-21 03:00 | 46102.125 |  | 44.52%
2026-03-21 04:00 | 46102.1667 |  | 45.02%
2026-03-21 05:00 | 46102.2083 |  | 46.45%
2026-03-21 06:00 | 46102.25 |  | 48.26%
2026-03-21 07:00 | 46102.2917 |  | 51.39%
2026-03-21 08:00 | 46102.3333 |  | 52.95%
2026-03-21 09:00 | 46102.375 |  | 53.35%
2026-03-21 10:00 | 46102.4167 |  | 53.03%
2026-03-21 11:00 | 46102.4583 |  | 52.4%
2026-03-21 12:00 | 46102.5 |  | 52.39%
2026-03-21 13:00 | 46102.5417 |  | 52.63%
2026-03-21 14:00 | 46102.5833 |  | 51.05%
2026-03-21 15:00 | 46102.625 |  | 49.56%
2026-03-21 16:00 | 46102.6667 |  | 49.4%
2026-03-21 17:00 | 46102.7083 |  | 50.13%
2026-03-21 18:00 | 46102.75 |  | 50.26%
2026-03-21 19:00 | 46102.7917 |  | 50.37%
2026-03-21 20:00 | 46102.8333 |  | 49.45%
2026-03-21 21:00 | 46102.875 |  | 47.32%
2026-03-21 22:00 | 46102.9167 |  | 47.45%
2026-03-21 23:00 | 46102.9583 |  | 47.29%
2026-03-22 | 46103 |  | 46.66%
2026-03-22 01:00 | 46103.0417 |  | 45.58%
2026-03-22 02:00 | 46103.0833 |  | 45.53%
2026-03-22 03:00 | 46103.125 |  | 46.46%
2026-03-22 04:00 | 46103.1667 |  | 47.21%
2026-03-22 05:00 | 46103.2083 |  | 49.07%
2026-03-22 06:00 | 46103.25 |  | 52.83%
2026-03-22 07:00 | 46103.2917 |  | 56.49%
2026-03-22 08:00 | 46103.3333 |  | 56.18%
2026-03-22 09:00 | 46103.375 |  | 55.27%
2026-03-22 10:00 | 46103.4167 |  | 54.66%
2026-03-22 11:00 | 46103.4583 |  | 54.29%
2026-03-22 12:00 | 46103.5 |  | 54.3%
2026-03-22 13:00 | 46103.5417 |  | 54.22%
2026-03-22 14:00 | 46103.5833 |  | 54.02%
2026-03-22 15:00 | 46103.625 |  | 53.98%
2026-03-22 16:00 | 46103.6667 |  | 53.97%
2026-03-22 17:00 | 46103.7083 |  | 54.26%
2026-03-22 18:00 | 46103.75 |  | 54.03%
2026-03-22 19:00 | 46103.7917 |  | 53.33%
2026-03-22 20:00 | 46103.8333 |  | 52.3%
2026-03-22 21:00 | 46103.875 |  | 50.38%
2026-03-22 22:00 | 46103.9167 |  | 49.36%
2026-03-22 23:00 | 46103.9583 |  | 48.54%
2026-03-23 | 46104 |  | 46.52%
2026-03-23 01:00 | 46104.0417 |  | 45.46%
2026-03-23 02:00 | 46104.0833 |  | 45.4%
2026-03-23 03:00 | 46104.125 |  | 46.33%
2026-03-23 04:00 | 46104.1667 |  | 47.08%
2026-03-23 05:00 | 46104.2083 |  | 48.93%
2026-03-23 06:00 | 46104.25 |  | 52.68%
2026-03-23 07:00 | 46104.2917 |  | 56.33%
2026-03-23 08:00 | 46104.3333 |  | 56.03%
2026-03-23 09:00 | 46104.375 |  | 55.11%
2026-03-23 10:00 | 46104.4167 |  | 54.5%
2026-03-23 11:00 | 46104.4583 |  | 54.14%
2026-03-23 12:00 | 46104.5 |  | 54.14%
2026-03-23 13:00 | 46104.5417 |  | 54.06%
2026-03-23 14:00 | 46104.5833 |  | 53.87%
2026-03-23 15:00 | 46104.625 |  | 53.83%
2026-03-23 16:00 | 46104.6667 |  | 53.82%
2026-03-23 17:00 | 46104.7083 |  | 54.1%
2026-03-23 18:00 | 46104.75 |  | 53.88%
2026-03-23 19:00 | 46104.7917 |  | 53.18%
2026-03-23 20:00 | 46104.8333 |  | 52.15%
2026-03-23 21:00 | 46104.875 |  | 50.24%
2026-03-23 22:00 | 46104.9167 |  | 49.22%
2026-03-23 23:00 | 46104.9583 |  | 48.41%
2026-03-24 | 46105 |  | 46.53%
2026-03-24 01:00 | 46105.0417 |  | 45.47%
2026-03-24 02:00 | 46105.0833 |  | 45.41%
2026-03-24 03:00 | 46105.125 |  | 46.34%
2026-03-24 04:00 | 46105.1667 |  | 47.09%
2026-03-24 05:00 | 46105.2083 |  | 48.94%
2026-03-24 06:00 | 46105.25 |  | 52.69%
2026-03-24 07:00 | 46105.2917 |  | 56.34%
2026-03-24 08:00 | 46105.3333 |  | 56.04%
2026-03-24 09:00 | 46105.375 |  | 55.13%
2026-03-24 10:00 | 46105.4167 |  | 54.51%
2026-03-24 11:00 | 46105.4583 |  | 54.15%
2026-03-24 12:00 | 46105.5 |  | 54.16%
2026-03-24 13:00 | 46105.5417 |  | 54.08%
2026-03-24 14:00 | 46105.5833 |  | 53.88%
2026-03-24 15:00 | 46105.625 |  | 53.84%
2026-03-24 16:00 | 46105.6667 |  | 53.83%
2026-03-24 17:00 | 46105.7083 |  | 54.12%
2026-03-24 18:00 | 46105.75 |  | 53.89%
2026-03-24 19:00 | 46105.7917 |  | 53.19%
2026-03-24 20:00 | 46105.8333 |  | 52.16%
2026-03-24 21:00 | 46105.875 |  | 50.25%
2026-03-24 22:00 | 46105.9167 |  | 49.23%
2026-03-24 23:00 | 46105.9583 |  | 48.42%
2026-03-25 | 46106 |  | 46.23%
2026-03-25 01:00 | 46106.0417 |  | 45.17%
2026-03-25 02:00 | 46106.0833 |  | 45.12%
2026-03-25 03:00 | 46106.125 |  | 46.04%
2026-03-25 04:00 | 46106.1667 |  | 46.78%
2026-03-25 05:00 | 46106.2083 |  | 48.63%
2026-03-25 06:00 | 46106.25 |  | 52.35%
2026-03-25 07:00 | 46106.2917 |  | 55.98%
2026-03-25 08:00 | 46106.3333 |  | 55.68%
2026-03-25 09:00 | 46106.375 |  | 54.77%
2026-03-25 10:00 | 46106.4167 |  | 54.16%
2026-03-25 11:00 | 46106.4583 |  | 53.8%
2026-03-25 12:00 | 46106.5 |  | 53.81%
2026-03-25 13:00 | 46106.5417 |  | 53.73%
2026-03-25 14:00 | 46106.5833 |  | 53.53%
2026-03-25 15:00 | 46106.625 |  | 53.49%
2026-03-25 16:00 | 46106.6667 |  | 53.48%
2026-03-25 17:00 | 46106.7083 |  | 53.77%
2026-03-25 18:00 | 46106.75 |  | 53.54%
2026-03-25 19:00 | 46106.7917 |  | 52.85%
2026-03-25 20:00 | 46106.8333 |  | 51.83%
2026-03-25 21:00 | 46106.875 |  | 49.93%
2026-03-25 22:00 | 46106.9167 |  | 48.91%
2026-03-25 23:00 | 46106.9583 |  | 48.11%
2026-03-26 | 46107 |  | 45.68%
2026-03-26 01:00 | 46107.0417 |  | 44.63%
2026-03-26 02:00 | 46107.0833 |  | 44.58%
2026-03-26 03:00 | 46107.125 |  | 45.5%
2026-03-26 04:00 | 46107.1667 |  | 46.22%
2026-03-26 05:00 | 46107.2083 |  | 48.05%
2026-03-26 06:00 | 46107.25 |  | 51.73%
2026-03-26 07:00 | 46107.2917 |  | 55.31%
2026-03-26 08:00 | 46107.3333 |  | 55.01%
2026-03-26 09:00 | 46107.375 |  | 54.12%
2026-03-26 10:00 | 46107.4167 |  | 53.52%
2026-03-26 11:00 | 46107.4583 |  | 53.16%
2026-03-26 12:00 | 46107.5 |  | 53.16%
2026-03-26 13:00 | 46107.5417 |  | 53.09%
2026-03-26 14:00 | 46107.5833 |  | 52.9%
2026-03-26 15:00 | 46107.625 |  | 52.85%
2026-03-26 16:00 | 46107.6667 |  | 52.84%
2026-03-26 17:00 | 46107.7083 |  | 53.12%
2026-03-26 18:00 | 46107.75 |  | 52.9%
2026-03-26 19:00 | 46107.7917 |  | 52.22%
2026-03-26 20:00 | 46107.8333 |  | 51.21%
2026-03-26 21:00 | 46107.875 |  | 49.33%
2026-03-26 22:00 | 46107.9167 |  | 48.33%
2026-03-26 23:00 | 46107.9583 |  | 47.53%
2026-03-27 | 46108 |  | 42.2%
2026-03-27 01:00 | 46108.0417 |  | 41.94%
2026-03-27 02:00 | 46108.0833 |  | 42.37%
2026-03-27 03:00 | 46108.125 |  | 43%
2026-03-27 04:00 | 46108.1667 |  | 43.47%
2026-03-27 05:00 | 46108.2083 |  | 44.86%
2026-03-27 06:00 | 46108.25 |  | 46.61%
2026-03-27 07:00 | 46108.2917 |  | 49.63%
2026-03-27 08:00 | 46108.3333 |  | 51.14%
2026-03-27 09:00 | 46108.375 |  | 51.52%
2026-03-27 10:00 | 46108.4167 |  | 51.22%
2026-03-27 11:00 | 46108.4583 |  | 50.6%
2026-03-27 12:00 | 46108.5 |  | 50.6%
2026-03-27 13:00 | 46108.5417 |  | 50.83%
2026-03-27 14:00 | 46108.5833 |  | 49.3%
2026-03-27 15:00 | 46108.625 |  | 47.86%
2026-03-27 16:00 | 46108.6667 |  | 47.7%
2026-03-27 17:00 | 46108.7083 |  | 48.42%
2026-03-27 18:00 | 46108.75 |  | 48.54%
2026-03-27 19:00 | 46108.7917 |  | 48.65%
2026-03-27 20:00 | 46108.8333 |  | 47.75%
2026-03-27 21:00 | 46108.875 |  | 45.69%
2026-03-27 22:00 | 46108.9167 |  | 45.82%
2026-03-27 23:00 | 46108.9583 |  | 45.67%
2026-03-28 | 46109 |  | 40.2%
2026-03-28 01:00 | 46109.0417 |  | 38.75%
2026-03-28 02:00 | 46109.0833 |  | 38.51%
2026-03-28 03:00 | 46109.125 |  | 39.01%
2026-03-28 04:00 | 46109.1667 |  | 40.69%
2026-03-28 05:00 | 46109.2083 |  | 44.15%
2026-03-28 06:00 | 46109.25 |  | 47.81%
2026-03-28 07:00 | 46109.2917 |  | 50.75%
2026-03-28 08:00 | 46109.3333 |  | 51.91%
2026-03-28 09:00 | 46109.375 |  | 50.77%
2026-03-28 10:00 | 46109.4167 |  | 49.68%
2026-03-28 11:00 | 46109.4583 |  | 49.41%
2026-03-28 12:00 | 46109.5 |  | 49.05%
2026-03-28 13:00 | 46109.5417 |  | 47.77%
2026-03-28 14:00 | 46109.5833 |  | 47.05%
2026-03-28 15:00 | 46109.625 |  | 46.1%
2026-03-28 16:00 | 46109.6667 |  | 46.63%
2026-03-28 17:00 | 46109.7083 |  | 46.52%
2026-03-28 18:00 | 46109.75 |  | 46.7%
2026-03-28 19:00 | 46109.7917 |  | 45.87%
2026-03-28 20:00 | 46109.8333 |  | 46.48%
2026-03-28 21:00 | 46109.875 |  | 45.15%
2026-03-28 22:00 | 46109.9167 |  | 44.06%
2026-03-28 23:00 | 46109.9583 |  | 39.81%
2026-03-29 | 46110 |  | 40.32%
2026-03-29 01:00 | 46110.0417 |  | 38.86%
2026-03-29 02:00 | 46110.0833 |  | 38.62%
2026-03-29 03:00 | 46110.125 |  | 39.12%
2026-03-29 04:00 | 46110.1667 |  | 40.81%
2026-03-29 05:00 | 46110.2083 |  | 44.28%
2026-03-29 06:00 | 46110.25 |  | 47.95%
2026-03-29 07:00 | 46110.2917 |  | 50.89%
2026-03-29 08:00 | 46110.3333 |  | 52.06%
2026-03-29 09:00 | 46110.375 |  | 50.92%
2026-03-29 10:00 | 46110.4167 |  | 49.83%
2026-03-29 11:00 | 46110.4583 |  | 49.55%
2026-03-29 12:00 | 46110.5 |  | 49.19%
2026-03-29 13:00 | 46110.5417 |  | 47.91%
2026-03-29 14:00 | 46110.5833 |  | 47.19%
2026-03-29 15:00 | 46110.625 |  | 46.23%
2026-03-29 16:00 | 46110.6667 |  | 46.76%
2026-03-29 17:00 | 46110.7083 |  | 46.66%
2026-03-29 18:00 | 46110.75 |  | 46.83%
2026-03-29 19:00 | 46110.7917 |  | 46.01%
2026-03-29 20:00 | 46110.8333 |  | 46.61%
2026-03-29 21:00 | 46110.875 |  | 45.28%
2026-03-29 22:00 | 46110.9167 |  | 44.19%
2026-03-29 23:00 | 46110.9583 |  | 39.93%
2026-03-30 | 46111 |  | 40.09%
2026-03-30 01:00 | 46111.0417 |  | 39.97%
2026-03-30 02:00 | 46111.0833 |  | 39.97%
2026-03-30 03:00 | 46111.125 |  | 40.89%
2026-03-30 04:00 | 46111.1667 |  | 42.85%
2026-03-30 05:00 | 46111.2083 |  | 47.14%
2026-03-30 06:00 | 46111.25 |  | 51.89%
2026-03-30 07:00 | 46111.2917 |  | 52.92%
2026-03-30 08:00 | 46111.3333 |  | 52.86%
2026-03-30 09:00 | 46111.375 |  | 51.95%
2026-03-30 10:00 | 46111.4167 |  | 51.63%
2026-03-30 11:00 | 46111.4583 |  | 51.8%
2026-03-30 12:00 | 46111.5 |  | 51.75%
2026-03-30 13:00 | 46111.5417 |  | 51.4%
2026-03-30 14:00 | 46111.5833 |  | 51.37%
2026-03-30 15:00 | 46111.625 |  | 51.28%
2026-03-30 16:00 | 46111.6667 |  | 51.04%
2026-03-30 17:00 | 46111.7083 |  | 50.99%
2026-03-30 18:00 | 46111.75 |  | 50.31%
2026-03-30 19:00 | 46111.7917 |  | 49.08%
2026-03-30 20:00 | 46111.8333 |  | 48.4%
2026-03-30 21:00 | 46111.875 |  | 47.29%
2026-03-30 22:00 | 46111.9167 |  | 46.78%
2026-03-30 23:00 | 46111.9583 |  | 42.55%
2026-03-31 | 46112 |  | 40.75%
2026-03-31 01:00 | 46112.0417 |  | 40.63%
2026-03-31 02:00 | 46112.0833 |  | 40.62%
2026-03-31 03:00 | 46112.125 |  | 41.56%
2026-03-31 04:00 | 46112.1667 |  | 43.55%
2026-03-31 05:00 | 46112.2083 |  | 47.91%
2026-03-31 06:00 | 46112.25 |  | 52.74%
2026-03-31 07:00 | 46112.2917 |  | 53.79%
2026-03-31 08:00 | 46112.3333 |  | 53.73%
2026-03-31 09:00 | 46112.375 |  | 52.8%
2026-03-31 10:00 | 46112.4167 |  | 52.47%
2026-03-31 11:00 | 46112.4583 |  | 52.65%
2026-03-31 12:00 | 46112.5 |  | 52.59%
2026-03-31 13:00 | 46112.5417 |  | 52.24%
2026-03-31 14:00 | 46112.5833 |  | 52.21%
2026-03-31 15:00 | 46112.625 |  | 52.12%
2026-03-31 16:00 | 46112.6667 |  | 51.88%
2026-03-31 17:00 | 46112.7083 |  | 51.83%
2026-03-31 18:00 | 46112.75 |  | 51.14%
2026-03-31 19:00 | 46112.7917 |  | 49.89%
2026-03-31 20:00 | 46112.8333 |  | 49.2%
2026-03-31 21:00 | 46112.875 |  | 48.07%
2026-03-31 22:00 | 46112.9167 |  | 47.54%
2026-03-31 23:00 | 46112.9583 |  | 43.24%
Formulas:
Date = [Date, row above]+1/24

## 1.5 Forced outage rates
1.5 Forced outage rates
This section is presented in §2.1.1.5. of the explanatory note.
Average forced outage rate over 2010-2019
Nuclear | 3.7%
Classical | 8%
CCGT | 9%
GT | 12.3%
TJ | 4.3%
Waste | 1.5%
CHP | 6.4%
Pumped storage | 4.237%
HVDC link | 5%
Sources:
Elia (2010-2019)
ENTSO-E Transparency platform (2015-2019) where available
MAF Study
Strategic Reserve

## 2.1 Demand
2.1 Demand
§2.1.2.1. of the explanatory note describes this section.
|  | Total demand [TWh] | Normalised total demand [TWh]
historical | 2019 | 84.89 | 85.68
Final NECP (WAM) including lossess and oil reffineries | 2025 |  | 89.6

## 2.2 Market response
2.2 Market response
This section is presented in §2.1.2.2. of the explanatory note.
Market response volume
Categories | Total volume [MW]
Max use of 1 hour | 100
Max use of 2 hours | 350
Max use of 4 hours | 665
Max use of 8 hours | 300
No limit | 150
Market response shedding | 1565
Total volume [MWh/day]
Market response shifting | 500
Sources:
Elia Adequacy & Flexibility study
Energy Pact

## 3. Balancing capacity
3. Balancing capacity
The table below summarizes the values taken in the framework of the CRM (see Explanatory Note, §2.1.3 for more information).
Volume [MW]
Total FCR | 88
Total FRR | 1000
Total reserve capacity | 1088
- Cross-border reserve capacity | 103
Balancing capacity to be included for the CRM Volume | 985

## 4. Flow based domains
4. Flow based domains
The section is further described in §2.1.4 of the explanatory note.
Assumption summary: | FR | DE | NL | BE | AT | IT | SI | CZ | PL | CH | IFA1 | IFA2 | Britned | NEMO | ALEGrO | RAM
Flow based perimter: COREMOD | 0.059783 | -0.059657 | -0.047527 | 0.19548 | -0.029546 | -0.0010668 | -0.024669 | -0.036341 | -0.039681 | -0.005847 | 0.095715 | 0.074146 | -0.03753 | 0.14863 | 0.49418 | 1031.5091
Advanced Hybrid Coupling for external flows crossing the North Sea channel | -0.059783 | 0.059657 | 0.047527 | -0.19548 | 0.029546 | 0.0010668 | 0.024669 | 0.036341 | 0.039681 | 0.005847 | -0.095715 | -0.074146 | 0.03753 | -0.14863 | -0.49418 | 1031.5091
Only cross-border CNEC at or above 380kV | 0.073339 | -0.066957 | -0.24152 | 0.22815 | -0.035324 | -0.0011803 | -0.029603 | -0.043909 | -0.048577 | -0.0069655 | 0.12459 | 0.093376 | -0.2621 | 0.23946 | 0.17456 | 1842.9021
RAM = 70% on each CNEC | -0.073339 | 0.066957 | 0.24152 | -0.22815 | 0.035324 | 0.0011803 | 0.029603 | 0.043909 | 0.048577 | 0.0069655 | -0.12459 | -0.093376 | 0.2621 | -0.23946 | -0.17456 | 1842.9021
| 0.073339 | -0.066957 | -0.24152 | 0.22815 | -0.035324 | -0.0011803 | -0.029603 | -0.043909 | -0.048577 | -0.0069655 | 0.12459 | 0.093376 | -0.2621 | 0.23946 | 0.17456 | 1842.9021
| -0.073339 | 0.066957 | 0.24152 | -0.22815 | 0.035324 | 0.0011803 | 0.029603 | 0.043909 | 0.048577 | 0.0069655 | -0.12459 | -0.093376 | 0.2621 | -0.23946 | -0.17456 | 1842.9021
| -0.10618 | 0.074041 | 0.15357 | 0.2504 | 0.038754 | -0.00086641 | 0.031944 | 0.047722 | 0.052171 | 0.010481 | -0.20066 | -0.14319 | 0.15876 | 0.38854 | 0.028155 | 1842.9021
| 0.10618 | -0.074041 | -0.15357 | -0.2504 | -0.038754 | 0.00086641 | -0.031944 | -0.047722 | -0.052171 | -0.010481 | 0.20066 | 0.14319 | -0.15876 | -0.38854 | -0.028155 | 1842.9021
| -0.10618 | 0.074041 | 0.15357 | 0.2504 | 0.038754 | -0.00086641 | 0.031944 | 0.047722 | 0.052171 | 0.010481 | -0.20066 | -0.14319 | 0.15876 | 0.38854 | 0.028155 | 1842.9021
| 0.10618 | -0.074041 | -0.15357 | -0.2504 | -0.038754 | 0.00086641 | -0.031944 | -0.047722 | -0.052171 | -0.010481 | 0.20066 | 0.14319 | -0.15876 | -0.38854 | -0.028155 | 1842.9021
| -0.004847 | -0.020428 | -0.014058 | -0.010958 | 0.10306 | 0.0092957 | 0.042853 | -0.1392 | -0.075552 | -0.0021058 | -0.0073854 | -0.0059564 | -0.013853 | -0.010198 | 0.0018501 | 1036.6324
| 0.004847 | 0.020428 | 0.014058 | 0.010958 | -0.10306 | -0.0092957 | -0.042853 | 0.1392 | 0.075552 | 0.0021058 | 0.0073854 | 0.0059564 | 0.013853 | 0.010198 | -0.0018501 | 1036.6324
| -0.004847 | -0.020428 | -0.014058 | -0.010958 | 0.10306 | 0.0092957 | 0.042853 | -0.1392 | -0.075552 | -0.0021058 | -0.0073854 | -0.0059564 | -0.013853 | -0.010198 | 0.0018501 | 1036.6324
| 0.004847 | 0.020428 | 0.014058 | 0.010958 | -0.10306 | -0.0092957 | -0.042853 | 0.1392 | 0.075552 | 0.0021058 | 0.0073854 | 0.0059564 | 0.013853 | 0.010198 | -0.0018501 | 1036.6324
| 0.00067232 | 0.0086041 | 0.0064929 | 0.0050276 | 0.11045 | -0.023154 | -0.24622 | 0.013899 | 0.0025162 | 0.0021794 | 0.0027025 | 0.0015692 | 0.0064162 | 0.0045157 | -0.0011333 | 884.593
| -0.00067232 | -0.0086041 | -0.0064929 | -0.0050276 | -0.11045 | 0.023154 | 0.24622 | -0.013899 | -0.0025162 | -0.0021794 | -0.0027025 | -0.0015692 | -0.0064162 | -0.0045157 | 0.0011333 | 884.593
| 0.00067232 | 0.0086041 | 0.0064929 | 0.0050276 | 0.11045 | -0.023154 | -0.24622 | 0.013899 | 0.0025162 | 0.0021794 | 0.0027025 | 0.0015692 | 0.0064162 | 0.0045157 | -0.0011333 | 884.593
| -0.00067232 | -0.0086041 | -0.0064929 | -0.0050276 | -0.11045 | 0.023154 | 0.24622 | -0.013899 | -0.0025162 | -0.0021794 | -0.0027025 | -0.0015692 | -0.0064162 | -0.0045157 | 0.0011333 | 884.593
| 0.05323 | -0.037398 | 0.1661 | 0.19001 | -0.014464 | 0.001659 | -0.011307 | -0.01655 | -0.016433 | -0.005971 | 0.091452 | 0.06803 | 0.16906 | 0.16756 | 0.31146 | 1223.2262
| -0.05323 | 0.037398 | -0.1661 | -0.19001 | 0.014464 | -0.001659 | 0.011307 | 0.01655 | 0.016433 | 0.005971 | -0.091452 | -0.06803 | -0.16906 | -0.16756 | -0.31146 | 1223.2262
| -0.0078558 | -0.026628 | -0.022784 | -0.018732 | 0.16799 | 0.027546 | 0.098945 | 0.034294 | 0.026754 | -0.0060226 | -0.012707 | -0.0099946 | -0.022557 | -0.017422 | 0.0031163 | 1612.5393
| 0.0078558 | 0.026628 | 0.022784 | 0.018732 | -0.16799 | -0.027546 | -0.098945 | -0.034294 | -0.026754 | 0.0060226 | 0.012707 | 0.0099946 | 0.022557 | 0.017422 | -0.0031163 | 1612.5393
| -0.086728 | 0.021217 | -0.015411 | -0.048119 | 0.027999 | -0.0024108 | 0.021845 | 0.029544 | 0.028502 | 0.037582 | -0.083251 | -0.087544 | -0.016959 | -0.056163 | -0.029654 | 1178.9966
| 0.086728 | -0.021217 | 0.015411 | 0.048119 | -0.027999 | 0.0024108 | -0.021845 | -0.029544 | -0.028502 | -0.037582 | 0.083251 | 0.087544 | 0.016959 | 0.056163 | 0.029654 | 1178.9966
| -0.0078558 | -0.026628 | -0.022784 | -0.018732 | 0.16799 | 0.027546 | 0.098945 | 0.034294 | 0.026754 | -0.0060226 | -0.012707 | -0.0099946 | -0.022557 | -0.017422 | 0.0031163 | 1612.5393
| 0.0078558 | 0.026628 | 0.022784 | 0.018732 | -0.16799 | -0.027546 | -0.098945 | -0.034294 | -0.026754 | 0.0060226 | 0.012707 | 0.0099946 | 0.022557 | 0.017422 | -0.0031163 | 1612.5393
| 0.027622 | 0.085311 | 0.067657 | 0.057075 | 0.11482 | -0.024308 | 0.079269 | 0.1031 | 0.09816 | 0.021873 | 0.040929 | 0.033497 | 0.067052 | 0.053556 | -0.0081383 | 884.593
| -0.027622 | -0.085311 | -0.067657 | -0.057075 | -0.11482 | 0.024308 | -0.079269 | -0.1031 | -0.09816 | -0.021873 | -0.040929 | -0.033497 | -0.067052 | -0.053556 | 0.0081383 | 884.593
| 0.027626 | 0.085324 | 0.067668 | 0.057083 | 0.11484 | -0.024313 | 0.079281 | 0.10311 | 0.098175 | 0.021876 | 0.040935 | 0.033503 | 0.067062 | 0.053564 | -0.0081389 | 884.593
| -0.027626 | -0.085324 | -0.067668 | -0.057083 | -0.11484 | 0.024313 | -0.079281 | -0.10311 | -0.098175 | -0.021876 | -0.040935 | -0.033503 | -0.067062 | -0.053564 | 0.0081389 | 884.593
| -0.0035126 | -0.018346 | -0.011141 | -0.0085844 | 0.04809 | 0.010006 | 0.053865 | 0.071479 | 0.19649 | -0.0017082 | -0.0056385 | -0.0044374 | -0.010968 | -0.0079616 | 0.0015054 | 1161.0283
| 0.0035126 | 0.018346 | 0.011141 | 0.0085844 | -0.04809 | -0.010006 | -0.053865 | -0.071479 | -0.19649 | 0.0017082 | 0.0056385 | 0.0044374 | 0.010968 | 0.0079616 | -0.0015054 | 1161.0283
| -0.0035126 | -0.018346 | -0.011141 | -0.0085844 | 0.04809 | 0.010006 | 0.053865 | 0.071479 | 0.19649 | -0.0017082 | -0.0056385 | -0.0044374 | -0.010968 | -0.0079616 | 0.0015054 | 1161.0283
| 0.0035126 | 0.018346 | 0.011141 | 0.0085844 | -0.04809 | -0.010006 | -0.053865 | -0.071479 | -0.19649 | 0.0017082 | 0.0056385 | 0.0044374 | 0.010968 | 0.0079616 | -0.0015054 | 1161.0283
| -0.0034922 | -0.018213 | -0.011063 | -0.0085234 | 0.047721 | 0.0099311 | 0.053451 | 0.070929 | 0.19499 | -0.0016939 | -0.0055999 | -0.0044126 | -0.010891 | -0.0079051 | 0.0014805 | 1161.0283
| 0.0034922 | 0.018213 | 0.011063 | 0.0085234 | -0.047721 | -0.0099311 | -0.053451 | -0.070929 | -0.19499 | 0.0016939 | 0.0055999 | 0.0044126 | 0.010891 | 0.0079051 | -0.0014805 | 1161.0283
| -0.0034922 | -0.018213 | -0.011063 | -0.0085234 | 0.047721 | 0.0099311 | 0.053451 | 0.070929 | 0.19499 | -0.0016939 | -0.0055999 | -0.0044126 | -0.010891 | -0.0079051 | 0.0014805 | 1161.0283
| 0.0034922 | 0.018213 | 0.011063 | 0.0085234 | -0.047721 | -0.0099311 | -0.053451 | -0.070929 | -0.19499 | 0.0016939 | 0.0055999 | 0.0044126 | 0.010891 | 0.0079051 | -0.0014805 | 1161.0283
| -0.049874 | -0.0052562 | -0.013519 | -0.020603 | 0.010608 | 0.049141 | 0.018039 | 0.0055576 | 0.003959 | 0.00070997 | -0.035011 | -0.043667 | -0.01386 | -0.023782 | -0.005619 | 1091.9195
| 0.049874 | 0.0052562 | 0.013519 | 0.020603 | -0.010608 | -0.049141 | -0.018039 | -0.0055576 | -0.003959 | -0.00070997 | 0.035011 | 0.043667 | 0.01386 | 0.023782 | 0.005619 | 1091.9195
| -0.049874 | -0.0052562 | -0.013519 | -0.020603 | 0.010608 | 0.049141 | 0.018039 | 0.0055576 | 0.003959 | 0.00070997 | -0.035011 | -0.043667 | -0.01386 | -0.023782 | -0.005619 | 1091.9195
| 0.049874 | 0.0052562 | 0.013519 | 0.020603 | -0.010608 | -0.049141 | -0.018039 | -0.0055576 | -0.003959 | -0.00070997 | 0.035011 | 0.043667 | 0.01386 | 0.023782 | 0.005619 | 1091.9195
| -0.049874 | -0.0052562 | -0.013519 | -0.020603 | 0.010608 | 0.049141 | 0.018039 | 0.0055576 | 0.003959 | 0.00070997 | -0.035011 | -0.043667 | -0.01386 | -0.023782 | -0.005619 | 1091.9195
| 0.049874 | 0.0052562 | 0.013519 | 0.020603 | -0.010608 | -0.049141 | -0.018039 | -0.0055576 | -0.003959 | -0.00070997 | 0.035011 | 0.043667 | 0.01386 | 0.023782 | 0.005619 | 1091.9195
| -0.049842 | -0.0052532 | -0.013515 | -0.02059 | 0.010602 | 0.049114 | 0.018026 | 0.005557 | 0.0039586 | 0.00071001 | -0.034986 | -0.04364 | -0.013857 | -0.023768 | -0.0056082 | 1091.9195
| 0.049842 | 0.0052532 | 0.013515 | 0.02059 | -0.010602 | -0.049114 | -0.018026 | -0.005557 | -0.0039586 | -0.00071001 | 0.034986 | 0.04364 | 0.013857 | 0.023768 | 0.0056082 | 1091.9195
| -0.049842 | -0.0052532 | -0.013515 | -0.02059 | 0.010602 | 0.049114 | 0.018026 | 0.005557 | 0.0039586 | 0.00071001 | -0.034986 | -0.04364 | -0.013857 | -0.023768 | -0.0056082 | 1091.9195
| 0.049842 | 0.0052532 | 0.013515 | 0.02059 | -0.010602 | -0.049114 | -0.018026 | -0.005557 | -0.0039586 | -0.00071001 | 0.034986 | 0.04364 | 0.013857 | 0.023768 | 0.0056082 | 1091.9195
| -0.049842 | -0.0052532 | -0.013515 | -0.02059 | 0.010602 | 0.049114 | 0.018026 | 0.005557 | 0.0039586 | 0.00071001 | -0.034986 | -0.04364 | -0.013857 | -0.023768 | -0.0056082 | 1091.9195
| 0.049842 | 0.0052532 | 0.013515 | 0.02059 | -0.010602 | -0.049114 | -0.018026 | -0.005557 | -0.0039586 | -0.00071001 | 0.034986 | 0.04364 | 0.013857 | 0.023768 | 0.0056082 | 1091.9195
| -0.0053684 | -0.035787 | -0.025943 | -0.020199 | -0.11534 | 0.058584 | -0.23026 | -0.094867 | -0.089639 | -0.006783 | -0.012051 | -0.0083085 | -0.025596 | -0.018436 | 0.0040165 | 1133.3848
| 0.0053684 | 0.035787 | 0.025943 | 0.020199 | 0.11534 | -0.058584 | 0.23026 | 0.094867 | 0.089639 | 0.006783 | 0.012051 | 0.0083085 | 0.025596 | 0.018436 | -0.0040165 | 1133.3848
| 0.093962 | 0.031366 | 0.054452 | 0.072769 | 0.011343 | 0.011203 | 0.011357 | 0.015934 | 0.018416 | -0.075174 | 0.09192 | 0.093403 | 0.055307 | 0.077316 | 0.01652 | 1105.7182
| -0.093962 | -0.031366 | -0.054452 | -0.072769 | -0.011343 | -0.011203 | -0.011357 | -0.015934 | -0.018416 | 0.075174 | -0.09192 | -0.093403 | -0.055307 | -0.077316 | -0.01652 | 1105.7182
| 0.066584 | -0.054745 | 0.17846 | 0.21786 | -0.024228 | 0.00069888 | -0.019563 | -0.028532 | -0.029426 | -0.0070604 | 0.11045 | 0.083847 | 0.18234 | 0.19284 | 0.69315 | 1151.8138
| -0.066584 | 0.054745 | -0.17846 | -0.21786 | 0.024228 | -0.00069888 | 0.019563 | 0.028532 | 0.029426 | 0.0070604 | -0.11045 | -0.083847 | -0.18234 | -0.19284 | -0.69315 | 1151.8138
| 0.019118 | -0.02098 | 0.17625 | 0.054621 | -0.016158 | -0.0018373 | -0.014117 | -0.021144 | -0.025003 | -0.001328 | 0.030634 | 0.02374 | 0.14608 | 0.051973 | 0.019756 | 1382.1765
| -0.019118 | 0.02098 | -0.17625 | -0.054621 | 0.016158 | 0.0018373 | 0.014117 | 0.021144 | 0.025003 | 0.001328 | -0.030634 | -0.02374 | -0.14608 | -0.051973 | -0.019756 | 1382.1765
| 0.019118 | -0.02098 | 0.17625 | 0.054621 | -0.016158 | -0.0018373 | -0.014117 | -0.021144 | -0.025003 | -0.001328 | 0.030634 | 0.02374 | 0.14608 | 0.051973 | 0.019756 | 1382.1765
| -0.019118 | 0.02098 | -0.17625 | -0.054621 | 0.016158 | 0.0018373 | 0.014117 | 0.021144 | 0.025003 | 0.001328 | -0.030634 | -0.02374 | -0.14608 | -0.051973 | -0.019756 | 1382.1765
| 0.11908 | 0.16062 | 0.16078 | 0.15415 | 0.11237 | 0.039199 | 0.098017 | 0.12976 | 0.13516 | -0.30544 | 0.13882 | 0.12811 | 0.1604 | 0.15151 | -0.0050703 | 1105.7182
| -0.11908 | -0.16062 | -0.16078 | -0.15415 | -0.11237 | -0.039199 | -0.098017 | -0.12976 | -0.13516 | 0.30544 | -0.13882 | -0.12811 | -0.1604 | -0.15151 | 0.0050703 | 1105.7182
| 0.11831 | 0.15957 | 0.15974 | 0.15314 | 0.11164 | 0.038945 | 0.097379 | 0.12891 | 0.13428 | -0.30345 | 0.13791 | 0.12728 | 0.15935 | 0.15053 | -0.0050367 | 1105.7182
| -0.11831 | -0.15957 | -0.15974 | -0.15314 | -0.11164 | -0.038945 | -0.097379 | -0.12891 | -0.13428 | 0.30345 | -0.13791 | -0.12728 | -0.15935 | -0.15053 | 0.0050367 | 1105.7182
| -0.061208 | -0.026386 | -0.035753 | -0.043845 | -0.020886 | -0.02463 | -0.021928 | -0.022109 | -0.02285 | 0.17899 | -0.055458 | -0.058194 | -0.036131 | -0.046853 | -0.0076034 | 1105.7182
| 0.061208 | 0.026386 | 0.035753 | 0.043845 | 0.020886 | 0.02463 | 0.021928 | 0.022109 | 0.02285 | -0.17899 | 0.055458 | 0.058194 | 0.036131 | 0.046853 | 0.0076034 | 1105.7182
| -0.013323 | 0.035391 | 0.02496 | 0.014879 | 0.025938 | -0.0080753 | 0.018608 | 0.030717 | 0.031513 | 0.13928 | -0.0015477 | -0.0077205 | 0.024448 | 0.010965 | -0.0090861 | 1105.7182
| 0.013323 | -0.035391 | -0.02496 | -0.014879 | -0.025938 | 0.0080753 | -0.018608 | -0.030717 | -0.031513 | -0.13928 | 0.0015477 | 0.0077205 | -0.024448 | -0.010965 | 0.0090861 | 1105.7182
| 0.040607 | 0.028569 | 0.027547 | 0.028661 | 0.053346 | 0.14477 | 0.072205 | 0.044387 | 0.042293 | -0.0032702 | 0.033641 | 0.037738 | 0.027564 | 0.029789 | 0.001131 | 1045.87
| -0.040607 | -0.028569 | -0.027547 | -0.028661 | -0.053346 | -0.14477 | -0.072205 | -0.044387 | -0.042293 | 0.0032702 | -0.033641 | -0.037738 | -0.027564 | -0.029789 | -0.001131 | 1045.87
| 0.040607 | 0.028569 | 0.027547 | 0.028661 | 0.053346 | 0.14477 | 0.072205 | 0.044387 | 0.042293 | -0.0032702 | 0.033641 | 0.037738 | 0.027564 | 0.029789 | 0.001131 | 1045.87
| -0.040607 | -0.028569 | -0.027547 | -0.028661 | -0.053346 | -0.14477 | -0.072205 | -0.044387 | -0.042293 | 0.0032702 | -0.033641 | -0.037738 | -0.027564 | -0.029789 | -0.001131 | 1045.87
| -0.040584 | 0.040892 | 0.077088 | 0.10932 | 0.021023 | 0.00062741 | 0.017545 | 0.025893 | 0.028356 | 0.0044164 | -0.059838 | -0.04986 | 0.078316 | 0.06749 | 0.08704 | 1031.5091
| 0.040584 | -0.040892 | -0.077088 | -0.10932 | -0.021023 | -0.00062741 | -0.017545 | -0.025893 | -0.028356 | -0.0044164 | 0.059838 | 0.04986 | -0.078316 | -0.06749 | -0.08704 | 1031.5091
| -0.040584 | 0.040892 | 0.077088 | 0.10932 | 0.021023 | 0.00062741 | 0.017545 | 0.025893 | 0.028356 | 0.0044164 | -0.059838 | -0.04986 | 0.078316 | 0.06749 | 0.08704 | 1031.5091
| 0.040584 | -0.040892 | -0.077088 | -0.10932 | -0.021023 | -0.00062741 | -0.017545 | -0.025893 | -0.028356 | -0.0044164 | 0.059838 | 0.04986 | -0.078316 | -0.06749 | -0.08704 | 1031.5091
| 0.00086157 | 0.0097283 | 0.0011849 | 0.00031637 | 0.066792 | 0.012672 | 0.077543 | 0.22218 | 0.10535 | -0.0015663 | 0.00037741 | 0.0006361 | 0.0010967 | 0.00035135 | 5.0504e-05 | 1098.4666
| -0.00086157 | -0.0097283 | -0.0011849 | -0.00031637 | -0.066792 | -0.012672 | -0.077543 | -0.22218 | -0.10535 | 0.0015663 | -0.00037741 | -0.0006361 | -0.0010967 | -0.00035135 | -5.0504e-05 | 1098.4666
| -0.0043563 | -0.022095 | -0.013706 | -0.010419 | 0.053825 | 0.010282 | 0.054441 | 0.11463 | -0.19695 | -0.0018345 | -0.0068533 | -0.0054437 | -0.013482 | -0.0096676 | 0.0017896 | 969.9485
| 0.0043563 | 0.022095 | 0.013706 | 0.010419 | -0.053825 | -0.010282 | -0.054441 | -0.11463 | 0.19695 | 0.0018345 | 0.0068533 | 0.0054437 | 0.013482 | 0.0096676 | -0.0017896 | 969.9485
| -0.0064416 | -0.033328 | -0.019266 | -0.014732 | 0.060226 | 0.011209 | 0.054564 | 0.13091 | 0.011251 | -0.0023314 | -0.0098196 | -0.0079051 | -0.01896 | -0.013695 | 0.0025321 | 974.7982
| 0.0064416 | 0.033328 | 0.019266 | 0.014732 | -0.060226 | -0.011209 | -0.054564 | -0.13091 | -0.011251 | 0.0023314 | 0.0098196 | 0.0079051 | 0.01896 | 0.013695 | -0.0025321 | 974.7982
| -0.0064419 | -0.033331 | -0.019267 | -0.014732 | 0.060232 | 0.011209 | 0.054565 | 0.13092 | 0.011251 | -0.0023314 | -0.0098198 | -0.0079053 | -0.01896 | -0.013695 | 0.0025322 | 974.7982
| 0.0064419 | 0.033331 | 0.019267 | 0.014732 | -0.060232 | -0.011209 | -0.054565 | -0.13092 | -0.011251 | 0.0023314 | 0.0098198 | 0.0079053 | 0.01896 | 0.013695 | -0.0025322 | 974.7982
| 0 | 0 | 0 | 0 | 0 | 0 | 0 | 0 | 0 | 0 | 0 | 0 | 0 | 0 | 1 | 1000
| 0 | 0 | 0 | 0 | 0 | 0 | 0 | 0 | 0 | 0 | 0 | 0 | 0 | 0 | -1 | 1000
| 0 | 0 | 0 | 0 | 0 | 0 | 0 | 0 | 0 | 0 | 1 | 0 | 0 | 0 | 0 | 2000
| 0 | 0 | 0 | 0 | 0 | 0 | 0 | 0 | 0 | 0 | -1 | 0 | 0 | 0 | 0 | 2000
| 0 | 0 | 0 | 0 | 0 | 0 | 0 | 0 | 0 | 0 | 0 | 1 | 0 | 0 | 0 | 2000
| 0 | 0 | 0 | 0 | 0 | 0 | 0 | 0 | 0 | 0 | 0 | -1 | 0 | 0 | 0 | 2000
| 0 | 0 | 0 | 0 | 0 | 0 | 0 | 0 | 0 | 0 | 0 | 0 | 1 | 0 | 0 | 1000
| 0 | 0 | 0 | 0 | 0 | 0 | 0 | 0 | 0 | 0 | 0 | 0 | -1 | 0 | 0 | 1000
| 0 | 0 | 0 | 0 | 0 | 0 | 0 | 0 | 0 | 0 | 0 | 0 | 0 | 1 | 0 | 1000
| 0 | 0 | 0 | 0 | 0 | 0 | 0 | 0 | 0 | 0 | 0 | 0 | 0 | -1 | 0 | 1000
[11 empty] | 1 | 1 | 1 | 1 | 0 | 0 | bar: FR to CH
[11 empty] | -1 | -1 | -1 | -1 | 0 | 0 | bar: FR to CH
| 0.059783 | -0.059657 | -0.047527 | 0.19548 | -0.029546 | -0.0010668 | -0.024669 | -0.036341 | -0.039681 | -0.005847 | 0.095715 | 0.074146 | -0.03753 | 0.14863 | 0.49418 | 1031.5091
| -0.059783 | 0.059657 | 0.047527 | -0.19548 | 0.029546 | 0.0010668 | 0.024669 | 0.036341 | 0.039681 | 0.005847 | -0.095715 | -0.074146 | 0.03753 | -0.14863 | -0.49418 | 1031.5091
| 0.073339 | -0.066957 | -0.24152 | 0.22815 | -0.035324 | -0.0011803 | -0.029603 | -0.043909 | -0.048577 | -0.0069655 | 0.12459 | 0.093376 | -0.2621 | 0.23946 | 0.17456 | 1842.9021
| -0.073339 | 0.066957 | 0.24152 | -0.22815 | 0.035324 | 0.0011803 | 0.029603 | 0.043909 | 0.048577 | 0.0069655 | -0.12459 | -0.093376 | 0.2621 | -0.23946 | -0.17456 | 1842.9021

## 5. Other countries data
5. Sources for other countries
§2.1.5. of the explanatory note further presents the other countries data and its update.
Mid-Adequacy Forecast 2019 from ENTSO-E |  |  | https://www.entsoe.eu/outlooks/midterm/
Update of MAF2019 :
Countries | Difference in capacities [GW]
| Lignite/Coal/Biomass | Gas | Wind | Solar | Market response
AT
CH
DE | + 2.3 | + 0.8 |  |  | + 1
FR
LU |  |  | + 0.1 | + 0.1
NL |  | + 0.4 |  |  | + 0.7
GB
Total | + 2.3 | + 1.2 | + 0.1 | + 0.1 | + 1.7
Sources :
PLEF 2020 (to be published in May 2020)

## 6. Economic parameters
6. Economic parameters
The prices are based on WEO2019 and are expressed in € 2018 (see §2.1.6. of the explanatory note).
Category | Price
[€/GJ]
Oil | 11.7
Gas | 6.4
Coal | 2.6
[€/tCO2]
CO2 | 27

## 7. Sensitivities Menu
7. Sensitivities Menu
The proposed sensitivities to add in the reference scenario is further described in §2.2. of the explanatory note.
Sensitivity | Description | Source
French nuclear availability | Decreased French nuclear availability based on historical figures Lower availability by 4 units on average during winter | Done in Adequacy & Flexibility study (Elia, 2019)
FB CEP rules | Non achievements of the CEP rules for 2025 to reflect the uncertainty on capacity calculation. 50 % RAM instead of 70% | Done in Adequacy & Flexibility study (Elia, 2019)
PLEF "Low Gas" | Additional gas closures abroad due to economic reasons Taken from PLEF2020: AT: -1.2 GW, FR: -2.2 GW, LU: -0.1 GW, NL: -1.6 GW | Sensitivity applied in PLEF GAA (to be published in May 2020)
PLEF "Low NUC" | Reduced nuclear availability in FR and CH based on W2016-17 FR: -1,7 GW , CH: -1,2 GW and reduced NTC for CH | Sensitivity applied in PLEF GAA (to be published in May 2020)
Coal phase-out acceleration | Western Europe coal free by 2025 NL: -2,7 GW, ES: -4,3 GW , IT: -6,4 GW | Inspired from MAF 2018/2019
No new thermal units or delays | No new thermal units in non CRM countries & delay in commissioning DE: -2,1 GW, FR: - 1,6 GW | Done in Adequacy & Flexibility study (Elia, 2019)
Low demand | Lower consumption values for Belgium to reflect uncertainty around the values from NECP The draft NECP (86,9 TWh) is proposed instead of the final NECP (89,6 TWh) | Done in Adequacy & Flexibility study (Elia, 2019)
Nuclear extension | Extension of 2 GW nuclear capacity in Belgium Request made in collaboration with FOD and concertation with CREG, without prejudice to the preference or likelihood of such sensitivity | Done in Adequacy & Flexibility study (Elia, 2019)

## 8. Preselected capacity types
8. Preselected capacity types
The preselected capacity types have the characteristics described in the tabel below. See §3.1 of the explanatory note for further information.
Category | Associated technology | Volume Calculation | Marginal Price Calculation
Type 1 - Semi-baseload | CCGT, CHP | Add new CCGT | Marginal price of a new CCGT
Type 2 - Peakers 1 | OCGT | Add new OCGT | Marginal price of a new OCGT
Type 3 - Peakers 2 | IC engines | Add new IC engines | Marginal price of a new IC engines
Type 4 - MR | MR | Add weighted average of existing MR categories | Weighted average of existing MR categories

## 9. Scenarios post DY
9. Scenarios post-delivery period choice
Sources of scenarios for periods after the delivery period in order to calculate the market revenues (§3.2 of the explanatory note for further details).
Year | Source
2028 | Adequacy and flexibility study 2020-2030, Elia 2019
2030 | Adequacy and flexibility study 2020-2030, Elia 2019
2035 | Federal Development Plan 2020-2030, Elia 2019
2040 | Federal Development Plan 2020-2030, Elia 2019
Scenario chosen to be as close to the chosen reference in 2025
2025
2030
2035
2040
2028
AdFlex 2028
AdFlex 2030
Fed Dev. Plan 2035
Fed Dev. Plan 2040

## 10.1 Technology List
10.1 Intermediate Price Cap - Technology List
The shortlist of technologies is further detailled in §3.3.1. of the explanatory note.
Technology (existing units) | Energy activation duration | Yearly Fixed O&M |  | Source
| hours | [€/kW/year]
|  | low | high
CCGT | / | 40.2 | 44.1 | Cost of Capacity for Calibration of the Belgian Capacity Remuneration Mechanism (CRM), Fichtner 2020
OCGT | / | 18.5 | 25.4 | Cost of Capacity for Calibration of the Belgian Capacity Remuneration Mechanism (CRM), Fichtner 2020
Turbojet | / | 28.9 | 33.8 | Cost of Capacity for Calibration of the Belgian Capacity Remuneration Mechanism (CRM), Fichtner 2020
Market response | 4 | 5 | 15 | Adequacy and flexibility study 2020-2030, Elia 2019

## 10.2 Activation cost avail test
10.2 Intermediate Price Cap - Activation cost of availability test
§3.3.2. of the explanatory note provides further information on activation cost of availability test.
Activation cost, in €/kW-derated/year: | 0,73636€/kWh*0,25h*(1/X) with X the derating factor (in %) associated to the SLA with a 4 hour energy activation constraint
Source: | https://www.elia.be/en/suppliers/supplier/energy-purchases/strategic-reserve-volume-and-prices

## 10.3 Net revenues balancing
10.3 Intermediate Price Cap - Net revenues from balancing services
Net revenues balancing | See explanation note section 3.3.3 for elaboration on general approach regarding the consideration of net revenues from the provision of frequency-related balancing services