## Contents
Adequacy and Flexibility study 2024-2034 - public consultation on the central scenario and data
This data is provided in the framework of the Adequacy and Flexibility study covering the years from 2024 to 2034. This study will be published before end of June 2023 as requested by law.
Data contained in this document is subject to a public consultation, starting 28/10/2022 and ending 28/11/2022 at 6:00 pm.
This Excel file contains the data related to the scenario framework of the study including economic and flexibility aspects. A text explaining the data and assumptions taken is also made available aswell as the explanatory note which is also submitted to this public consultation.
The methodology is fully available for the public consultation with detailed appendixes. The stakeholders can also use the presentation given during the Working Group Adequacy (28/10) as explanatory document where most of the data in this document are also presented.
Input data for market and flexibility simulations
1. Generation
1.1. Invidividually modelled thermal generation
1.2. Renewable energy sources and non-CIPU thermal units
2. Demand
2.1. Total electricity demand
3. Flexibility
3.1. Storage
3.2. Industry flexibility
3.3. End-user flexibility
3.4. Electrolysers
4. Economic and technical variables
4.1. Fuel and CO2 prices
4.2. Investment costs
4.3. Outages
4.4. Flexibility characteristics
5. Flow-based domains
5.1. Main assumptions for flow-based domains
6. Other countries
6.1. Data for other countries
7. Low-carbon Tender (LCT)
7.1. Dataset for LCT

## 1.1. Ind. mod. thermal prod.
1.1. Individually modelled thermal generation
Sources | [6 empty] | Color Legend
- This information is based on official information known. | [6 empty] | Units that will not be part of the EVA unless are indicated by market parties to be at risk or that the support mechanism is to be stopped in the future
- Please inform us if any unit(s) are to be considered as not available for future time horizons or if any of those units are at risk of not being available and for which reasons. | [6 empty] | Units that are not available for the market or closed
Units will be part of the Economic Viability Assessment (EVA)
Available units and no EVA will be performed (nuclear)
Available units and no EVA will be performed (new CCGT)
Situation at end of the given year - considered as available for the EVA/market
Owner | Production unit name | Type | Fuel type | Net generation capacity [MW] | Efficiency [%] | VOM [€/MWh] | Proposal to be considered in the Economic Viability Assessment (EVA) | 2022 | 2023 | 2024 | 2025 | 2026 | 2027 | 2028 | 2029 | 2030 | 2031 | 2032 | 2033 | 2034 | Comments
Engie electrabel | AALTER TJ | TJ | Oil | 18 | 26% | 3.3 | Yes | yes | yes | yes | yes | yes | yes | yes | yes | yes | yes | yes | yes | yes
Engie electrabel | AMERCOEUR 1R GT | CCGT-GT | Gas | 289 | 58% | 2 | Yes | yes | yes | yes | yes | yes | yes | yes | yes | yes | yes | yes | yes | yes
Engie electrabel | AMERCOEUR 1R ST_cur | CCGT-ST | Gas | 162 | 58% | 2 | Yes | yes | yes | yes | yes | yes | yes | yes | yes | yes | yes | yes | yes | yes
Engie electrabel | AWIRS 4 | CL | Biomass | 75 | 38% | 3 | - | no | no | no | no | no | no | no | no | no | no | no | no | no | Decommissioning: 01/09/2020 - https://economie.fgov.be/sites/default/files/Files/Energy/Mise-arret-definitive-unite-Awirs-4.pdf
Engie - Electrabel | AWIRS NEW | CCGT | Gas | 890 | 60% | 2 | No | no | no | no | yes | yes | yes | yes | yes | yes | yes | yes | yes | yes | Contracted in the CRM Y-4 auction for Delivery Period 2025-26 for a duration of 15 years - https://www.elia.be/en/grid-data/adequacy/crm-auction-results
Engie electrabel | BEERSE TJ | TJ | Oil | 32 | 26% | 3.3 | Yes | yes | yes | yes | yes | yes | yes | yes | yes | yes | yes | yes | yes | yes
Indaver | Beveren 2 Indaver | IS | Waste | 21 | 36% | 15 | No, unless elements that the unit is at risk or support mechanism to be ended | yes | yes | yes | yes | yes | yes | yes | yes | yes | yes | yes | yes | yes
Indaver | Beveren 3 Indaver | IS | Waste | 24 | 36% | 15 | No, unless elements that the unit is at risk or support mechanism to be ended | yes | yes | yes | yes | yes | yes | yes | yes | yes | yes | yes | yes | yes
Engie electrabel | Beveren Ineos Phenol Chem | CHP | Gas | 25.1 | 45% | 3.3 | No, unless elements that the unit is at risk or support mechanism to be ended | yes | yes | yes | yes | yes | yes | yes | yes | yes | yes | yes | yes | yes
Indaver | Beveren Sleco | IS | Waste | 41 | 36% | 15 | No, unless elements that the unit is at risk or support mechanism to be ended | yes | yes | yes | yes | yes | yes | yes | yes | yes | yes | yes | yes | yes
Biopower | Biomassa Oostende | IS | Biomass | 18 | 42% | 3 | No, unless elements that the unit is at risk or support mechanism to be ended | yes | yes | yes | yes | yes | yes | yes | yes | yes | yes | yes | yes | yes
Biostoom | Biostoom Oostende | IS | Waste | 19.4 | 42% | 3 | No, unless elements that the unit is at risk or support mechanism to be ended | yes | yes | yes | yes | yes | yes | yes | yes | yes | yes | yes | yes | yes
Borealis | Borealis Kallo Cogen GT_ST | CHP | Gas | 32 | 45% | 3.3 | No, unless elements that the unit is at risk or support mechanism to be ended | no | yes | yes | yes | yes | yes | yes | yes | yes | yes | yes | yes | yes
Engie electrabel | CIERREUX TJ | TJ | Oil | 18 | 26% | 3.3 | Yes | yes | yes | yes | yes | yes | yes | yes | yes | yes | yes | yes | yes | yes
Engie electrabel | DOEL 1 | NU | Nuclear | 445 | 33% | 9 | No - based on the law (official closure dates taken into account) | yes | yes | yes | no | no | no | no | no | no | no | no | no | no | Decommissioning: 15/02/2025 - https://economie.fgov.be/fr/themes/energie/sources-denergie/nucleaire/base-legale-de-la-sortie-du
Engie electrabel | DOEL 2 | NU | Nuclear | 445 | 33% | 9 | No - based on the law (official closure dates taken into account) | yes | yes | yes | no | no | no | no | no | no | no | no | no | no | Decommissioning: 01/12/2025 - https://economie.fgov.be/fr/themes/energie/sources-denergie/nucleaire/base-legale-de-la-sortie-du
Engie electrabel | DOEL 3 | NU | Nuclear | 1006 | 33% | 9 | No - based on the law (official closure dates taken into account) | no | no | no | no | no | no | no | no | no | no | no | no | no | Decommissioning: 01/10/2022 - https://economie.fgov.be/fr/themes/energie/sources-denergie/nucleaire/base-legale-de-la-sortie-du
Engie electrabel | DOEL 4 | NU | Nuclear | 1039 | 33% | 9 | No - based on the law (official closure dates taken into account) | yes | yes | yes | no | yes | yes | yes | yes | yes | yes | yes | yes | yes | Lifetime extension - Considered operational for winter 26-27
Engie electrabel | DROGENBOS GT1 | CCGT-GT | Gas | 150 | 52% | 2 | Yes | yes | yes | yes | yes | yes | yes | yes | yes | yes | yes | yes | yes | yes
Engie electrabel | DROGENBOS GT2 | CCGT-GT | Gas | 150 | 52% | 2 | Yes | yes | yes | yes | yes | yes | yes | yes | yes | yes | yes | yes | yes | yes
Engie electrabel | DROGENBOS ST | CCGT-ST | Gas | 160 | 52% | 2 | Yes | yes | yes | yes | yes | yes | yes | yes | yes | yes | yes | yes | yes | yes
Luminus | EDF Luminus Angleur GT31 | GT | Gas | 25 | 30% | 2 | Yes | yes | yes | yes | yes | yes | yes | yes | yes | yes | yes | yes | yes | yes
Luminus | EDF Luminus Angleur GT32 | GT | Gas | 25 | 30% | 2 | Yes | yes | yes | yes | yes | yes | yes | yes | yes | yes | yes | yes | yes | yes
Luminus | EDF Luminus Angleur GT41 | GT | Gas | 64 | 42% | 11 | Yes | yes | yes | yes | yes | yes | yes | yes | yes | yes | yes | yes | yes | yes
Luminus | EDF Luminus Angleur GT42 | GT | Gas | 64 | 42% | 11 | Yes | yes | yes | yes | yes | yes | yes | yes | yes | yes | yes | yes | yes | yes
Luminus | EDF Luminus Ham GT31 | GT | Gas | 58 | 42% | 11 | Yes | yes | yes | yes | yes | yes | yes | yes | yes | yes | yes | yes | yes | yes
Luminus | EDF Luminus Ham GT32 | GT | Gas | 58 | 42% | 11 | Yes | yes | yes | yes | yes | yes | yes | yes | yes | yes | yes | yes | yes | yes
Luminus | EDF Luminus Ham STEG | CHP | Gas | 39 | 45% | 3.3 | Yes | yes | yes | yes | yes | yes | yes | yes | yes | yes | yes | yes | yes | yes
Luminus | EDF Luminus Ringvaart STEG | CCGT | Gas | 385 | 55% | 2 | Yes | yes | yes | yes | yes | yes | yes | yes | yes | yes | yes | yes | yes | yes
Luminus | EDF Luminus Seraing GT1 | CCGT-GT | Gas | 150 | 52% | 2 | Yes | yes | yes | yes | yes | yes | yes | yes | yes | yes | yes | yes | yes | yes
Luminus | EDF Luminus Seraing GT2 | CCGT-GT | Gas | 150 | 52% | 2 | Yes | yes | yes | yes | yes | yes | yes | yes | yes | yes | yes | yes | yes | yes
Luminus | EDF Luminus Seraing TGV | CCGT-ST | Gas | 170 | 52% | 2 | Yes | yes | yes | yes | no | no | no | no | no | no | no | no | no | no | Art. 4bis - Decommissioning date: 31/10/2025 - https://economie.fgov.be/sites/default/files/Files/Energy/CA20210930-2-LUM-FOD%20ECONOMIE-buitenwerkingstelling-stoomturbine-Seraing.pdf
Luminus | EDF Luminus Seraing NEW | CCGT | Gas | 885 | 60% | 2 | No | no | no | no | yes | yes | yes | yes | yes | yes | yes | yes | yes | yes | Contracted in the CRM Y-4 auction for Delivery Period 2025-26 for a duration of 15 years - https://www.elia.be/en/grid-data/adequacy/crm-auction-results
Euro-silo | Euro-Silo | CHP | Gas | 12.9 | 36% | 3 | No, unless elements that the unit is at risk or support mechanism to be ended | yes | yes | yes | yes | yes | yes | yes | yes | yes | yes | yes | yes | yes
Indaver | E-wood | IS | Waste | 22 | 42% | 3 | No, unless elements that the unit is at risk or support mechanism to be ended | no | yes | yes | yes | yes | yes | yes | yes | yes | yes | yes | yes | yes
Engie electrabel | Fluxys LNG Zeebrugge WKK | CHP | Gas | 40 | 45% | 15 | No, unless elements that the unit is at risk or support mechanism to be ended | yes | yes | yes | yes | yes | yes | yes | yes | yes | yes | yes | yes | yes
Green Power | Greenpower Oostende | CHP | Waste | 20 | 42% | 15 | No, unless elements that the unit is at risk or support mechanism to be ended | yes | yes | yes | yes | yes | yes | yes | yes | yes | yes | yes | yes | yes
Engie electrabel | HERDERSBRUG GT1 | CCGT-GT | Gas | 157 | 51% | 2 | Yes | yes | yes | yes | yes | yes | yes | yes | yes | yes | yes | yes | yes | yes
Engie electrabel | HERDERSBRUG GT2 | CCGT-GT | Gas | 156.3 | 51% | 2 | Yes | yes | yes | yes | yes | yes | yes | yes | yes | yes | yes | yes | yes | yes
Engie electrabel | HERDERSBRUG ST | CCGT-ST | Gas | 167 | 51% | 2 | Yes | yes | yes | yes | yes | yes | yes | yes | yes | yes | yes | yes | yes | yes
INEOS | INESCO GT1 | CCGT-CHP | Gas | 44.8 | 58% | 8 | No, unless elements that the unit is at risk or support mechanism to be ended | yes | yes | yes | yes | yes | yes | yes | yes | yes | yes | yes | yes | yes
INEOS | INESCO GT2 | CCGT-CHP | Gas | 44.8 | 58% | 8 | No, unless elements that the unit is at risk or support mechanism to be ended | yes | yes | yes | yes | yes | yes | yes | yes | yes | yes | yes | yes | yes
INEOS | INESCO ST | CCGT-CHP | Gas | 48.5 | 45% | 8 | No, unless elements that the unit is at risk or support mechanism to be ended | yes | yes | yes | yes | yes | yes | yes | yes | yes | yes | yes | yes | yes
INTRADEL | Intradel Herstal IS | IS | Waste | 32 | 23% | 15 | No, unless elements that the unit is at risk or support mechanism to be ended | yes | yes | yes | yes | yes | yes | yes | yes | yes | yes | yes | yes | yes
IPALLE | Ipalle Thumaide | IS | Waste | 34 | 23% | 15 | No, unless elements that the unit is at risk or support mechanism to be ended | yes | yes | yes | yes | yes | yes | yes | yes | yes | yes | yes | yes | yes
Engie electrabel | ISVAG | IS | Waste | 12 | 36% | 15 | No, unless elements that the unit is at risk or support mechanism to be ended | yes | yes | yes | yes | yes | yes | yes | yes | yes | yes | yes | yes | yes
IVBO | IVBO | IS | Waste | 16 | 36% | 15 | No, unless elements that the unit is at risk or support mechanism to be ended | yes | yes | yes | yes | yes | yes | yes | yes | yes | yes | yes | yes | yes
Luminus | IZEGEM | CHP | Gas | 20 | 34% | 15 | No, unless elements that the unit is at risk or support mechanism to be ended | yes | yes | yes | yes | yes | yes | yes | yes | yes | yes | yes | yes | yes
Inovyn | Jemeppe-sur-Sambre GT1 | CHP | Gas | 48 | 45% | 3.3 | No, unless elements that the unit is at risk or support mechanism to be ended | yes | yes | yes | yes | yes | yes | yes | yes | yes | yes | yes | yes | yes
Inovyn | Jemeppe-sur-Sambre GT2 | CHP | Gas | 48 | 45% | 3.3 | No, unless elements that the unit is at risk or support mechanism to be ended | yes | yes | yes | yes | yes | yes | yes | yes | yes | yes | yes | yes | yes
Inovyn | Jemeppe-sur-Sambre ST | CHP | Gas | 10 | 45% | 3.3 | No, unless elements that the unit is at risk or support mechanism to be ended | yes | yes | yes | yes | yes | yes | yes | yes | yes | yes | yes | yes | yes
Lillo Energy | Lillo Degussa GT1 | CHP | Gas | 43 | 45% | 3.3 | No, unless elements that the unit is at risk or support mechanism to be ended | yes | yes | yes | yes | yes | yes | yes | yes | yes | yes | yes | yes | yes
Lillo Energy | Lillo Degussa GT2 | CHP | Gas | 32 | 45% | 3.3 | No, unless elements that the unit is at risk or support mechanism to be ended | yes | yes | yes | yes | yes | yes | yes | yes | yes | yes | yes | yes | yes
Lillo Energy | Lillo Degussa ST | CHP | Gas | 10 | 45% | 3.3 | No, unless elements that the unit is at risk or support mechanism to be ended | yes | yes | yes | yes | yes | yes | yes | yes | yes | yes | yes | yes | yes
Direct Energie | Marcinelle Energie TGV | CCGT | Gas | 413 | 52% | 2 | Yes | yes | yes | yes | yes | yes | yes | yes | yes | yes | yes | yes | yes | yes
Engie electrabel | Monsanto Lillo WKK EBL | CHP | Gas | 43 | 45% | 3.3 | No, unless elements that the unit is at risk or support mechanism to be ended | yes | yes | yes | yes | yes | yes | yes | yes | yes | yes | yes | yes | yes
Engie electrabel | NOORDSCHOTE TJ | TJ | Oil | 18 | 26% | 3.3 | Yes | yes | yes | yes | yes | yes | yes | yes | yes | yes | yes | yes | yes | yes
Engie electrabel | Oorderen Bayer | CHP | Gas | 43 | 45% | 3.3 | No, unless elements that the unit is at risk or support mechanism to be ended | yes | yes | yes | yes | yes | yes | yes | yes | yes | yes | yes | yes | yes
Engie electrabel | RODENHUIZE 4 | CL | Biomass | 205 | 38% | 3 | - | yes | no | no | no | no | no | no | no | no | no | no | no | no | As of 24.02.23 Rodenhuize 4 will be used as a backup unit to Zelzate Knippegroen for burning steel gas when Zelz is unavailable - https://umm.nordpoolgroup.com/#/messages/73aa666e-c3ff-4224-a1e5-6ad751abf122/1
Engie electrabel | SAINT-GHISLAIN STEG | CCGT | Gas | 378 | 51% | 2 | Yes | yes | yes | yes | yes | yes | yes | yes | yes | yes | yes | yes | yes | yes | Capacity updated from 350 to 378 MW - https://www.elia.be/-/media/project/elia/elia-site/public-consultations/2022/20220620_engie---non-confidential-parts.pdf
Engie electrabel | Sappi Lanaken GT | CHP | Gas | 43 | 45% | 3.3 | No, unless elements that the unit is at risk or support mechanism to be ended | yes | yes | yes | yes | yes | yes | yes | yes | yes | yes | yes | yes | yes
Engie electrabel | SCHAERBEEK SIOMAB ST1 | IS | Waste | 15 | 36% | 15 | No, unless elements that the unit is at risk or support mechanism to be ended | yes | yes | yes | yes | yes | yes | yes | yes | yes | yes | yes | yes | yes
Engie electrabel | SCHAERBEEK SIOMAB ST2 | IS | Waste | 15 | 36% | 15 | No, unless elements that the unit is at risk or support mechanism to be ended | yes | yes | yes | yes | yes | yes | yes | yes | yes | yes | yes | yes | yes
Engie electrabel | SCHAERBEEK SIOMAB ST3 | IS | Waste | 15 | 36% | 15 | No, unless elements that the unit is at risk or support mechanism to be ended | yes | yes | yes | yes | yes | yes | yes | yes | yes | yes | yes | yes | yes
EXXONMOBIL | Scheldelaan Exxonmobil | CHP | Gas | 140 | 45% | 3.3 | No, unless elements that the unit is at risk or support mechanism to be ended | yes | yes | yes | yes | yes | yes | yes | yes | yes | yes | yes | yes | yes
STORA | STORA LANGERBRUGGE WKK1 | CHP | Biomass | 10 | 45% | 3 | No, unless elements that the unit is at risk or support mechanism to be ended | yes | yes | yes | yes | yes | yes | yes | yes | yes | yes | yes | yes | yes
STORA | STORA LANGERBRUGGE WKK2 | CHP | Biomass | 40 | 45% | 3 | No, unless elements that the unit is at risk or support mechanism to be ended | yes | yes | yes | yes | yes | yes | yes | yes | yes | yes | yes | yes | yes
Engie electrabel | Syral Aalst GT | CHP | Gas | 43 | 45% | 3.3 | No, unless elements that the unit is at risk or support mechanism to be ended | yes | yes | yes | yes | yes | yes | yes | yes | yes | yes | yes | yes | yes
Engie electrabel | Syral Aalst ST | CHP | Gas | 5 | 45% | 3.3 | No, unless elements that the unit is at risk or support mechanism to be ended | yes | yes | yes | yes | yes | yes | yes | yes | yes | yes | yes | yes | yes
TAMINCO | TAMINCO Gent WKK | CHP | Gas | 6.3 | 40% | 15 | No, unless elements that the unit is at risk or support mechanism to be ended | yes | yes | yes | yes | yes | yes | yes | yes | yes | yes | yes | yes | yes
Engie electrabel | TIHANGE 1N | NU | Nuclear | 481 | 33% | 9 | No - based on the law (official closure dates taken into account) | yes | yes | yes | no | no | no | no | no | no | no | no | no | no | Decommissioning: 01/10/2025 - https://economie.fgov.be/fr/themes/energie/sources-denergie/nucleaire/base-legale-de-la-sortie-du
Engie electrabel | TIHANGE 1S | NU | Nuclear | 481 | 33% | 9 | No - based on the law (official closure dates taken into account) | yes | yes | yes | no | no | no | no | no | no | no | no | no | no | Decommissioning: 01/10/2025 - https://economie.fgov.be/fr/themes/energie/sources-denergie/nucleaire/base-legale-de-la-sortie-du
Engie electrabel | TIHANGE 2 | NU | Nuclear | 1008 | 33% | 9 | No - based on the law (official closure dates taken into account) | yes | no | no | no | no | no | no | no | no | no | no | no | no | Decommissioning: 01/02/2023 - https://economie.fgov.be/fr/themes/energie/sources-denergie/nucleaire/base-legale-de-la-sortie-du
Engie electrabel | TIHANGE 3 | NU | Nuclear | 1038 | 33% | 9 | No - based on the law (official closure dates taken into account) | yes | yes | yes | no | yes | yes | yes | yes | yes | yes | yes | yes | yes | Lifetime extension - Considered operational for winter 26-27
T-Power | T-Power | CCGT | Gas | 425 | 58% | 2 | Yes | yes | yes | yes | yes | yes | yes | yes | yes | yes | yes | yes | yes | yes
Engie electrabel | TURBOJET VOLTA | TJ | Oil | 18 | 26% | 3.3 | Yes | yes | no | no | no | no | no | no | no | no | no | no | no | no | Art. 4bis - Decommissioning date: 26/08/2023 - https://economie.fgov.be/sites/default/files/Files/Energy/22-54-EBL-FOD-N-Mahieu-fermeture-TJ-VOLTA-Art4-%20GHS-signed.pdf
Engie electrabel | Vilvoorde GT | CCGT-GT | Gas | 360 | 52% | 2 | - | yes | yes | yes | no | no | no | no | no | no | no | no | no | no | Art. 4bis - Decommissioning date: 31/10/2025 - https://economie.fgov.be/sites/default/files/Files/Energy/21-34-EBL-SPF-mise-a-l-arret-definitive-central-de-Vilvoorde.pdf
Engie electrabel | Vilvoorde ST | CCGT-ST | Gas | 121 | 52% | 2 | - | yes | no | no | no | no | no | no | no | no | no | no | no | no | Based on REMIT information
TOTAL | Wilmarsdonk Total GT1 | CHP | Gas | 43 | 45% | 15 | No, unless elements that the unit is at risk or support mechanism to be ended | yes | yes | yes | yes | yes | yes | yes | yes | yes | yes | yes | yes | yes
TOTAL | Wilmarsdonk Total GT2 | CHP | Gas | 43 | 45% | 15 | No, unless elements that the unit is at risk or support mechanism to be ended | yes | yes | yes | yes | yes | yes | yes | yes | yes | yes | yes | yes | yes
TOTAL | Wilmarsdonk Total GT3 | CHP | Gas | 43 | 45% | 15 | No, unless elements that the unit is at risk or support mechanism to be ended | yes | yes | yes | yes | yes | yes | yes | yes | yes | yes | yes | yes | yes
Zandvliet Power NV | Zandvliet Power | CCGT-CHP | Gas | 386.2 | 57% | 2 | Yes | yes | yes | yes | yes | yes | yes | yes | yes | yes | yes | yes | yes | yes
Engie electrabel | Zedelgem TJ | TJ | Oil | 18 | 26% | 3.3 | Yes | yes | yes | yes | yes | yes | yes | yes | yes | yes | yes | yes | yes | yes
Engie electrabel | Zeebrugge TJ | TJ | Oil | 18 | 26% | 3.3 | Yes | yes | yes | yes | yes | yes | yes | yes | yes | yes | yes | yes | yes | yes
Engie electrabel | Zelzate 2 Knippegroen | GT | Gas | 305 | 42% | 2 | Yes | yes | yes | yes | yes | yes | yes | yes | yes | yes | yes | yes | yes | yes
Engie electrabel | Zelzate TJ | TJ | Oil | 18 | 26% | 3.3 | Yes | yes | yes | yes | yes | yes | yes | yes | yes | yes | yes | yes | yes | yes
Engie electrabel | Zwijndrecht Lanxess GT | CHP | Gas | 43 | 45% | 3.3 | No, unless elements that the unit is at risk or support mechanism to be ended | yes | yes | yes | yes | yes | yes | yes | yes | yes | yes | yes | yes | yes
Engie electrabel | Zwijndrecht Lanxess ST | CHP | Gas | 15 | 45% | 3.3 | No, unless elements that the unit is at risk or support mechanism to be ended | yes | yes | yes | yes | yes | yes | yes | yes | yes | yes | yes | yes | yes
Legend Unit-Type
CCGT | Combined Cycle
CCGT-GT | Combined Cycle - Gas Turbine
CCGT-ST | Combined Cycle - Steam Turbine
CL | Classic
GT | Gas Turbine
ST | Steam Turbine
IS | Incineration Station
NU | Nuclear
TJ | TurboJet
CHP | Cogeneration Unit

## 1.2. Renewable and non-CIPU
1.2. Evolution of renewable energy sources and non-CIPU thermal units
Generation capacity at the end of the mentioned year [MW]
Generation type |  | 2021 | 2022 | 2023 | 2024 | 2025 | 2026 | 2027 | 2028 | 2029 | 2030 | 2031 | 2032 | 2033 | 2034
| Wind | 4986 | 5272 | 5558 | 5844 | 6130 | 6416 | 6702 | 7688 | 7974 | 11060 | 11346 | 11632 | 11918 | 12204
| Wind onshore | 2726 | 3012 | 3298 | 3584 | 3870 | 4156 | 4442 | 4728 | 5014 | 5300 | 5586 | 5872 | 6158 | 6444
| Wind offshore | 2260 | 2260 | 2260 | 2260 | 2260 | 2260 | 2260 | 2960 | 2960 | 5760 | 5760 | 5760 | 5760 | 5760
| Photovoltaics | 6300 | 7300 | 8300 | 9300 | 10100 | 10900 | 11700 | 12500 | 13300 | 14100 | 14900 | 15700 | 16500 | 17300
| Hydro RoR | 121 | 125 | 129 | 133 | 137 | 140 | 143 | 145 | 148 | 151 | 154 | 157 | 160 | 163
| Gas CHP - non-CIPU | 0 | 1380 | 1396 | 1396 | 1435 | 1474 | 1512 | 1512 | 1512 | 1512 | 1512 | 1512 | 1512 | 1512
| Turbines |  | 910.8 | 913 | 913 | 918 | 923 | 928 | 928 | 928 | 928 | 928 | 928 | 928 | 928
| Motors |  | 469.2 | 483 | 483 | 517 | 551 | 584 | 584 | 584 | 584 | 584 | 584 | 584 | 584
| Biomass - non-CIPU | 0 | 534 | 534 | 534 | 539.3333 | 544.6667 | 550 | 550 | 550 | 550 | 550 | 550 | 550 | 550
| Waste - non-CIPU | 0 | 48 | 48 | 48 | 48 | 48 | 48 | 48 | 48 | 48 | 48 | 48 | 48 | 48
See below for more information on the assumptions behind the projection of each category.
Photovoltaics | Assumptions The demand for PV has exploded in 2022. An important jump in capacity is expected for 2022. The high demand for PV has also lead to important delays in supply chain and installation. Therefore, not all the expected capacity will be installed in 2022. A yearly increase of 1000 MW per year is also assumed for 2023 and 2024. After 2024, changes in policies in Wallonia could slower down the rate and electricity might have decreased. However, with electricity prices that might stay higher than before and with lot of roofs still to cover (incl. social housing, public buildings, etc.), a still important installation rate in assumed (800 MW/year).
[17 empty] | 2010 | 2011 | 2012 | 2013 | 2014 | 2015 | 2016 | 2017 | 2018 | 2019 | 2020 | 2021 | 2022 | 2023 | 2024 | 2025 | 2026 | 2027 | 2028 | 2029 | 2030 | 2031 | 2032 | 2033 | 2034
[16 empty] | Historic (IEA) | 2010: 1007; 2011: 1979; 2012: 2647; 2013: 2902; 2014: 3014; 2015: 3131; 2016: 3200; 2017: 3587; 2018: 4000; 2019: 4600; 2020: 5600; 2021: 6300
[16 empty] | NECP2019_WAM | 2025: 8000; 2030: 11000
[16 empty] | AdFlex21 | 2022: 6352; 2023: 6902; 2024: 7451; 2025: 8000; 2026: 8600; 2027: 9200; 2028: 9800; 2029: 10400; 2030: 11000; 2031: 11600; 2032: 12200
[16 empty] | FF55_EUMIX | 2030: 11600
[16 empty] | Solar_Outlook | 2025: 10900
[16 empty] | AdFlex23 | 2021: 6300; 2022: 7300; 2023: 8300; 2024: 9300; 2025: 10100; 2026: 10900; 2027: 11700; 2028: 12500; 2029: 13300; 2030: 14100; 2031: 14900; 2032: 15700; 2033: 16500; 2034: 17300
Wind onshore | Assumptions In Flanders, the yearly increase has recently been updated from 108 MW to 150 MW for 2022 and 2023 [VEKA], while keeping 2500 MW as target for 2030. In Wallonia, around 70-100 MW is assumed each year from 2022 to 2026 [SPW], with extra potential capacity (400 MW on 4 years) that could come on top of it. In Wallonia, the “pax eolienica” will aim to facilitate the installation of onshore wind, which will positively influence the yearly increase. The estimated 2030 target of the EU-MIX scenario published by the European Commission is proposed as reference for 2030.
[17 empty] | 2010 | 2011 | 2012 | 2013 | 2014 | 2015 | 2016 | 2017 | 2018 | 2019 | 2020 | 2021 | 2022 | 2023 | 2024 | 2025 | 2026 | 2027 | 2028 | 2029 | 2030 | 2031 | 2032 | 2033 | 2034
[16 empty] | Historic (IEA) | 2010: 716; 2011: 873; 2012: 989; 2013: 1072; 2014: 1236; 2015: 1464; 2016: 1658; 2017: 1915; 2018: 2130; 2019: 2320; 2020: 2471; 2021: 2726
[16 empty] | NECP2019_WAM | 2025: 3747; 2030: 4900
[16 empty] | AdFlex21 | 2022: 2981.42; 2023: 3236.63; 2024: 3491.84; 2025: 3747; 2026: 3978; 2027: 4208; 2028: 4439; 2029: 4669; 2030: 4900; 2031: 5131; 2032: 5362
[16 empty] | FF55_EUMIX | 2030: 5300
[16 empty] | AdFlex23 | 2021: 2726; 2022: 3012; 2023: 3298; 2024: 3584; 2025: 3870; 2026: 4156; 2027: 4442; 2028: 4728; 2029: 5014; 2030: 5300; 2031: 5586; 2032: 5872; 2033: 6158; 2034: 6444
Wind offshore | Assumptions Lastest official planning of MOG 2 is considered (cf. SPF Economie website). It is considered that 700 MW of additonal wind offshore would be connected to the Elia grid by end 2028. The rest of the MOG 2 offshore wind farm (in total 3500 MW) is assumed to be connected by end 2030. This assumes that Nautilus and Boucle du Hainaut are realised on time.
[17 empty] | 2010 | 2011 | 2012 | 2013 | 2014 | 2015 | 2016 | 2017 | 2018 | 2019 | 2020 | 2021 | 2022 | 2023 | 2024 | 2025 | 2026 | 2027 | 2028 | 2029 | 2030 | 2031 | 2032 | 2033 | 2034
[16 empty] | Historic (IEA) | 2010: 200; 2011: 200; 2012: 400; 2013: 400; 2014: 700; 2015: 700; 2016: 700; 2017: 900; 2018: 1100; 2019: 1570; 2020: 2260; 2021: 2260
NECP2019_WAM
[16 empty] | AdFlex21 | 2022: 2253; 2023: 2253; 2024: 2253; 2025: 2253; 2026: 2953; 2027: 2953; 2028: 4000; 2029: 4000; 2030: 4000; 2031: 4000; 2032: 4000
[16 empty] | AdFlex23 | 2021: 2260; 2022: 2260; 2023: 2260; 2024: 2260; 2025: 2260; 2026: 2260; 2027: 2260; 2028: 2960; 2029: 2960; 2030: 5760; 2031: 5760; 2032: 5760; 2033: 5760; 2034: 5760
Hydro RoR | Assumptions Belgium has limited capacity in terms of run-of-river hydro-electricity.Those consist of small hydro units (installed along rivers) with the ‘biggest’ ones on the river Meuse. The actual NECP predicts that there will be a small increase with 151 MW in 2030. An interpolation towards this 2030 target is considered, followed by an extrapolation up to 2034.
[28 empty] | 2021 | 2022 | 2023 | 2024 | 2025 | 2026 | 2027 | 2028 | 2029 | 2030 | 2031 | 2032 | 2033 | 2034
[16 empty] | Hydro ROR | [11 empty] | 121 | 125 | 129 | 133 | 137 | 140 | 143 | 145 | 148 | 151 | 154 | 157 | 160 | 163
Biomass, Waste, CHP non-CIPU | Assumptions In this category, thermal units without CIPU contract (Coordinating Injection of Production Units) are considered. Those are usually smaller decentralised production units, usually connected to the distribution grid (DSO). A database covering those projects is maintained by Elia and updated on monthly basis by exchanges with DSO and grid users. This also includes new projects that are being developped. Biomass & waste: The existing capacity is considered constant, with around 20 MW of new projects in biomass. No further increase is considered, since there is no more subsidies for biomass in Flanders. CHP: The existing capacity is considered, together with around 100 MW of new CHP project. Note that most CHP are located in Flanders where many will have no more subsidies after 2026, but they can still participate to CRM auctions. Note also that the business case of CHP might be positively influenced by high electricity prices since CHP are also earning gains from the electricity market.
[28 empty] | 2021 | 2022 | 2023 | 2024 | 2025 | 2026 | 2027 | 2028 | 2029 | 2030 | 2031 | 2032 | 2033 | 2034
[16 empty] | Waste | [12 empty] | 48 | 48 | 48 | 48 | 48 | 48 | 48 | 48 | 48 | 48 | 48 | 48 | 48
[16 empty] | Biomass | [12 empty] | 534 | 534 | 534 | 539.3333 | 544.6667 | 550 | 550 | 550 | 550 | 550 | 550 | 550 | 550
[16 empty] | CHP | [12 empty] | 1380 | 1396 | 1396 | 1435 | 1474 | 1512 | 1512 | 1512 | 1512 | 1512 | 1512 | 1512 | 1512

## 2.1. Tot. elec. demand
2.1. Total electricity consumption
The total electricity demand for Belgium is based on the tool developped by Climact and used in the previous Adequacy & Flexibility study (2021), where the methodology used is described in the following report:
https://www.elia.be/-/media/project/elia/elia-site/public-consultations/2020/20200603_total-electricity-demand-forecasting_en.pdf
It includes the forecasted total electricity demand which is build up based on several elements:
1) It includes the impact of macro-economic forecasts based on the report published by the Federal Plan Bureau:
Bureau fédéral du Plan - Publication - Perspectives économiques 2022-2027 – Version de juin 2022
2) It includes the trends in terms of electrification of transport & heating
cfr. Section 2.1.1 & 2.1.2
3) it includes the impact of high prices as presented in the WG Adequacy on 25/08/2022
This forecast does not include additional electricity demand which might occur in the industrial sector and/or the growth of new industries (mainly data centers)
A range is proposed to capture this additional electrification
cfr. Section 2.1.3
Additional industrial demand & data center range
TWh | Year | Historical normalised total demand | Organic total demand | Total Demand incl. EV & HP | Min Range | Max Range | Best Estimate | Min Range increase | Max Range increase
historical | 2010 | 89.3
historical | 2011 | 88.2
historical | 2012 | 84.7
historical | 2013 | 85.8
historical | 2014 | 89.4
historical | 2015 | 88.3
historical | 2016 | 86.4
historical | 2017 | 87.4
historical | 2018 | 88
historical | 2019 | 85.7
historical | 2020 | 82.1
historical | 2021 | 84.7 | 84.7 | 84.7 |  |  | 84.7 | 0
| 2022 |  | 83.6 | 83.6 | 83.6 | 83.6 | 83.6 | 0 | 0
| 2023 |  | 83.7 | 84 | 84 | 85.3 | 84.6577 | 0.3 | 1.3
| 2024 |  | 84.5 | 85.8 | 85.8 | 88.2 | 86.9787 | 1.3 | 2.4
| 2025 |  | 85 | 87.5 | 87.6 | 91.9 | 89.7472 | 2.6 | 4.3
| 2026 |  | 85.5 | 88.9 | 89.2 | 96.2 | 92.7107 | 3.7 | 7
| 2027 |  | 86.1 | 90.7 | 91.7 | 101.7 | 96.701 | 5.6 | 10
| 2028 |  | 86.7 | 92.6 | 96 | 107.3 | 101.6585 | 9.3 | 11.3
| 2029 |  | 87.4 | 94.6 | 102 | 113.1 | 107.5466 | 14.6 | 11.1
| 2030 |  | 88.1 | 96.4 | 107.4 | 118.5 | 112.993 | 19.3 | 11.1
| 2031 |  | 88.6 | 98.1 | 111.1 | 122.8 | 116.9518 | 22.5 | 11.7
| 2032 |  | 89 | 99.7 | 114.4 | 127.1 | 120.7654 | 25.4 | 12.7
| 2033 |  | 89.5 | 101.4 | 117.3 | 131.4 | 124.3914 | 27.8 | 14.1
| 2034 |  | 89.8 | 103 | 120 | 135.7 | 127.8354 | 30.2 | 15.7
| 2035 |  | 90.1 | 104.5 | 123 | 139.8 | 131.3959 | 32.9 | 16.8
2.1.1. Electrification of the transport sector
Passenger cars
| Value | Source |  | Key Drivers
Usage (km/year) | 14 600 | Febiac: total km/#units |  | Passenger car sales continue the trend of 2020-2022 with reduced sales mainly in the private car segment (1)
Efficiency (kWh/100km) - BEV | 18 | Several sources |  | All regions reach 100% BEV car sales by 2035 due to EU-wide ban on new ICE (2)
Efficiency (kWh/100km) - PHEV | 9 | Several sources |  | Company cars: 100% BEV sales in all regions by 2029 due to federal fiscal measures & BXL LEZ (3)(5)
Sales - company (thousand units/y) | 235 | Febiac 2020-2021 |  | FL: region reaches 100% BEV sales by 2029 for private cars (4)
Sales - private (thousand units/y) | 180 | Febiac 2020-2021 |  | BXL: no more gasoline & diesel respectively 2030, 2035 due to LEZ (5)
Sources used
|  |  |  | BE | (1) Datadigest 2021 (febiac.be)
|  |  |  | EU | (2) Fit for 55: MEPs back objective of zero emissions for cars and vans in 2035 ¦ News ¦ European Parliament (europa.eu)
|  |  |  | BE | (3) Minister Van Peteghem maakt van bedrijfswagens en laadpalen de hefbomen naar een groener wagenpark ¦ Vincent Van Peteghem (belgium.be)
|  |  |  | FL | (4) VR 2021 0511 DOC.1237-1 Visienota VEKP Bijkomende maatregelen.pdf (energiesparen.be)
“B.2 Uitfasering aankoop fossiele verbrandingsmotoren ”
|  |  |  | BXL | (5) Praktisch pagina ¦ Low Emission Zone (lez.brussels)
Million units | Year |  | BEV | PHEV | Equivalent Units (PHEV counted as 1/2) | equivalent % of stock
| 2021 |  | 0.05 | 0.12 | 0.11 | 2%
| 2022 |  | 0.08 | 0.17 | 0.17 | 3%
| 2023 |  | 0.14 | 0.25 | 0.26 | 5%
| 2024 |  | 0.23 | 0.34 | 0.4 | 7%
| 2025 |  | 0.38 | 0.42 | 0.59 | 10%
| 2026 |  | 0.62 | 0.44 | 0.84 | 15%
| 2027 |  | 0.86 | 0.44 | 1.08 | 19%
| 2028 |  | 1.12 | 0.42 | 1.33 | 24%
| 2029 |  | 1.39 | 0.38 | 1.58 | 28%
| 2030 |  | 1.59 | 0.32 | 1.75 | 32%
| 2031 |  | 1.78 | 0.27 | 1.91 | 35%
| 2032 |  | 1.96 | 0.23 | 2.08 | 38%
| 2033 |  | 2.15 | 0.2 | 2.25 | 41%
| 2034 |  | 2.34 | 0.17 | 2.42 | 44%
| 2035 |  | 2.52 | 0.14 | 2.59 | 48%
LDV freight (Vans)
| Value | Source |  | Key Drivers
Usage (km/year) | 16 500 | Febiac: total km/#units |  | Sales slightly below historical 10y average (+/- 65k/y) (1)
Efficiency (kWh/100km) - BEV | 30 | Several sources |  | Electrification of Vans follows the passenger car segment, but with a delayed uptake.
Efficiency (kWh/100km) - PHEV | 15 | Several sources |  | Main driver being the ICE ban also applicable for vans from 2035, sucht that 100% BEV sales are reached in 2035 (2)
Sales (thousand units/y) | 60 | Febiac 10y avg & slightly reduced |  | Sources used
|  |  |  | BE | (1) Datadigest 2021 (febiac.be)
|  |  |  | EU | (2) Fit for 55: MEPs back objective of zero emissions for cars and vans in 2035 ¦ News ¦ European Parliament (europa.eu)
thousands units | Year |  | BEV | PHEV | Equivalent Units (PHEV counted as 1/2) | equivalent % of stock
| 2021 |  | 3.12 | 0.78 | 3.51 | 0%
| 2022 |  | 6.19 | 2.05 | 7.21 | 1%
| 2023 |  | 10.75 | 4.03 | 12.77 | 1%
| 2024 |  | 17.65 | 6.85 | 21.07 | 2%
| 2025 |  | 27.94 | 10.48 | 33.17 | 4%
| 2026 |  | 42.83 | 14.69 | 50.18 | 6%
| 2027 |  | 63.43 | 19.23 | 73.05 | 8%
| 2028 |  | 90.29 | 23.86 | 102.22 | 11%
| 2029 |  | 123.09 | 28.43 | 137.3 | 15%
| 2030 |  | 160.7 | 32.94 | 177.17 | 19%
| 2031 |  | 201.56 | 36.05 | 219.58 | 23%
| 2032 |  | 244.07 | 37.75 | 262.95 | 28%
| 2033 |  | 286.95 | 38.14 | 306.02 | 32%
| 2034 |  | 329.28 | 37.57 | 348.06 | 36%
| 2035 |  | 371.81 | 35.54 | 389.58 | 40%
HDV freight (Trucks)
| Value | Source |  | Key Drivers
Usage (km/year) | 55 000 | Febiac: total km/#units |  | Sales slightly below historical 10y average (+/-9k/y)
Efficiency (kWh/100km) | 120 | Several sources |  | Very conservative assumptions on electrication with delayed uptake of BEV sales reaching 7% in 2030 and 20% in 2035 (1)
Sales (thousand units/y) | 8 | Febiac 10y avg & slightly reduced
Sources used
|  |  |  | BE | (1) Datadigest 2021 (febiac.be)
|  |  |  | BE | Febiac estimates ~ 20% market share for e-trucks in 2030 (based on bilateral meetring Elia-FEBIAC)
|  |  |  | EU | Electric mobility: TRATON GROUP boosts investment ¦ TRATON
|  |  |  | EU | Mercedes-Benz All eActros LongHaul: In Pictures ¦ Trucks.cardekho.com
|  |  |  | EU | The future of electromobility ¦ Volvo Trucks
|  |  |  | FL | VR 2021 0511 DOC.1237-1 Visienota VEKP Bijkomende maatregelen.pdf (energiesparen.be)
“C.7 Aanmoediging emissievrij vrachtvervoer door gunstig belastingsregime”
“C.9 Versnelde transitie naar zero-emissie vrachtvervoer over de weg”
thousands units | Year |  | BEV | PHEV | Equivalent Units (PHEV counted as 1/2) | equivalent % of stock
| 2021 |  | 0.02 |  | 0.02 | 0%
| 2022 |  | 0.03 |  | 0.03 | 0%
| 2023 |  | 0.05 |  | 0.05 | 0%
| 2024 |  | 0.09 |  | 0.09 | 0.1%
| 2025 |  | 0.15 |  | 0.15 | 0.1%
| 2026 |  | 0.24 |  | 0.24 | 0.2%
| 2027 |  | 0.4 |  | 0.4 | 0.3%
| 2028 |  | 0.65 |  | 0.65 | 0.5%
| 2029 |  | 1.04 |  | 1.04 | 0.7%
| 2030 |  | 1.61 |  | 1.61 | 1.1%
| 2031 |  | 2.39 |  | 2.39 | 1.7%
| 2032 |  | 3.36 |  | 3.36 | 2.4%
| 2033 |  | 4.5 |  | 4.5 | 3.2%
| 2034 |  | 5.76 |  | 5.76 | 4.1%
| 2035 |  | 7.24 |  | 7.24 | 5.1%
Busses
| Value | Source |  | Key Drivers
Usage (km/year) | 45 000 | Febiac: total km/#units |  | Pledges & ambitions by public bus companies are the key driver for this segment
Efficiency (kWh/100km) | 125 | Several sources |  | FL: De Lijn to reach 100% BEV by 2035
BXL: MIVB to reach 100% BEV by 2030
Sources used
|  |  |  | FL | E-bussen: De Lijn gaat volop voor groen - De Lijn
|  |  |  | BXL | 100% elektrische busvloot tegen 2030 - Pascal Smet
thousands units | Year |  | BEV | PHEV | Equivalent Units (PHEV counted as 1/2) | equivalent % of stock
| 2021 |  | 0.47 | 0 | 0.47 | 2.9%
| 2022 |  | 0.91 | 0 | 0.91 | 5.6%
| 2023 |  | 1.36 | 0 | 1.36 | 8.3%
| 2024 |  | 1.8 | 0 | 1.8 | 11.1%
| 2025 |  | 2.24 | 0 | 2.24 | 13.9%
| 2026 |  | 2.68 | 0 | 2.68 | 16.8%
| 2027 |  | 3.12 | 0 | 3.12 | 19.7%
| 2028 |  | 3.56 | 0 | 3.56 | 22.7%
| 2029 |  | 4 | 0 | 4 | 25.7%
| 2030 |  | 4.44 | 0 | 4.44 | 28.7%
| 2031 |  | 5.62 | 0 | 5.62 | 36.7%
| 2032 |  | 6.81 | 0 | 6.81 | 44.8%
| 2033 |  | 7.99 | 0 | 7.99 | 53.1%
| 2034 |  | 9.17 | 0 | 9.17 | 61.5%
| 2035 |  | 10.36 | 0 | 10.36 | 70%
2.1.2. Electrification of the heating sector
Residential
| Value | Source |  | Key Drivers
New buildings (thousands dwelling/y) | 55 | Statbel: avg last 5 years |  | Business as usual in the evolution of new buildings (1)
Renovation rate avg 2022-2035 | 1% | assumption |  | Renovations increasing from 0.7% (1) towards 1.3% in 2035
Average Heating demand - new build (kWh/y) | 6500 | Fluvius |  | FL: no more gas connections from 2025: 96% HP, 4% District heating (2)
Average Heating demand - renovated building (kWh/y) | 10200 | Average dwelling consumption & 25% renovation reduction |  | Other regions: 100% HP/DH in new built from 2035
Average Hot water demand | 1600 | Fluvius |  | Renovations & end-of-lifetime boiler replacement: 15% , 20% HP by 2030, 2035
Sources used
|  |  |  | BE | Bouwvergunningen ¦ Statbel (fgov.be) (1)
|  | 10500 |  | FL | Verplichting elektrische warmtepomp bij nieuwbouw vervroegd naar 2025 - Ode (2)
Current sales & stock
|  |  |  | BE | ATTB, FRIXIS, Delta-EE, EHPA, Statista, EurObserv'ER, Fluvius
|  |  |  | FL | VEKA: https://apps.energiesparen.be/energiekaart/vlaanderen/warmtepompen-aantal rapp-2021-18.pdf (vreg.be)
|  |  |  | WL | bilan-domestique-et-equivalents-2019-v2.pdf (wallonie.be) p29
thousands units | Year |  | AA HP | AW HP | GW HP | HP as secondary heat* | Total | equivalent % of stock
| 2021 |  | 87 | 71 | 21 | 330 | 509 | 8.4%
| 2022 |  | 91 | 90 | 25 | 338 | 544 | 8.9%
| 2023 |  | 96 | 113 | 31 | 347 | 587 | 9.5%
| 2024 |  | 101 | 143 | 37 | 358 | 639 | 10.3%
| 2025 |  | 108 | 187 | 47 | 369 | 711 | 11.4%
| 2026 |  | 115 | 233 | 58 | 382 | 788 | 12.6%
| 2027 |  | 124 | 281 | 69 | 397 | 871 | 13.8%
| 2028 |  | 133 | 331 | 80 | 412 | 956 | 15.1%
| 2029 |  | 144 | 383 | 91 | 429 | 1047 | 16.5%
| 2030 |  | 155 | 437 | 103 | 447 | 1142 | 17.9%
| 2031 |  | 168 | 494 | 115 | 467 | 1244 | 19.3%
| 2032 |  | 182 | 552 | 127 | 488 | 1349 | 20.8%
| 2033 |  | 196 | 613 | 140 | 510 | 1459 | 22.4%
| 2034 |  | 212 | 676 | 152 | 534 | 1574 | 23.9%
| 2035 |  | 228 | 742 | 165 | 559 | 1694 | 25.5%
* Included in this category are Air-Air reversible heat pumps which have seen a sharp increase in recent years. These units are typically installed as an AC (cooling) unit but also have the capability to deliver heat, albeit in general limited to a part of the building and/or as a secondary form of heating
After consultation with ATTB, FRIXIS and contacts within the heat pump sector, it was decided to categorise these A-A (reversible) units for 80% in the hybrid category as they will have different characteristics when it comes to yearly and hourly electricity demand
Tertiary
| Value | Source |  | Key Drivers
New buildings (thousands buildings/y) | 5.8 | Statbel: avg last 5 years |  | Business as usual in the evolution of new buildings (1)
Renovation rate avg 2022-2035 | 1% | assumption |  | Renovations increasing from 0.7% (1) towards 1.3% in 2035
Average Heating demand - new build (kWh/y) | 17000 | Average building consumption & 50% new built reduction |  | In general: faster uptake of Heat pumps as compared to residential sector
Average Heating demand - renovated building (kWh/y) | 25500 | Average building consumption & 25% renovation reduction |  | FL: no more gas connections from 2025: 96% HP, 4% District heating (2)
Average Hot water demand | 1600 | Double the amount of residential |  | Renovations: 100% HP by 2030
End-of-lifetime boiler replacement: 25% , 35% HP by 2030, 2035
Sources used
|  |  |  | BE | Bouwvergunningen ¦ Statbel (fgov.be) (1)
|  |  |  | FL | Verplichting elektrische warmtepomp bij nieuwbouw vervroegd naar 2025 - Ode (2)
Current sales & stock
|  |  |  | BE | ATTB, FRIXIS, Delta-EE, EHPA, Statista, EurObserv'ER
|  |  |  | FL | VEKA: https://apps.energiesparen.be/energiekaart/vlaanderen/warmtepompen-aantal rapp-2021-18.pdf (vreg.be)
Verplichtingen voor niet-residentiële gebouwen ¦ Vlaanderen.be
|  |  |  | WL | bilan-domestique-et-equivalents-2019-v2.pdf (wallonie.be) p29
thousands units | Year |  | AA HP | AW HP | GW HP | HP as secondary heat* | Total | equivalent % of stock
| 2021 |  | 6 | 2 | 1 | 22 | 31 | 3.9%
| 2022 |  | 6 | 6 | 2 | 24 | 38 | 4.9%
| 2023 |  | 7 | 11 | 3 | 26 | 47 | 6%
| 2024 |  | 8 | 17 | 4 | 29 | 58 | 7.4%
| 2025 |  | 9 | 23 | 5 | 33 | 70 | 8.9%
| 2026 |  | 10 | 30 | 7 | 36 | 83 | 10.7%
| 2027 |  | 11 | 37 | 8 | 41 | 97 | 12.6%
| 2028 |  | 13 | 45 | 10 | 46 | 114 | 14.6%
| 2029 |  | 15 | 53 | 11 | 51 | 130 | 16.9%
| 2030 |  | 16 | 62 | 13 | 55 | 146 | 19.1%
| 2031 |  | 18 | 70 | 15 | 60 | 163 | 21.3%
| 2032 |  | 20 | 79 | 17 | 64 | 180 | 23.6%
| 2033 |  | 23 | 88 | 19 | 69 | 199 | 25.9%
| 2034 |  | 25 | 97 | 21 | 73 | 216 | 28.3%
| 2035 |  | 27 | 106 | 23 | 76 | 232 | 30.6%
2.1.3. Additional electrification in industry & data centers
Key Drivers
Elia will publish a viewpoint specifically industry, logistics and data centers on 18/11/2022
This study will include quantified trajectories for industrial demand up to 2050 as well as intermediate values for 2030 & 2040
The forecast for 2030 is based on real-life observed requests from Elia-connected clients and in depth consultation with different industrial companies, sectoral organisations and researchers
These connection requests do not all translate into real-life projects, therefore a range is proposed where:
The lower range represents electricity demand increase due to projects that have been confirmed
The higher range represents electricity demand increase due to projects that have been confirmed + requests which are net yet completely certain
Flexibility
It must be noted that a significant share of this additional electricity demand is focused on the electrification of heat (electric steam boiler, industrial heat pumps, electric ovens…) & other types of flexible demand
Therefore, not all of this demand will result in additional peak demand and will likely be able to deliver flexibility services
Additional electrification in industry
Range
TWh | Year |  | Industry - Low | Industry - High
| 2021 |  | 0 | 0 |  | 0
| 2022 |  | 0 | 0 |  | 0
| 2023 |  | 0 | 1.1 |  | 1.1
| 2024 |  | 0 | 2.1 |  | 2.1
| 2025 |  | 0 | 3.8 |  | 3.8
| 2026 |  | 0.1 | 6.3 |  | 6.2
| 2027 |  | 0.4 | 9.5 |  | 9.1
| 2028 |  | 2.4 | 12.8 |  | 10.4
| 2029 |  | 6 | 16 |  | 10
| 2030 |  | 9 | 19.1 |  | 10.1
| 2031 |  | 10.6 | 21.2 |  | 10.6
| 2032 |  | 11.9 | 23.2 |  | 11.3
| 2033 |  | 12.8 | 25.3 |  | 12.5
| 2034 |  | 13.4 | 27.3 |  | 13.9
| 2035 |  | 14.5 | 29.4 |  | 14.9
*This excludes additional electricity demand from electrolyzers & other PtX processes
Additional electrification due to data centers
Key Drivers
The viewpoint to be published on 18/11/2022 will also include trajectories for data centers
This study will include quantified trajectories for industrial demand up to 2050 as well as intermediate values for 2030 & 2040
The forecast for 2030 is based on real-life observed requests from Elia-connected clients and in depth consultation with different market parties
Range
TWh | Year |  | Data Center - Low | Data Center - High
| 2021 |  | 0 | 0 |  | 0
| 2022 |  | 0 | 0 |  | 0
| 2023 |  | 0 | 0.2 |  | 0.2
| 2024 |  | 0 | 0.3 |  | 0.3
| 2025 |  | 0.1 | 0.6 |  | 0.5
| 2026 |  | 0.2 | 1 |  | 0.8
| 2027 |  | 0.5 | 1.5 |  | 1
| 2028 |  | 1 | 2 |  | 1
| 2029 |  | 1.5 | 2.5 |  | 1
| 2030 |  | 2 | 3 |  | 1
| 2031 |  | 2.4 | 3.6 |  | 1.2
| 2032 |  | 2.8 | 4.2 |  | 1.4
| 2033 |  | 3.2 | 4.8 |  | 1.6
| 2034 |  | 3.6 | 5.4 |  | 1.8
| 2035 |  | 4 | 6 |  | 2

## 3.1 Storage
3.1 Pumped-storage, large scale storage and small scale home storage
In this section, pumped-storage, large scale batteries and small scale storage (home batteries) assumptions are detailed
3.1.1 Pumped-storage
The current installed capacity of 1224 MW pumped-storage in Belgium (1080 MW in Coo 1-6 and 144 MW in Plate Taille 1-4) was considered for 2022. Then, the reservoir volume has been increased by end 2023 thanks to extension work in Coo (increasing the volume from 5213 to 5600 MWh). The turbining capacity in Coo is also expected to increase, with the installation of new turbines in the coming years (from 1080 MW to 1161 MW end 2025). Pumped-storage units are typically also used to provide ancillary services. Accordingly, in order to account for the provision of 'black start' services, the total storage capacity available for economic dispatch in this analysis was decreased by 500 MWh.
Turbining capacity at the end of the mentioned year [MW]
|  |  | 2021 | 2022 | 2023 | 2024 | 2025 | 2026 | 2027 | 2028 | 2029 | 2030 | 2031 | 2032 | 2033 | 2034
| Turbining capacity | Total capacity | 1224 | 1224 | 1251 | 1278 | 1305 | 1305 | 1305 | 1305 | 1305 | 1305 | 1305 | 1305 | 1305 | 1305
|  | Coo 1-6 | 1080 | 1080 | 1107 | 1134 | 1161 | 1161 | 1161 | 1161 | 1161 | 1161 | 1161 | 1161 | 1161 | 1161
|  | Platte Taille 1-4 | 144 | 144 | 144 | 144 | 144 | 144 | 144 | 144 | 144 | 144 | 144 | 144 | 144 | 144
Reservoir volume at the end of the mentioned year [MWh]
|  |  | 2021 | 2022 | 2023 | 2024 | 2025 | 2026 | 2027 | 2028 | 2029 | 2030 | 2031 | 2032 | 2033 | 2034
| Reservoir volume | Available storage for economic dispatch | 5413 | 5413 | 5800 | 5800 | 5800 | 5800 | 5800 | 5800 | 5800 | 5800 | 5800 | 5800 | 5800 | 5800
|  | Storage reservoir | 5913 | 5913 | 6300 | 6300 | 6300 | 6300 | 6300 | 6300 | 6300 | 6300 | 6300 | 6300 | 6300 | 6300
|  | Storage reservoir derating (black-start services) | 500 | 500 | 500 | 500 | 500 | 500 | 500 | 500 | 500 | 500 | 500 | 500 | 500 | 500
3.1.2. Large scale batteries
Large scale batteries are assumed to participate to the electricity market ('in-the-market'). Those 'in-the-market' batteries are traded in day-ahead and intraday markets. In-the-market batteries shall be modelled similarly to pumped-hydro storage and shall be subject to the following constraints: maximum power, maximum energy storage, state of charge, charging/discharging efficiency. The capacity considered is based on total existing capacity as kown by Elia. This is the only capacity that will be there 'anyhow' in the near future. The corresponding volume is calulating assuming a duration of 2 hours for 30% of the capacity and 4 hours for 70% of the capacity. On top of this existing capacity, an additional potential capacity could come based on projects known today at Elia. These projects will be considered in the scenario if it is proven that they are economically viable without support mechanism. This will be determined via the Economic Viability Assessment.
Capacity and volume of large scale storage at the end of the mentioned year [MW] or [MWh]
|  |  | Today | 2022 | 2023 | 2024 | 2025 | 2026 | 2027 | 2028 | 2029 | 2030 | 2031 | 2032 | 2033 | 2034
| Total potential capacity [MW] |  | 52 | 152 | 208 | 540 | 877 | 1530 | 1769 | 2009 | 2249 | 2489 | 2728 | 2968 | 3208 | 3448
| Capacity [MW] | Exisiting capacity | 52 | 52 | 52 | 52 | 226 | 226 | 226 | 226 | 226 | 226 | 226 | 226 | 226 | 226
|  | Additional potential if economically viable | 0 | 100 | 156 | 488 | 651 | 1304 | 1543 | 1783 | 2023 | 2263 | 2502 | 2742 | 2982 | 3222
| Total potential volume [MWh] |  | 177 | 517 | 707 | 1836 | 2981 | 5202 | 6014 | 6830 | 7646 | 8462 | 9275 | 10091 | 10907 | 11723
| Volume [MWh] | Existing volume | 177 | 177 | 177 | 177 | 768 | 768 | 768 | 768 | 768 | 768 | 768 | 768 | 768 | 768
| Reservoir volume [MWh] | Additional potential if economically viable | 0 | 340 | 530 | 1659 | 2213 | 4434 | 5246 | 6062 | 6878 | 7694 | 8507 | 9323 | 10139 | 10955
3.1.3. Small scale home batteries
Small scale home batteries are assumed to be managed behind the meter and are considered for this reason in the "out-of-market" category. The way they are managed is part of the study performed by DELTA-EE on future residential and tertiary flexibility (this study is also submitted to consultation). The projection assumes battery of 4.5 kW in average with a duration of 2 hours in average (9 kWh). The projections are based on the following reasonning: - Since 2019, subsidies/bonus for home batterie have been put in place in Flanders. Around 19,000 premium were asked in 2021 in Flanders for home batteries. - The bonus in Flanders foresees a decreasing amount until 2024 (stop in 2025), for maximum 9 kWh: from maximum 2550 EUR in 2021 to maximum 425 EUR in 2024 (amount reviewed each year). Therefore, it is assumed that the number of home batteries in Flanders will continue to increase as in 2020/2021 until 2024, followed by a slower growth rate after that. No other incentive is assumed. - The installation of home batteries is mainly driven by the installation of PV. In 2021, it seems that 2% the PV installations in Flanders have added a battery capacity of the size of the PV installation, compared to 0,13% in Wallonia. This number is assumed to decrease up to 0,2 % in Flanders after 2024 and the end of the bonus.
Capacity and volume of storage at the end of the mentioned year[MW] or [MWh]
|  |  | 2021 | 2022 | 2023 | 2024 | 2025 | 2026 | 2027 | 2028 | 2029 | 2030 | 2031 | 2032 | 2033 | 2034
| Capacity [MW] |  | 60 | 172 | 252 | 308 | 326 | 346 | 367 | 390 | 414 | 440 | 467 | 496 | 526 | 558
| Volume [MWh] |  | 120 | 344 | 504 | 616 | 652 | 692 | 734 | 780 | 828 | 880 | 934 | 992 | 1052 | 1116

## 3.2. DSR industry
3.2. Demand Side Response in industry
In this section, demand-side response in industry is detailed
Demand Side Response volume per year
Potential capacity at the end of the mentioned year [MW]
| 2021 | 2022 | 2023 | 2024 | 2025 | 2026 | 2027 | 2028 | 2029 | 2030 | 2031 | 2032 | 2033 | 2034
Total potential shedding capacity* | 1664 | 1798 | 1948 | 2098 | 2248 | 2398 | 2548 | 2698 | 2848 | 2998 | 3148 | 3298 | 3448 | 3598
Existing DSR | 1664 | 1798 | 1798 | 1798 | 1798 | 1798 | 1798 | 1798 | 1798 | 1798 | 1798 | 1798 | 1798 | 1798
New potential DSR submitted to EVA - 25€/kW | 0 | 0 | 150 | 300 | 300 | 300 | 300 | 300 | 300 | 300 | 300 | 300 | 300 | 300
New potential DSR submitted to EVA - 50€/kW | 0 | 0 | 0 | 0 | 150 | 300 | 300 | 300 | 300 | 300 | 300 | 300 | 300 | 300
New potential DSR submitted to EVA - 75€/kW | 0 | 0 | 0 | 0 | 0 | 0 | 150 | 300 | 300 | 300 | 300 | 300 | 300 | 300
New potential DSR submitted to EVA - 100€/kW | 0 | 0 | 0 | 0 | 0 | 0 | 0 | 0 | 150 | 300 | 450 | 600 | 750 | 900
Existing DSR - Details in shedding capacity | 1664 | 1798 | 1798 | 1798 | 1798 | 1798 | 1798 | 1798 | 1798 | 1798 | 1798 | 1798 | 1798 | 1798
Max use of 1 hour | 120 | 130 | 130 | 130 | 130 | 130 | 130 | 130 | 130 | 130 | 130 | 130 | 130 | 130
Max use of 2 hours | 419 | 453 | 453 | 453 | 453 | 453 | 453 | 453 | 453 | 453 | 453 | 453 | 453 | 453
Max use of 4 hours* | 587 | 634 | 634 | 634 | 634 | 634 | 634 | 634 | 634 | 634 | 634 | 634 | 634 | 634
Max use of 8 hours | 359 | 388 | 388 | 388 | 388 | 388 | 388 | 388 | 388 | 388 | 388 | 388 | 388 | 388
No limit | 179 | 193 | 193 | 193 | 193 | 193 | 193 | 193 | 193 | 193 | 193 | 193 | 193 | 193
* The volume for ancillary services is included in the "max use of 4 hours" category

## 3.3. DSR end-user
3.3. Demand-Side Response residential and tertiary
1. Smart metering technologies & charge points penetration
|  |  |  | 2020 | 2021 | 2022 | 2023 | 2024 | 2025 | 2026 | 2027 | 2028 | 2029 | 2030 | 2031 | 2032 | 2033 | 2034 | 2035
Connected technologies
Smart Meters
|  | Belgium |  | 0.478 | 1.076 | 1.325 | 2.238 | 3.161 | 3.476 | 3.79 | 4.104 | 4.419 | 4.733 | 4.903 | 5.073 | 5.243 | 5.413 | 5.583 | 5.753
|  |  | Flanders | 0.478 | 1.046 | 1.2 | 1.943 | 2.686 | 2.821 | 2.955 | 3.089 | 3.224 | 3.358 | 3.358 | 3.358 | 3.358 | 3.358 | 3.358 | 3.358
|  |  | Wallonia | 0 | 0 | 0.09 | 0.22 | 0.35 | 0.48 | 0.61 | 0.74 | 0.87 | 1 | 1.12 | 1.24 | 1.36 | 1.48 | 1.6 | 1.72
|  |  | Brussels | 0 | 0.03 | 0.035 | 0.075 | 0.125 | 0.175 | 0.225 | 0.275 | 0.325 | 0.375 | 0.425 | 0.475 | 0.525 | 0.575 | 0.625 | 0.675
|  |  |  | 0 | 0 | 0 | 0 | 0 | 0 | 0 | 0 | 0 | 0 | 0 | 0 | 0 | 0 | 0 | 0
|  | Smart thermostats |  | 0.329 | 0.448 | 0.584 | 0.729 | 0.888 | 1.058 | 1.234 | 1.417 | 1.606 | 1.799 | 1.996 | 2.199 | 2.409 | 2.622 | 2.84 | 3.062
|  | Home Energy Management Systems |  | 0.005 | 0.01 | 0.016 | 0.024 | 0.034 | 0.045 | 0.06 | 0.078 | 0.099 | 0.124 | 0.153 | 0.19 | 0.236 | 0.296 | 0.373 | 0.473
Residential Chargepoints
|  | Total Home Charge points |  |  | 81000 | 128000 | 200000 | 288000 | 382000 | 474000 | 567000 | 651000 | 726000 | 799000 | 877000 | 952000 | 1024000 | 1095000 | 1165000
|  | Basic ('dumb' chargers) |  |  | 41000 | 42000 | 46000 | 50000 | 51000 | 27000 | 23000 | 16000 | 9000 | 5000 | 4000 | 4000 | 4000 | 4000 | 3000
|  | Smart Chargers |  |  | 40000 | 85000 | 154000 | 236000 | 329000 | 444000 | 537000 | 622000 | 696000 | 759000 | 822000 | 880000 | 933000 | 984000 | 1033000
|  | Bi-directional chargers |  |  | 0 | 40 | 160 | 800 | 2000 | 4000 | 7000 | 13000 | 21000 | 35000 | 51000 | 68000 | 87000 | 107000 | 128000
2. Flexibility options & forecasts
DISCLAIMERS: - This represents a best estimate based on current known policies. Other policies could improve the flexibility available (Other tariffs, market arrangements, etc…) - The numbers represent a maximum achievable penetration (with current known policies). - Categories are not exclusive. A vehicle able to do V2M, could in theory be able to do V1H, or V2H.
Maximum achievable % for each charging type
| Electric Vehicles - Residential |  |  |  | 2020 | 2021 | 2022 | 2023 | 2024 | 2025 | 2026 | 2027 | 2028 | 2029 | 2030 | 2031 | 2032 | 2033 | 2034 | 2035
|  | Natural charging - V0 |  |  |  | 94.53% | 90.47% | 80.84% | 70.11% | 64.46% | 56.5% | 50.69% | 43.86% | 36.5% | 30.6% | 25.01% | 19.31% | 13.47% | 7.584% | 1.623%
|  | Local smart charging - V1H |  |  |  | 5.468% | 9.501% | 18.26% | 24.23% | 27.96% | 33.17% | 36.46% | 39.77% | 43.04% | 44.65% | 45.94% | 47.14% | 48.24% | 49.23% | 50.09%
|  | Market smart charging - V1M |  |  |  | 0% | 0% | 0.8318% | 5.434% | 7.286% | 9.926% | 12.3% | 14.99% | 18% | 20.61% | 23.32% | 26.24% | 29.36% | 32.71% | 36.27%
|  | Bi-direcitonal local demand response - V2H |  |  |  | 0.0001432% | 0.02848% | 0.06035% | 0.2245% | 0.294% | 0.4018% | 0.5544% | 1.294% | 2.141% | 3.284% | 4.175% | 4.879% | 5.616% | 6.338% | 7.049%
|  | Bi-direcitonal market demand response - V2M |  |  |  | 0% | 0% | 0% | 0% | 0% | 0% | 0% | 0.08977% | 0.3236% | 0.8591% | 1.554% | 2.429% | 3.305% | 4.145% | 4.96%
| Heat Pumps - Residential |  |  |  | 2020 | 2021 | 2022 | 2023 | 2024 | 2025 | 2026 | 2027 | 2028 | 2029 | 2030 | 2031 | 2032 | 2033 | 2034 | 2035
|  | Natural load - HP0 |  |  | 98.35% | 96.17% | 95.32% | 91.58% | 83.13% | 81.87% | 78.39% | 73.94% | 69.4% | 63.82% | 59.06% | 53.93% | 48.4% | 42.63% | 36.35% | 29.7%
|  | Local smart load - HP1H |  |  | 1.645% | 3.83% | 4.675% | 8.424% | 12.65% | 13.6% | 16.21% | 19.54% | 22.95% | 27.14% | 30.7% | 34.55% | 38.7% | 43.03% | 47.74% | 52.72%
|  | Market smart load - HP1M |  |  | 0% | 0% | 0% | 0% | 4.218% | 4.533% | 5.403% | 6.514% | 7.65% | 9.045% | 10.23% | 11.52% | 12.9% | 14.34% | 15.91% | 17.57%
3. Flex profiles (average winter) with assumptions
DISCLAIMERS: - HP & EV profiles displayed are for residential - HP profiles are based on an average winter weekday as theses are the most representative for flexibility. Week-end & summer profile would be different.
[kW]
| Electric Vehicles |  | 0:00 | 0:30 | 1:00 | 1:30 | 2:00 | 2:30 | 3:00 | 3:30 | 4:00 | 4:30 | 5:00 | 5:30 | 6:00 | 6:30 | 7:00 | 7:30 | 8:00 | 8:30 | 9:00 | 9:30 | 10:00 | 10:30 | 11:00 | 11:30 | 12:00 | 12:30 | 13:00 | 13:30 | 14:00 | 14:30 | 15:00 | 15:30 | 16:00 | 16:30 | 17:00 | 17:30 | 18:00 | 18:30 | 19:00 | 19:30 | 20:00 | 20:30 | 21:00 | 21:30 | 22:00 | 22:30 | 23:00 | 23:30
|  | Natural charging - V0 | 2.186% | 1.833% | 1.485% | 1.165% | 0.8466% | 0.6837% | 0.5198% | 0.419% | 0.3182% | 0.2763% | 0.238% | 0.2522% | 0.2793% | 0.3685% | 0.5053% | 0.7496% | 0.9987% | 1.192% | 1.298% | 1.24% | 1.311% | 1.307% | 1.359% | 1.395% | 1.428% | 1.472% | 1.505% | 1.519% | 1.512% | 1.612% | 1.705% | 2.05% | 2.372% | 2.902% | 3.479% | 4.177% | 4.885% | 5.018% | 5.159% | 5.226% | 5.02% | 4.621% | 4.231% | 4.112% | 3.994% | 3.637% | 3.281% | 2.859%
|  | Local smart charging - V1H | 4.19% | 5.222% | 5.392% | 5.42% | 5.602% | 5.601% | 5.438% | 5.101% | 4.409% | 3.608% | 2.838% | 2.242% | 1.791% | 1.559% | 1.225% | 1.05% | 0.9423% | 0.6512% | 0.586% | 0.4662% | 0.506% | 0.559% | 0.5856% | 0.6122% | 0.6388% | 0.6917% | 0.6657% | 0.6923% | 0.7058% | 0.7455% | 0.7984% | 0.9831% | 1.075% | 1.128% | 1.221% | 1.34% | 1.406% | 1.551% | 1.656% | 1.709% | 1.736% | 1.921% | 2.039% | 2.079% | 2.185% | 2.277% | 2.475% | 2.686%
|  | Market smart charging - V1M | The V1M will be a mixture of V0 & V1H based on optimizer solution - for each day of the simulation
|  | Bi-direcitonal local demand response - V2H | -5.044% | -5.044% | -5.044% | -4.814% | -4.585% | -5.044% | -5.502% | -5.044% | -4.585% | -5.502% | -6.419% | -6.419% | -6.419% | -5.273% | -4.127% | -5.961% | -7.795% | -1.605% | 4.585% | 7.336% | 10.09% | 12.15% | 14.21% | 22.01% | 29.8% | 30.72% | 31.64% | 29.8% | 27.97% | 27.28% | 26.59% | 26.59% | 26.59% | 22.7% | 18.8% | 13.76% | 8.712% | 6.717% | 4.723% | -4.975% | -14.67% | -18.11% | -21.55% | -26.59% | -31.64% | -31.87% | -32.1% | -27.05%
|  | Bi-direcitonal market demand response - V2M | The V2M will be a mixture of V0 & V2H based on optimizer solution - for each day of the simulation
ASHP & GSHP - residential profile
|  | Natural load - HP0 | 0.9497% | 1.019% | 1.058% | 1.108% | 1.2% | 1.34% | 1.421% | 1.509% | 1.596% | 1.748% | 2.114% | 2.386% | 2.767% | 3.05% | 3.261% | 3.139% | 2.844% | 2.435% | 2.138% | 1.89% | 1.701% | 1.768% | 1.825% | 1.825% | 1.79% | 1.772% | 1.781% | 1.798% | 1.844% | 1.924% | 2.147% | 2.464% | 2.641% | 2.811% | 2.938% | 2.934% | 2.824% | 2.852% | 2.866% | 2.864% | 2.831% | 2.777% | 2.446% | 2.138% | 1.767% | 1.443% | 1.163% | 1.098%
|  | Local smart load - hot water - HP1H | 1.161% | 1.29% | 1.405% | 1.427% | 1.507% | 1.64% | 1.713% | 1.801% | 1.943% | 2.266% | 2.476% | 2.605% | 2.819% | 2.867% | 2.777% | 2.668% | 2.315% | 2.108% | 1.994% | 1.873% | 1.83% | 2.119% | 2.146% | 2.197% | 2.378% | 2.24% | 2.161% | 2.08% | 1.987% | 1.73% | 1.911% | 2.125% | 2.25% | 2.382% | 2.531% | 2.534% | 2.491% | 2.495% | 2.527% | 2.5% | 2.494% | 2.431% | 2.231% | 1.973% | 1.677% | 1.413% | 1.278% | 1.234%
|  | Local smart load - hot water & space heating - HP1H | 1.289% | 1.402% | 1.49% | 1.485% | 1.555% | 1.683% | 1.748% | 1.834% | 1.965% | 2.296% | 2.466% | 2.59% | 2.848% | 2.79% | 2.623% | 2.415% | 2.005% | 1.979% | 2.084% | 2.113% | 2.28% | 2.696% | 2.596% | 2.654% | 2.961% | 2.777% | 2.561% | 2.322% | 2.054% | 1.526% | 1.6% | 1.743% | 1.832% | 1.941% | 2.077% | 2.12% | 2.2% | 2.273% | 2.386% | 2.299% | 2.202% | 2.011% | 2.025% | 1.833% | 1.707% | 1.609% | 1.631% | 1.424%
|  | Market smart load - HP1M | The HP1M will be a mixture of HP0 & HP1H based on optimizer solution - for each day of the simulation
4. Assumptions & sources
Section | Value | Description |  |  | 2021: Comments; 2026: Source
1. Smart metering technologies & charge points penetration
| Smart Meters | Known data points:
|  |  | 2020 | 2021 | 2022 | 2023 | 2024 | 2025 | 2026 | 2027 | 2028 | 2029 | 2030 | 2031 | 2032 | 2033 | 2034 | 2035
|  | Brussels | 2021: 30,000 units installed in Brussels over previous 4 years.; 2023: Brussels is installing around 40,000 units per year this year.
|  | Wallonia | 2022: Wallonia hopes to install 90,000 units by the end of year.; 2029: Wallonia predicted to install 1M smart meters by this year. In addition, by the end of 2029, the objective is to equip 80% of users with an annual consumption equal to or greater than 6,000 kWh, those with an electricity production capacity greater than or equal to 5kWe and electric vehicle charging points open to the public with smart meters.
|  | Flanders | 2022: Flanders have already installed 1,200,000 units.; 2024: Flanders will install smart meters in 80%.; 2029: 2029: Flanders will install smart meters in 100% of their building stock.
Assumptions to fill in the forecast
Cumulative smart meter rollout was initially done for each of the three regions separately based on the known data points and Belgium building stock.
The number of installs for years in between the known data points were estimated based on gradual equal increase.
Since Brussels is installing around 40,000 units per year in 2023, it would take approximately until 2036 for Brussels to reach 100%. Assumed this will rise to 50,000 per year from 2024.
Flanders will install 100% smart meters by 2029 therefore there no/very small increase expected after.
The same annual increase has been assumed for Wallonia between 2030 and 2035.
| Smart thermostats | Based on historical sales data and projection of annual sales growth - with annual sales growing by 5-10%/year until 2026, then dropping to 2-3% per year as market saturation grows and replacements increase
| Home Energy Management Systems | Based on historical sales data and projection of annual sales growth - steady growth through to 2030, rapid increase 2031-2035 based on increase of solar PV, batteries/Evs and multi asset homes
Home chargepoints
|  | Home charger number estimated on basis of typical numbers of chargers per electric vehicle installed. This profile is generated through market research across Europe |  |  | 2021 | 2022 | 2023 | 2024 | 2025 | 2026 | 2027 | 2028 | 2029 | 2030 | 2031 | 2032 | 2033 | 2034 | 2035 |  | Source:
|  |  |  | Ratio of plug in hybrid vehicles to Home Chargepoints | 2.131 | 2.1221 | 2.1418 | 2.1753 | 2.2358 | 2.301 | 2.3843 | 2.4831 | 2.6057 | 2.7065 | 2.7624 | 2.8183 | 2.8742 | 2.93 | 2.9859 |  | Delta-EE EV Charging Service market research
|  |  |  | % of new Smart Charge Points |  | 90% | 90% | 90% | 95% | 99% | 99% | 99% | 99% | 99% | 99% | 99% | 99% | 99% | 99% |  | Assumption
|  | % of Smart Chargers: | Current Delta-EE customer research across Europe provide evidence that current penetration of smart chargers is 40-60% in most countries, we have selected 49% for Belgium due to the high penetration of PHEV. Due to combination of rising energy costs, increase in BEV sales and reduced cost of smart chargers we forecast high % of smart charger sales from 90-99% from 2022 to 2026.
|  | “dumb” charger Replacements: | We expect existing and new “dumb” chargers will slowly be replaced with smart chargers. We assume chargers over 4 years old will be replaced.
2. Flexibility options & forecasts
The forecast of potential flexibility for each technology is based on the 4 barriers - Availability of appropriate controls signals, Control capability, appropriate metering and customer impacts
Overview
| Technology type | Code | Description | Control Signals | 2021: Control Capability; 2022: Appropriate Metering; 2023: Customer participation barriers
| Electric Vehicle | V1H | Smart charging - implicit flexibility | Static & Dynamic time of use tariffs, capacity tariffs, PV optimisation | 2021: Smart Charger; 2022: Smart Meter; 2023: Perception of loss of control, offering perception/clarity
| Electric Vehicle | V1M | Smart charging - implicit & explicit flexibilty | Ancillary services, Interval balancing, trading, DSO services | 2021: Smart Charger; 2022: Smart Meter; 2023: Perception of loss of control, vehicle plug in duration, offering perception/clarity
| Electric Vehicle | V2H | Bi-directional smart charging - implicit flexibility | Static & Dynamic time of use tariffs, capacity tariffs, PV optimisation | 2021: Bi-directional smart charger and suitable BEV; 2022: Smart Meter; 2023: Investment costs, perception of loss of control, vehicle plug in duration, offering perception/clarity
| Electric Vehicle | V2M | Bi-directional smart charging - implicity & explicit flexibility | Ancillary services, Interval balancing, trading, DSO services | 2021: Bi-directional smart charger and suitable BEV; 2022: Smart Meter; 2023: Investment costs, perception of loss of control, vehicle plug in duration, offering perception/clarity
| Heating Technology | H1H | Flexible operation - implicit flexibility | Static & Dynamic time of use tariffs, capacity tariffs, PV optimisation | 2021: Smart HP or HEM or smart thermostat; 2022: Smart Meter; 2023: Impact on comfort(dependant on flex type/asset)
| Heating Technology | H1M | Flexible operation - implicit & explict flexibility | Ancillary services, Interval balancing, trading, DSO services | 2021: Smart HP or HEM; 2022: Smart Meter; 2023: Impact on comfort(dependant on flex type/asset), offering perception and clarify, perception of loss of control
Control signal availability
Disclaimer - behind the meter demand side flexbility is just emerging across Europe, forecasts are made on the subject to market reforms enabling and accelerating companies ability to develop offerings and generate market signals. In particular for explicit flexibilty, that has a higher degree of complexity to deliver virtual power though demand side response.
|  |  | Comments: |  | 2021: Time Frame
|  | Implicit Flexibility | Static time of use tariffs are already widely available and in use in Belgium and introduction of capacity tariffs and dynamic tariffs means there is no barrier to optimisation of self-consumption based on the signal availbility for either EVs or heating |  | 2021: 2020+ Onwards
|  | Explicit Flexibility | While ancillary services are open for residential flexibility, slow smart meter roll-out has hindered residential flexibility, hence Delta-EE is aware of only one company trialling explicity flexibility in 2021. As smart meter penetration rises in 2023/2024 we expect to see widespread offerings starting with EVs in 2023 and more widespread from 2024 onwards, in combination with market reforms streamlining access to different services. |  | 2021: EV -2023 onwards HP - 2024 onwards
Control capability
|  | Distribution of existing smart chargers: | While PHEVs out number BEVs, we expect more smart chargers will be bought by BEV owners, due the increased benefits of charging – existing smart charger stock is assumed to be 50:50 BEV:PHEV.
Appropriate Metering
As smart meter rollout has been driven rapidly by policy, rather than by customers and asset ownership, we assume no correlation between assets and smart meters.
| Customer participation barriers |  | Customer barriers are designed to represent the soft barrier on uptake of new technologies for customer, based on the relatively impact and complexity of the potential offerings limiting the potential uptake.
Electric vehicles - Maximum uptake for customers of technical potential [%]
|  |  | 2020 | 2021 | 2022 | 2023 | 2024 | 2025 | 2026 | 2027 | 2028 | 2029 | 2030 | 2031 | 2032 | 2033 | 2034 | 2035
|  | V1H Maximum Uptake | 60% | 62% | 64% | 66% | 68% | 70% | 72% | 74% | 76% | 78% | 80% | 82% | 84% | 86% | 88% | 90%
|  | V1M Uptake | 0% | 0% | 0% | 5% | 20% | 22% | 24% | 26% | 28% | 30% | 32% | 34% | 36% | 38% | 40% | 42%
|  | V2M Uptake of new sales | 0% | 0% | 0% | 0% | 10% | 20% | 30% | 40% | 50% | 50% | 50% | 50% | 50% | 50% | 50% | 50%
Maximum V1H smart uptake
There are no existing barriers for smart charging – time of use tariffs are already available and new drivers, such as capacity tariffs and dynamic tariffs will increase the value. From Delta's customer research, only around 60% of EV drivers are on a tariff where the price is lower at certain times of the day (e.g. Late night / early morning). The other 40% of drivers will purchase a smart chargepoint to take advantage of the tax incentive currently available and to future proof their charging needs, but may not be engaged enough to switch tariff. Smart chargepoints offer other features that may attract users, such as remote control functionality, so some drivers may purchase the units for this feature only. Over time this will increase as drivers become more aware of the advantages of having an EV or time of use tariff.
Maximum % of smart BEV - V1M
For EVs to play into balancing or grid services with smart charging, there are no extra pieces of equipment or technology that needs to be adopted(apart from smart charger and smart meter already available from V1H). Market conditions and appropriate stakeholders are the only barriers to EV participation in these services. We expect to see companies such as Tibber, NextKraftwerke or ev.energy noticing the potential in Belgium from the rapid increase in Evs over the next couple of years and starting to develop appropriate customer propositions by late next year. There is a big push from the EU to unlock residential demand side flexibility to increase the consumption of renewables and make grid balancing cheaper. This will encourage the companies named above to start utilising EV assets in their portfolio in Belgium.
V2M - uptake of new sales
With the finalisation of the ISO15118-20 standard earlier this year (2022), bidirectional charging is making progress to becoming more commercial. It is expected to take 2-3 years for vehicle and chargepoint OEMs to fully adopt the standard by around 2025. From this point we expect to see V2H applications increasing consumer awareness in bidirectional charging but it may take another 2-3 years for customer propositions involving V2G to be fully commercial. There are some market barriers to V2G participation such as the need to be a BRP or minimum bid sizes which have the potential to hold back the business case. However, the EU is pushing for residential flexibility to be unlocked as part of its Clean Energy Package.
Heating Techologies
For heating technologies, the customer barriers are the customer impact and offering complexity. Customer impact is dependant on the heating technology and the type of flexibility provided and the offering complexity depends on the business model. The relative impact has been scored and grade with explanations below.
|  | Flexibility options / enablers | 2020 60% 0%: Customer Impact; 2021 62% 0%: Maximum uptake for customers of technical potential [%]; 2022 64% 0%: Explanation
|  | ASHP - Water only | 2020 60% 0%: V. Low; 2021 62% 0%: 90%; 2022 64% 0%: For a relatively high value asset, this small change can provide significant flexibility and reduce costs
|  | ASHP - Water & space | 2020 60% 0%: High; 2021 62% 0%: 25%; 2022 64% 0%: Flexing space heating requires more compromises for customers, allowing a wider range of internal house temperatures which will reduce uptake.
|  | GSHP - Water only | 2020 60% 0%: Low; 2021 62% 0%: 75%; 2022 64% 0%: Similar to ASHP, but as GSHP is more efficient there is lower value in providing flexibility as overall costs are lower
|  | GSHP - Water & space | 2020 60% 0%: v. high; 2021 62% 0%: 5%; 2022 64% 0%: Similar to ASHP, but as GSHP efficiency is less affected by temperature the benefits of flexing during the winter are lower.
Offering complexity
|  | HP1H - Capacity or ToU tariff | 2020 60% 0%: Low; 2021 62% 0%: 75%; 2022 64% 0%: While it has low customer impact to optimise self-consumption according to tariffs, some resistance and disinterest is likely.
|  | HP1M - grid services | 2020 60% 0%: High; 2021 62% 0%: 25%; 2022 64% 0%: The offering for grid services and potential loss of asset control can be difficult for some customers to understand and it harder to quantify the customer benefit, therefore we would expect uptake to be significantly lower.

## 3.4. Electrolysers
3.4. Electrolysers
Installed capacity at the end of the mentioned year [MW]
|  | 2021 | 2022 | 2023 | 2024 | 2025 | 2026 | 2027 | 2028 | 2029 | 2030 | 2031 | 2032 | 2033 | 2034
| Electrolysers | 0 | 0 | 0 | 0 | 75 | 150 | 224 | 298 | 373 | 447 | 521 | 595 | 669 | 743
150 MW by 2026, according to "Vision and strategy Hydrogen, Update October 2022" from FPS Economy
https://economie.fgov.be/sites/default/files/Files/Energy/View-strategy-hydrogen.pdf
A Flemish Hydrogen Strategy 2025-2030 (07/12/2020)
https://www.waterstofnet.eu/_asset/_public/WIC/2020-12-7-Flemish-Hydrogen-Strategy_Hydrogen-Industry-Cluster.pdf
Task Force Scenarios (Elia, 21/01/2022) for long-term view
https://www.elia.be/-/media/project/elia/elia-site/public-consultations/2022/20211115_20220124_final-scenario-report.pdf

## 4.1. Fuel and CO2 prices
4.1. Fuel and CO2 prices
Fuel and CO2 prices per year
The methodology applied to establish the prices between 2024 & 2034 is the following: - Average for the year 2022 has been established based on historical data (see the relevant source) - For Natural Gas, Coal & Oil, forward prices from contract were taken for the years before 2025 included on the 27/10/2022 (see the relevant source) - For the rest of the data, an interpolation was carried out between last computed price & the price forecasted by the WEO2022 in 2030. The scenario chosen is "Announced Pledges". - After 2030, a simple interpolation is carried out between the WEO2022 forecast of 2030 & 2050. - WEO21 prices being expressed in EUR21, an inflation rate of 10% was applied (https://ec.europa.eu/eurostat/documents/2995521/14698140/2-30092022-AP-EN.pdf/727d4958-dd57-de9f-9965-99562e1286bf) Note a split has been done between UK & the rest of the EU for Natural Gas & CO2.
Price in [€2022] | Years | [12 empty] | Sources |  |  | AREA | Comments
| 2022 | 2023 | 2024 | 2025 | 2026 | 2027 | 2028 | 2029 | 2030 | 2031 | 2032 | 2033 | 2034 | Historical average | Forward | Long term |  | Historical average (2022) | Forward (up to 2025) | Long term (until 2035)
Gas TTF [€/MWh] | 147.2292 | 137.55 | 103.23 | 72.15 | 62.7015 | 53.2529 | 43.8044 | 34.3559 | 24.9074 | 24.6671 | 24.4269 | 24.1867 | 23.9465 | Ice Endex TTF GAS (elexys.be) | Ice Endex TTF GAS (elexys.be) | World Energy Outlook 2022 – Analysis - IEA | EU except UK |  | Consulted on the 27/10/2022 | Announced Pledges scenario taken from WEO
Gas NBP [€/MWh] | 103.3182 | 130.7039 | 105.0746 | 76.6636 | 67.215 | 57.7665 | 48.318 | 38.8695 | 24.9074 | 24.6671 | 24.4269 | 24.1867 | 23.9465 | UK NBP Natural Gas Calendar Month Futures Quotes - CME Group | UK NBP Natural Gas Calendar Month Futures Quotes - CME Group | World Energy Outlook 2022 – Analysis - IEA | UK |  | Consulted on the 27/10/2022 | Announced Pledges scenario taken from WEO
Coal ARA [€/MWh] | 36.2578 | 27.9876 | 26.5099 | 25.0962 | 21.7268 | 18.3575 | 14.9882 | 11.6188 | 8.2495 | 8.1924 | 8.1354 | 8.0784 | 8.0214 | Coal (API2) CIF ARA (ARGUS-McCloskey) Futures Quotes - CME Group | Coal (API2) CIF ARA (ARGUS-McCloskey) Futures Quotes - CME Group | World Energy Outlook 2022 – Analysis - IEA | EU |  | Consulted on the 27/10/2022 | Announced Pledges scenario taken from WEO
Oil [€/MWh] | 55.1004 | 51.5866 | 46.9367 | 44.2089 | 40.3486 | 36.4883 | 32.628 | 28.7677 | 24.9074 | 24.6671 | 24.4269 | 24.1867 | 23.9465 | Crude Oil Overview - CME Group | Crude Oil Overview - CME Group | World Energy Outlook 2022 – Analysis - IEA | EU |  | Consulted on the 27/10/2022 | Announced Pledges scenario taken from WEO
CO2 EUA [€/tCO2] | 75 | 78.7 | 83 | 89.04 | 96.18 | 103.32 | 110.46 | 117.6 | 124.74 | 128.1 | 131.46 | 134.82 | 138.18 | EUA Futures ¦ ICE (theice.com) | PLATTS | World Energy Outlook 2022 – Analysis - IEA | EU except UK |  |  | Announced Pledges scenario taken from WEO
CO2 UKA [€/tCO2] | 80 | 85.5925 | 91.185 | 96.7775 | 102.37 | 107.9625 | 113.555 | 119.1475 | 124.74 | 128.1 | 131.46 | 134.82 | 138.18 | Carbon pricing ¦ Ember (ember-climate.org) |  | World Energy Outlook 2022 – Analysis - IEA | UK |  |  | Announced Pledges scenario taken from WEO
Legend: |  | Methodology:
Historical average
Forward prices |  |  | Historical average (for the year 2022)
WEO prices
Interpolation to WEO prices
Prices defined by forward contracts, as displayed on relevant source, consulted in October (27/10).
Interpolation between last forward price known & long-term price defined in WEO2022 for 2030 and 2050.
1
2
1
2
3
3
1
2
3
1
2
3
1
3
2*

## 4.2. Investment costs
3.2. Economic assumptions
All prices are assumed to be in €2022 (taking into account the latest possible inflation figures up to 10/10/2022)
The CAPEX & FOM figures have been updated based on the previous Adequacy & Flexibility study (2021) which included costs expressed in €2019
Additionally, a large amount of sources has been consulted (see below in 'Sources'). Given the wide range found for several technologies, feel free to provide us with other values and sources if deemed relevant.
A range around those values could be used for sensitivities if deemed relevant.
Latest finlation figures taken into account since the publication of previous Adequacy & Flexibility study (2021) which included costs expressed in €2019:
| 2019 | 2020 | 2021 | 2022* | Source
General Inflation | 0.76% | 0.41% | 5.71% | 9.08% | Historische inflatie België – historische CPI inflatie België (inflation.eu) | *10/2021-10/2022
Industrial PPI | 1.111% | -2.854% | 19.85% | 13.94% | Output price index (industry) ¦ Statbel (fgov.be) | *01/2022-08/2022
Labour cost (Electricity, gas, steam and air conditioning supply (D) ) | 1.623% | 1.942% | 3.079% | 4.082% | Labour Cost Index ¦ Statbel (fgov.be) | *01/2022-07/2022
The industry wide real WACC proposed for this study is 4.9%. In addition, as specified in the Economic viability metric methodology (see the other documents of the public consultation), a technology specific hurdle premium will be added to obtain the hurdle rate per technology.
All figures in EUR 2022
Technologies part of the structural block |  | Applies to | CAPEX [€/kW] |  |  |  | FOM (including major overhauls) [€/kW/y] |  | Investment economic lifetime [years] |  | Hurdle rate in EOM (WACC + premium) |  | Sources
|  |  | 2022-2025 | 2026-2030 | 2031-2035 | AdFlex 2021 (EUR 19) | 2022-2035 | AdFlex 2021 (EUR 19) | 2022-2035 | AdFlex 2021 (EUR 19) | 2022-2035 | AdFlex 2021 (EUR 19) | Source CAPEX | Source FOM
Existing (assumed no extension costs) | CCGT | Existing units <25 years | - |  |  | - | 40 | 30 | - | - | 8.4% | 7% |  | Afry 2022
| OCGT |  | - | - | - | - | 25 | 20 | - | - | 8.4% | 8% |  | Afry 2022
| CHP | All existing capacity | - | - | - | - | 70 | 60 | - | - | 8.4% | 7% |  | AdeqFlex (2021) + Inflation
| Turbojets | All existing capacity | - | - | - | - | 35 | 30 | - | - | 8.4% | 8% |  | Afry 2022
| Demand Response | All existing capacity in 2020 | - | - | - | - | 12 | 10 | - | - | 8.9-9.6%* | 9% |  | AdeqFlex (2021) + Inflation | *depending on activation costs
| Pumped Storage | All existing capacity | - | - | - | - | 22 | 30 | - | - | 7.6% | 9% |  | Afry 2022
Existing (assuming extension costs needed) | CCGT | Existing units >25 years | 120 |  |  | 100 | 37 | 30 | 15 | 15 | 9.4% | 9.5% | AdeqFlex value (2021) X (Weighted avg Labour + Industrial PPI) (~Afry 2022) | Afry 2022
| OCGT |  | 100 |  |  | 80 | 50 | 40 | 15 | 15 | 10.4% | 11% | AdeqFlex value (2021) X (Weighted avg Labour + Industrial PPI) (~Afry 2022) | Afry 2022
New | Diesels | New capacity | 380 | 380 | 380 | 300 | 20 | 15 | 15 | 15 | 11.4% | 14% | AdeqFlex value (2021) X (Weighted avg Labour + Industrial PPI) (~Afry 2022) | Afry 2022
| Gas engines | New capacity | 500 | 500 | 500 | 400 | 20 | 15 | 15 | 15 | 11.4% | 14% | AdeqFlex value (2021) X (Weighted avg Labour + Industrial PPI) (~Afry 2022) | Afry 2022
| CCGT | >800 MW | 750 |  |  | 600 | 30 | 25 | 20 | 20 | 9.9% | 12% | AdeqFlex value (2021) X (Weighted avg Labour + Industrial PPI) (~Afry 2022) | Afry 2022
|  | 400 < 800 MW | 950 |  |  | 750 | 35 | 30 | 20 | 20 | 9.9% | 12% | AdeqFlex value (2021) X (Weighted avg Labour + Industrial PPI) (~Afry 2022) | Afry 2022
|  | < 400 MW | 1050 |  |  | 850 | 35 | 30 | 20 | 20 | 9.9% | 12% | AdeqFlex value (2021) X (Weighted avg Labour + Industrial PPI) (~Afry 2022) | Afry 2022
| OCGT | >100 MW | 500 |  |  | 400 | 25 | 20 | 20 | 20 | 11.4% | 14% | AdeqFlex value (2021) X (Weighted avg Labour + Industrial PPI) (~Afry 2022) | Afry 2022
|  | <100 MW | 600 |  |  | 500 | 25 | 20 | 20 | 20 | 11.4% | 14% | AdeqFlex value (2021) X (Weighted avg Labour + Industrial PPI) (~Afry 2022) | Afry 2022
| CHP | New capacity | 1000 |  |  | 800 | 70 | 60 | 20 | 20 | 9.9% | 12% | AdeqFlex value (2021) X (Weighted avg Labour + Industrial PPI) (~Afry 2022) | Several Sources + Inflation
| Demand response | New capacity 0 < 300 MW | All costs included in the FOM |  |  |  | 25 | 20 | - | - | 8.9-9.6%* | 14% | AdeqFlex value (2021) X (Weighted avg Labour + Industrial PPI) (~Afry 2022) | DSM sources (see below) | *depending on activation costs
|  | New capacity 300 < 600 MW |  |  |  |  | 50 | 40 | - | - | 8.9-9.6%* | 14% | AdeqFlex value (2021) X (Weighted avg Labour + Industrial PPI) (~Afry 2022) | DSM sources (see below) | *depending on activation costs
|  | New capacity 600 < 900 MW |  |  |  |  | 75 | 60 | - | - | 8.9-9.6%* | 15.3% | AdeqFlex value (2021) X (Weighted avg Labour + Industrial PPI) (~Afry 2022) | DSM sources (see below) | *depending on activation costs
|  | New capacity 900 < 1200 MW |  |  |  |  | 100 | 80 | - | - | 8.9-9.6%* | 15.3% | AdeqFlex value (2021) X (Weighted avg Labour + Industrial PPI) (~Afry 2022) | DSM sources (see below) | *depending on activation costs
| Batteries/Storage | Large scale batteries (1h) | 400 | 280 | 260 | 100 | 15 | 10 | 15 | 15 | 8.4% | 14% | Public Consultation CRM | Public Consultation CRM
|  | Large scale batteries (2h) | 650 | 460 | 440 | NA | 15 | 10 | 15 | 15 | 8.4% | 14% | Public Consultation CRM | Public Consultation CRM
|  | Large scale batteries (4h) | 1000 | 850 | 750 | NA | 15 | 10 | 15 | 15 | 8.4% | 14% | Public Consultation CRM | Public Consultation CRM
| Pumped Storage - new unit | New unit in Coo | 1000 |  |  | 900 | 22 | 30 | 25 | 25 | 8.4% | 14% |  | Afry 2022
Renewables
RES | Wind onshore | New | 1150 | 1000 | 900 | 1000 | 45 | 50 | 15 | 15 | 7.6% | NA | Indexation + benchmark with several sources incl. IRENA (2021), IEA (2021), EnergyVille (2022) | Indexation + EnergyVille
| Wind offshore | New (after 2 GW) | 2650 | 2000 | 1850 | 2300 | 70 | 80 | 20 | 15 | 7.6% | NA | Indexation + benchmark with several sources incl. IRENA (2021), IEA (2021), EnergyVille (2022) | Indexation + EnergyVille
| PV | New | 600 | 550 | 500 | 600 | 20 | 25 | 20 | 15 | 7.6% | NA | Indexation + benchmark with several sources incl. IRENA (2021), IEA (2021), EnergyVille (2022) | Indexation + EnergyVille
| Biomass | New | 2300 | 2300 | 2300 | 2000 | 95 | 80 | 20 | 20 | 8.4% | NA | AdeqFlex (2021) + indexation | AdeqFlex (2021) + Inflation
Batteries: sources
https://www.elia.be/en/public-consultation/20220506_public-consultation-on-crm
Cost Projections for Utility-Scale Battery Storage: 2021 Update (nrel.gov)
DSM: sources
https://www.ademe.fr/sites/default/files/assets/documents/effacement-consommation-electrique-france_2017-synthese.pdf
https://www.cre.fr/content/download/21610/275050
New Sources used
AFRY - peer review study presented to the TF CRM on 13/10/2022
PATHS2050 ¦ Energy outlook (energyville.be)
Lazard.com ¦ Levelized Cost Of Energy, Levelized Cost Of Storage, and Levelized Cost Of Hydrogen
World Energy Outlook 2022 (windows.net)
Renewable power generation costs in 2021 (irena.org)
EN2021_Fraunhofer-ISE_LCOE_Renewable_Energy_Technologies.pdf
Sources used in Previous AdeqFlex (2021) & indexed for comparison
Bloomberg (not public)
https://www.elia.be/-/media/project/elia/elia-site/public-consultations/2020/20200505_fichtner-report-cost-of-capacity-crm_en.pdf
https://setis.ec.europa.eu/system/files/ETRI_2014.pdf
https://ec.europa.eu/energy/sites/ener/files/documents/2018_06_27_technology_pathways_-_finalreportmain2.pdf
https://economie.fgov.be/sites/default/files/Files/Energy/Seuils-investissements-CREG-Feedback-PwC-20200207.pdf
https://www.rtbf.be/info/regions/liege/detail_un-troisieme-bassin-a-coo-ou-le-retour-d-une-arlesienne?id=9383349
https://www.semcommittee.com/sites/semc/files/media-files/SEM-18-156a%20Poyry%20Report%20-%20Cost%20of%20New%20Entrant%20Peaking%20Plant%20and%20Combined%20Cycle%20Plant%20in%20I-SEM.pdf
https://www.energyville.be/sites/energyville/files/downloads/2020/20200918_fullpresentation_0.pdf
Cost of life-time extension of Seraing (Trends Tendance article 27/08/14) with inflation

## 4.3. Outages
4.3. Outages
4.3.1. Forced outage rates
Details around the calculation method can be found in the outage study report in annex of the public consultation report.
Category | Number of FO per year | Average FO rate [%] | Average duration of FO rate [hours]
Nuclear | 1.3* | 4.0%* - 20.5%** | 199 hours* [around 8 days]
CCGT | 9.4 | 5.5% | 110 hours [ around 5 days]
OCGT | 9.2 | 8.2% | 221 hours [around 9 days]
TJ | 3.2 | 9.8% | 130 hours [around5 days]
CHP, waste, biomass | 2.9 | 6.4% | 111 hours [around 5 days]
Pumped Storage | 6.7 | 6.8% | 179 hours [around 7 days]
DC links | 1.9 | 6.7% | 158 hours [around 7 days]
4.3.2. Planned outages
The latest public information (REMIT) regarding the planned outages will be used
For years were no data are available in REMIT, the data from ENTSO-E will be used : https://www.entsoe.eu/outlooks/midterm/

## 4.4. Flex. charact.
4.4. Flexibility characteristics
| Parameters | [8 empty] | Maximum upward flexibility |  |  | Maximim downward flexibility |  |  | Energy Limit | Clarification, justifications and remarks
Parameter | Minimum up time | Minimum down time | Hot start up time | Warm start up time | Cold start up time | Transition time from "hot" to "warm" | Transition time from "warm" to "cold" | Min Stable power | Ramp Rate | Ramping flexibility limit | Fast flexibility limit | Slow flexibility limit | Ramping flexibility limit | Fast flexibility limit | Slow flexibility limit
Definition | Duration that a unit needs to remain in "on" status after the start of an activation | Duration that a unit needs to remain in "off" status after the end of an activation | Duration between the activation signal and attaining minimum stable power in "hot", "warm" or "cold" conditions |  |  | Duration that a unit goes from "hot" to "warm" status after the end of an activation | Duration that a unit goes from "warm" to "cold" status after the end of an activation | Minimum power output level when in "on" status | Minimum power variation in a time period | Maximum share of the installed capacity which can participate in the categories upward ramping, fast and slow flex (without accounting other constraints, e.g. ramp rate) |  |  | Maximum share of the installed capacity which can participate in the categories downward ramping, fast and slow flex (without accounting other constraints, e.g. ramp rate) |  |  | expressed in number of hours during which the plant can product at its maximum capacity
Unit | hours | hours | hours | hours | hours | hours | hours | % Pmax | %Pmax/min | %Pmax | %Pmax | %Pmax | %Pmax | %Pmax | %Pmax | hours
Nuclear
Interconnections (AC & DC) | [9 empty] | ATC import -Pnom import |  |  | ATC export - Pnom export |  |  |  | Cross-border flexibility is constrained by the remaining import / export capacity after the day-ahead schedules. Additional constraints are implemented following :
*the availability of the cross-border energy service, particularly during high (> 300 €/MWh - reduced upward flexibility) / low price (< 0 €/MWh - reduced downward flexibility) periods
*estimations on balancing market liquidity on European balancing market platforms on aFRR and mFRR (by means of sensitivities)
*Ramping : 0 MW with sensitivity up to 75 MW, equal to 50 % aFRR needs
*Fast : 250 MW / 350 MW (= reserve sharing limits) with sensitivities equal to 50% mFRR needs
Renewable Generation
Wind offshore | [8 empty] | 100% |  |  |  | 65%Pnom | 65% Pnom | 65% Pom |  | Based on literature [1] and constrained based on day-ahead forecast errors (99th percentile of observed forecast errors).
Ramping flexibility limited to 400 MW and 925 MW of the installed offshore fleet (based on an installed capacity of 4.4 GW ) based on input stakeholders.
*This equals a share before 2028 : *18% of installed capacity ; As from 2028: *21% of installed capacity
Wind onshore (only share CIPU) | [8 empty] | 100% |  |  |  |  | 90% Pnom | 90% Pnom |  | Based on literature [1] and further constrained based on day-ahead forecast errors (99th percentile of observed forecast errors).
Solar (only share CIPU) | [8 empty] | 100% |  |  |  |  | 90% Pnom | 90% Pnom |  | Based on return on experience, and analysis of day-ahead forecast errors
Run-of-River Hydro
Biofuel (only share CIPU) | 8h | 8h | 3h | 5h | 7h | 12h | 72h | 40% | 3% |  |  |  | Pnom-Pmin (0% when "off") | Pnom-Pmin (0% when "off") | Pnom-Pmin (0% when "off") |  | Based on literature [2] and CHP recent steam turbine values
CCGT
new | 2h | 2h | 1h | 1.5h | 2h | 8h | 48h | 30% | 11% | Pmax-Pnom (0% when "off") | Pmax-Pnom (0% when "off") | Pmax-Pnom (100% when "off") | Pnom-Pmin (0% when "off") | Pnom-Pmin (0% when "off") | Pnom-Pmin (0% when "off") |  | Based on literature [3] and [4]
(to be commissioned)
recent | 3h | 3h | 1.5h | 2h | 3h | 8h | 48h | 40% | 6% | Pmax-Pnom (0% when "off") | Pmax-Pnom (0% when "off") | Pmax-Pnom (100% when "off") | Pnom-Pmin (0% when "off") | Pnom-Pmin (0% when "off") | Pnom-Pmin (0% when "off")
(commissioned after 2000)
old | 3h | 3h | 1.5h | 2,5h | 4h | 8h | 48h | 45% | 3% | Pmax-Pnom (0% when "off") | Pmax-Pnom (0% when "off") | Pmax-Pnom (100% when "off") | Pnom-Pmin (0% when "off") | Pnom-Pmin (0% when "off") | Pnom-Pmin (0% when "off")
(commissioned before 2000)
OCGT
new | 1h | 1h | 0.16h | 0.16h | 0.16h | 2h | 3h | 20% | 15% | Pmax-Pnom (0% when "off") | Pmax-Pnom (100% when "off") | Pmax-Pnom (100% when "off") | Pnom-Pmin (0% when "off") | Pnom-Pmin (0% when "off") | Pnom-Pmin (0% when "off") |  | Based on literature [3] and [4]
existing | 1h | 1h | 0.16h | 0.16h | 0.16h | 2h | 3h | 30% | 12% | Pmax-Pnom (0% when "off") | Pmax-Pnom (100% when "off") | Pmax-Pnom (100% when "off") | Pnom-Pmin (0% when "off") | Pnom-Pmin (0% when "off") | Pnom-Pmin (0% when "off")
CHP
CHP (GAS TURBINE) | 4h | 4h | 1h | 1h | 4h | 2 h | 3 h | 50% | 10% |  |  |  | Pnom-Pmin | Pnom-Pmin | Pnom-Pmin | 8 hours | Based on literature [3] and CHP recent steam turbine values (+ [5] for energy limit) + input COGEN
CHP (CCGT) | 3h | 3h | 1h | 2h | 3h | 8h | 48h | 40% | 6% | Pmax-Pnom | Pmax-Pnom | Pmax-Pnom | Pnom-Pmin | Pnom-Pmin | Pnom-Pmin |  | Based on literature [3] and CHP recent steam turbine values (+ [5] for energy limit) + input COGEN
Large-scale storage
Pumped Storage | [8 empty] | 100% | Pmax- Pnom (0% when "off") | Pmax - Pnom | Pmax - Pnom | Pnom-Pmin (0% when "off") | Pnom - Pmin | Pnom - Pmin | 4,5 hours | Aggregation of PHS-sites. Based on literature review [6; 7] and Elia's internal information
Large battery storage | [8 empty] | 100% | Pmax-Pnom | Pmax-Pnom | Pmax-Pnom | Pnom - Pmin | Pnom - Pmin | Pnom - Pmin | 1 hours
Demand Response
All categories | [8 empty] | 100% | min (10% Pmax ; Pmax - Pnom) | min (40% Pmax ; Pmax - Pnom) | Pmax - Pnom |  |  |  | 1, 2 , 4, 8 hours - no limit | Based on E-Cube study and and Elia's estimation [9]
New technologies
1. Home batteries | [8 empty] | 100% | Pmax-Pnom | Pmax-Pnom | Pmax-Pnom | Pnom - Pmin | Pnom - Pmin | Pnom - Pmin | 2 hours | Based on literature review [9;10;11] and DELTA-EE study [14] *energy which can beactivated throughout the day (not in one stretch)
2A. Heat Pumps - Sanitary Hot Water | [8 empty] | 100% | min(50% Pmax;Pmax-Pnom) | min(70% Pmax;Pmax-Pnom) | Pmax-Pnom |  |  |  | 7 hours
2B. Heat Pumps - Space Heating | [8 empty] | 100% | min(50% Pmax;Pmax-Pnom) | min(70% Pmax;Pmax-Pnom) | Pmax-Pnom |  |  |  | 5 hours*
3A V1M | [8 empty] | 100% | Pmax-Pnom | Pmax-Pnom | Pmax-Pnom |  |  |  | 8 hours*
3B. V2M | [8 empty] | 100% | Pmax-Pnom | Pmax-Pnom | Pmax-Pnom | Pnom - Pmin | Pnom - Pmin | Pnom - Pmin | 3 hours
Electrolyzers | [8 empty] | 100% |  | Pnom (0% when "off") | Pnom (0% when "off") |  |  |  |  | Based on literature [12]
Diesel + Turbojets | 0 h | 0.10 h | 0.05 h | 0.05 h | 0.05 h | 0 | 0 | 30% | 100% | Pmax-Pnom (0% when "off") | Pmax-Pnom (100% when "off") | Pmax-Pnom (100% when "off") | Pnom-Pmin (0% when "off") | Pnom-Pmin (0% when "off") | Pnom-Pmin (0% when "off") |  | Based on Internal Combustion Engines [13]
Terminology
Pmax | Maximum injected power of the unit (MW)
Pmax- | Maximum absorbed power of the unit (MW), i.e. negative value
Pnom | Day-Ahead Scheduled power of the unit (MW), i.e. positive or negative value
Pmin | Minimum stable power (MW)
ATCexport | Maximum available export capacity (MW)
ATCimport | Maximum available import capacity (MW)
ramping flex | Capacity which can be regulated continuously up- or downward in a timeframe of one minute
fast flex | Capacity which can be regulated up- or downward in a time frame of 15 minutes
slow flew | Capacity which can be regulated up- or downward in a time frame of 5 hours
List of references
1 | Van de vyver et al. | Comparison of wind turbine power control strategies to provide power reserves | [9 empty] | https://ieeexplore.ieee.org/abstract/document/7514034
2 | Dotzauer et al. | How to measure flexibility – Performance indicators for demand driven power generation from biogas plants | [9 empty] | https://www.sciencedirect.com/science/article/pii/S0960148118312059#sec3
3 | ENTSO-E | MAF Data | [9 empty] | https://www.entsoe.eu/Documents/SDC%20documents/MAF/MAF_2018_Dataset.xlsx
4 | Agora | Flexibility in thermal power plants, with a focus on existing coal-fired power plants | [9 empty] | https://www.agora-energiewende.de/fileadmin2/Projekte/2017/Flexibility_in_thermal_plants/115_flexibility-report-WEB.pdf
5 | Danish Energy Agency | Flexibility in the Power System - Danish and European experiences | [9 empty] | https://ens.dk/sites/ens.dk/files/Globalcooperation/flexibility_in_the_power_system_v23-lri.pdf
6 | Deloitte | Assessing the economic conditions of Belgian pumped-hydroelectric storage: comparative review of profitability drivers in Europe and evaluation of the current situation | [9 empty] | https://www.creg.be/sites/default/files/assets/Consult/2018/1718/RA1718-Annex2.7.pdf
7 | e-Storage | Potential, Economic and Environmental Value of Large-Scale Energy Storage in Europe | [9 empty] | http://www.estorage-project.eu/wp-content/uploads/2013/06/eStorage-D3.2-Value-of-storage.pdf
8 | E-Cube Strategy Consultants | Market Response study 2017 – 2nd phase report | [9 empty] | https://www.elia.be/-/media/project/elia/elia-site/electricity-market-and-system---document-library/adequacy---strategic-reserve/2018/20170712_e-cube_market-response_report_phase2.pdf
9 | Gils, H. | Assessment of the theoretical demand response potential in Europe | [9 empty] | https://www.sciencedirect.com/science/article/abs/pii/S0360544214001534
10 | Le Baut et al. | Characterization of flexibility resources and distribution networks | [9 empty] | http://smartnet-project.eu/wp-content/uploads/2017/05/D1.2_20170522_V1.1.pdf
11 | Brouwer et al. | Least-cost options for integrating intermittent renewables in low-carbon power systems | [9 empty] | https://www.sciencedirect.com/science/article/abs/pii/S0306261915012167
12 | IRENA | Green Hydrogen Cost Reduction | [9 empty] | https://www.irena.org/publications/2020/Dec/Green-hydrogen-cost-reduction
13 | Wartisla | Reciprocating engines as a source reciprocating engines as a source of flexibility in a power system | [9 empty] | https://www.cire.pl/pliki/2/2018/13___niewinski.pdf
14 | DELTA-EE | Data published with the public consultation on 28/10 and final report on 4/11 latest. | [9 empty] | https://www.elia.be/en/users-group/adequacy-working-group/20221028-meeting

## 5.1. Flow based domains
5.1. Flow-based domains
Elia has developed a flow-based framework which does not rely on historical domains, but instead aims to mimic the operational flow-based capacity calculation workflow.
The framework is based on a zonal model of Europe and the grid model used is based on the TYNDP 2022.
The flow-based perimeter includes the CORE* region, with 13-dimensional domains.
Using a framework allows hence to consult on the parameters rather than domains.
The flow-based domains will be illustrated in the final report.
For more information on flow-based please refer to the appendix on Cross-border exchange capacities.
* note that the framework has been improved to be able to cope with CORE and to include 'advanced hybrid coupling' treatment of external links to the flow-based zone.
5.1.1. Main parameters
Market Parameters |  | 2023 | 2024 | 2025 | 2026 | 2027 | 2028 | 2029 | 2030 | 2031 | 2032 | 2033 | 2034 | Comments
Flow-based perimeter |  | CORE
Bidding zones |  | As Is | [11 empty] | ACER Decision No 11-2022 on the alternative bidding zone configurations only refers to assessment by next BZR study, so no official new configuration is known at this moment
minRAM |  | See table below | [11 empty] | https://acer.europa.eu/Official_documents/Acts_of_the_Agency/Publications%20Annexes/ACER%20Report%20on%20the%20result%20of%20monitoring%20the%20MACZT%20Generic/ACER%20Report%20on%20the%20result%20of%20monitoring%20the%20MACZT%20Derogations.pdf
Treatment of external flows |  | Standard Hybrid Coupling (SHC) |  | Advanced Hybrid Coupling (AHC)
External & Allocation constraints |  | No allocation constraint for Belgium from 2024 onwards* | [11 empty] | * Assumed that simultaneous 'Max Import' is systematically not higher than 9.000MW **See JAO Publication Tool for monthly statistics on the dynamic allocation constraint for Poland and External constraint of The Netherlands
Dynamic Allocation constraint for PL for all years**
External constraint on Core net position of NL (Import: 6500/Export: 6500) until 2023**
Use of PST in capacity calculation |  | For Belgium: 1/2 For other: 1/3 | [11 empty] | All get a setpoint based on the nodal flow estimation (FE). In capacity calculation only the currently known PST’s are selected (BC). In capacity allocation none participate (MC)
Use of HVDC in flow-based capacity allocation |  | Only ALEGrO
Modelling of Channel HVDC (NemoLink, IFAs, BritNed, Noth Sea Link, etc..) |  | Consideration of 'Explicit Allocation' after Brexit | [11 empty] | See eg section 5.1.3 “Post-Brexit trading arrangements with the United Kingdom” (page 53) of the Belgian Regulator (CREG) Monitoring Report 2021
5.1.2. MinRAM trajectories
Country |  | 2023 | 2024 | 2025 | 2026 | 2027 | 2028 | 2029 | 2030 | 2031 | 2032 | 2033 | 2034 | Justification
Austria | CORE borders | 39.04 | 49.36 | 59.68 | 70 | 70 | 70 | 70 | 70 | 70 | 70 | 70 | 70 | Action plan 2021-2025; Derogation for 2022 (related to loop flows & PST flows)
Belgium* | CORE borders | 70 | 70 | 70 | 70 | 70 | 70 | 70 | 70 | 70 | 70 | 70 | 70 | *With the application of a derogation
Netherlands | CORE borders | 47.8 | 55.2 | 62.6 | 70 | 70 | 70 | 70 | 70 | 70 | 70 | 70 | 70 | Action plan 2020-2025; Derogation for 2022 (related to floop flows & redispatching)
Germany | CORE borders | 40.78 | 50.52 | 60.26 | 70 | 70 | 70 | 70 | 70 | 70 | 70 | 70 | 70 | Action plan 2020-2025
France | CORE borders | 70 | 70 | 70 | 70 | 70 | 70 | 70 | 70 | 70 | 70 | 70 | 70
Slovenia | CORE borders | 70 | 70 | 70 | 70 | 70 | 70 | 70 | 70 | 70 | 70 | 70 | 70
Kroatia | CORE borders | 70 | 70 | 70 | 70 | 70 | 70 | 70 | 70 | 70 | 70 | 70 | 70 | Plans to adopt a action plan mid-2022; Derogation for 2022 (several reason)
Romania | CORE borders | 47.8 | 55.2 | 62.6 | 70 | 70 | 70 | 70 | 70 | 70 | 70 | 70 | 70 | Action plan 2021-2025
Czechia | CORE borders | 70 | 70 | 70 | 70 | 70 | 70 | 70 | 70 | 70 | 70 | 70 | 70 | Derogation for 2022 (loop flows, internal flows, reliability margins)
Slovakia | CORE borders | 70 | 70 | 70 | 70 | 70 | 70 | 70 | 70 | 70 | 70 | 70 | 70 | Derogation for 2022 (related to operational security)
Poland | CORE borders | 49.6 | 56.4 | 63.2 | 70 | 70 | 70 | 70 | 70 | 70 | 70 | 70 | 70 | Action plan 2020-2025; Derogation for 2022 (related to floop flows & non-coordinated transit flows); max value
Hungary | CORE borders | 70 | 70 | 70 | 70 | 70 | 70 | 70 | 70 | 70 | 70 | 70 | 70 | Public consultation of action plan in 2021

## 6.1. Data for other countries
6.1. Data for other countries
The assumption for all European countries will be based on :
- ERAA 2022 - the study should be published by end of the year by ENTSO-E
- FitFor55 & RePowerEU announcements
- Latest available market information for all EU countries if any. Those will be detailed in the final report
France
| Parameter | Units | 2022 | 2023 | 2024 | 2025 | 2026 | 2027 | 2028 | 2029 | 2030 | 2031 | 2032 | 2033 | 2034 | Sources / Infos :
| Demand | Twh | 468 | 475 | 480 | 489 | 497 | 506 | 516 | 525 | 538 | 547 | 557 | 566 | 575 | • ERAA 2022
| Onshore Wind | GW | 13 | 15 | 18 | 21 | 24 | 27 | 30 | 32 | 34 | 35 | 35 | 35 | 36 | • Futurs Energétiques (October 2021)
| Offshore Wind | GW | 0 | 1 | 2 | 3 | 3 | 4 | 5 | 6 | 8 | 10 | 13 | 15 | 18 | • Public consultation for the next “Bilan Prévisionnel” foreseen in November 2022
| Solar | GW | 13 | 15 | 18 | 21 | 27 | 33 | 40 | 43 | 47 | 51 | 55 | 59 | 63 | • Macron’s announcement from February 2022 (lower investments in onshore wind* + nuclear extension**)
| Coal | GW | 0.8 | 0.8 | 0.4 | 0.4 | 0.4 | 0.4 | 0 | 0 | 0 | 0 | 0 | 0 | 0
| Nuclear | GW | 60.1 | 61.8 | 61.8 | 61.8 | 61.8 | 61.8 | 61.8 | 61.8 | 61.8 | 61.8 | 61.8 | 61.8 | 61.8
Germany
| Parameter | Units | 2022 | 2023 | 2024 | 2025 | 2026 | 2027 | 2028 | 2029 | 2030 | 2031 | 2032 | 2033 | 2034 | Sources / Infos :
| Demand | Twh |  | 559 | 574 | 589 | 604 | 619 | 634 | 649 | 685 | 722 | 758 | 794 | 830 | • ERAA22
| Onshore Wind | GW | 42 | 47 | 55 | 65 | 75 | 85 | 95 | 105 | 115 | 125 | 135 | 145 | 155 | • Easter package (April 2022)
| Offshore Wind | GW | 9 | 10 | 11 | 11 | 12 | 15 | 18 | 30 | 30 | 32 | 34 | 36 | 38 | • NEP 2023, scenario from 2037 (January 2022)
| Solar | GW | 66 | 75 | 88 | 105 | 127 | 149 | 171 | 193 | 215 | 237 | 259 | 281 | 303
| Coal | GW | 26.6 | 25.9 | 22.6 | 18.2 | 16.6 | 13.7 | 9.7 | 0 | 0 | 0 | 0 | 0 | 0
| Nuclear | GW | 0 | 0 | 0 | 0 | 0 | 0 | 0 | 0 | 0 | 0 | 0 | 0 | 0
Netherlands
| Parameter | Units | 2022 | 2023 | 2024 | 2025 | 2026 | 2027 | 2028 | 2029 | 2030 | 2031 | 2032 | 2033 | 2034 | Sources / Infos :
| Demand | Twh |  | 123 | 124 | 130 | 135 | 141 | 148 | 154 | 158 | 163 | 167 | 171 | 176 | • ERAA22
| Onshore Wind | GW | 8 | 9 | 9 | 10 | 10 | 11 | 11 | 12 | 12 | 12 | 13 | 13 | 14 | • Monitoring leveringszekerheid (TenneT, 2021)
| Offshore Wind | GW | 6 | 6 | 6 | 8 | 8 | 10 | 14 | 18 | 22 | 24 | 25 | 26 | 27 | • Monitor Zon-PV and Wind op Land 2022 in Nederland
| Solar | GW | 21 | 26 | 31 | 34 | 37 | 40 | 43 | 46 | 49 | 52 | 55 | 58 | 61 | • Offshore government announcement (March, 2021)
| Coal | GW | [13 empty] | • Ontwikkelkader windenergie op zee (June 2022)
| Nuclear | GW
United Kingdom
| Parameter | Units | 2022 | 2023 | 2024 | 2025 | 2026 | 2027 | 2028 | 2029 | 2030 | 2031 | 2032 | 2033 | 2034 | Sources / Infos :
| Demand | Twh |  | 289 | 291 | 296 | 301 | 312 | 322 | 333 | 345.67 | 358.33 | 371 | 383.67 | 396.33 | • ERAA22
| Onshore Wind | GW | 14 | 14.8 | 17.3 | 19.4 | 21.5 | 23.2 | 24.9 | 26.2 | 27.4 | 28.6 | 29.6 | 30.4 | 31.4 | • Future Energy Scenarios (July 2022)
| Offshore Wind | GW | 15 | 16.8 | 21.9 | 23.1 | 24.9 | 27.8 | 31.3 | 42.7 | 44.5 | 52 | 57.4 | 60.4 | 70.9 | • Unit-by-unit analysis for nuclear
| Solar | GW | 15.3 | 17 | 19.1 | 21.1 | 23.4 | 25.5 | 27.9 | 30.8 | 33.8 | 36.9 | 40 | 43 | 47.5
| Coal | GW
| Nuclear | GW | 6 | 6 | 3.6 | 3.6 | 3.6 | 6.8 | 4.4 | 4.4 | 4.4 | 4.4 | 4.4 | 7.6 | 7.6
Spain
| Parameter | Units | 2022 | 2023 | 2024 | 2025 | 2026 | 2027 | 2028 | 2029 | 2030 | 2031 | 2032 | 2033 | 2034 | Sources / Infos :
| Demand | Twh |  | 255 | 259 | 260 | 260 | 261 | 262 | 263 | 267 | 272 | 277 | 281 | 286 | • ERAA 22
| Onshore Wind | GW | 30 | 31 | 34 | 37 | 40 | 43 | 45 | 48 | 50 | 51 | 53 | 54 | 56 | • Spanish Roadmap*
| Offshore Wind | GW | 0 | 0 | 0 | 0 | 0 | 0 | 0 | 2 | 2 | 2 | 3 | 3 | 3 |  | • Hoja de Ruta para el desarrollo de la Eólica Marina y de las Energías del Mar (miteco.gob.es)
| Solar | GW | 18 | 23 | 29 | 34 | 39 | 44 | 50 | 55 | 60 | 65 | 71 | 76 | 81 |  | • Hoja de Ruta del Autoconsumo (miteco.gob.es)
| Coal | GW | 0.5 | 0.5 | 0.5 | 0 | 0 | 0 | 0 | 0 | 0 | 0 | 0 | 0 | 0 |  | • El Gobierno aprueba la Estrategia de Almacenamiento Energético, clave para garantizar la seguridad del suministro y precios más bajos de la energía (miteco.gob.es).
| Nuclear | GW | 7.1 | 7.1 | 7.1 | 7.1 | 7.1 | 6.1 | 5.1 | 3 | 2.1 | 2.1 | 2.1 | 1 | 0 |  | • Estado del acceso y conexión de la generación renovable eólica y solar fotovoltaica ¦ Red Eléctrica (ree.es)
Italy
| Parameter | Units | 2022 | 2023 | 2024 | 2025 | 2026 | 2027 | 2028 | 2029 | 2030 | 2031 | 2032 | 2033 | 2034 | Sources / Infos :
| Demand | Twh |  | 326 | 329 | 332 | 335 | 342 | 350 | 357 | 359 | 362 | 364 | 366 | 369 | • ERAA22
| Onshore Wind | GW | 13 | 13 | 14 | 15 | 16 | 16 | 17 | 19 | 20 | 21 | 23 | 24 | 25 | • DDS2022 : «Documento di descrizione degli scenari 2022»
| Offshore Wind | GW | 0 | 0 | 1 | 1 | 2 | 3 | 5 | 9 | 11 | 13 | 16 | 18 | 21
| Solar | GW | 31 | 34 | 39 | 44 | 50 | 56 | 62 | 68 | 75 | 81 | 87 | 93 | 99
| Coal | GW | 4 | 1.7 | 0.5 | 0.5 | 0.5 | 0 | 0 | 0 | 0 | 0 | 0 | 0 | 0
| Nuclear | GW
Poland
| Parameter | Units | 2022 | 2023 | 2024 | 2025 | 2026 | 2027 | 2028 | 2029 | 2030 | 2031 | 2032 | 2033 | 2034 | Sources / Infos :
| Demand | Twh |  | 165 | 167 | 171 | 174 | 178 | 181 | 185 | 188 | 192 | 195 | 199 | 202 | • ERAA22
| Onshore Wind | GW | 10 | 11 | 11 | 11 | 11 | 11 | 11 | 12 | 12 | 12 | 12 | 12 | 12 | • Energy Policy of Poland until 2040 (02/02/2021)
| Offshore Wind | GW | 0 | 0 | 0 | 1 | 4 | 6 | 6 | 6 | 6 | 7 | 7 | 8 | 8 | • Latest trends (solar, onshore wind), press articles
| Solar | GW | 12 | 15 | 17 | 20 | 22 | 23 | 25 | 27 | 29 | 30 | 32 | 34 | 35
| Coal | GW | 22 | 21.6 | 21.2 | 20.7 | 20.7 | 20.7 | 20.3 | 20.3 | 16 | 15.6 | 14.5 | 13.8 | 11.6
| Nuclear | GW
Denmark
| Parameter | Units | 2022 | 2023 | 2024 | 2025 | 2026 | 2027 | 2028 | 2029 | 2030 | 2031 | 2032 | 2033 | 2034 | Sources / Infos :
| Demand | Twh | 38 | 39 | 40 | 43 | 45 | 48 | 51 | 54 | 57 | 60 | 61 | 63 | 64 | • ERAA 2022
| Onshore Wind | GW | 5 | 5 | 5 | 6 | 6 | 7 | 7 | 7 | 7 | 8 | 8 | 8 | 7 | • Analyseforudsætninger til Energinet (23/09/2022)
| Offshore Wind | GW | 2 | 3 | 3 | 3 | 4 | 4 | 5 | 8 | 13 | 13 | 16 | 17 | 20 | • Energy Agency revisits cases of planned coal plant closures (01/10/2022)
| Solar | GW | 3 | 4 | 6 | 8 | 11 | 13 | 15 | 18 | 19 | 20 | 20 | 21 | 22
| Coal | GW | 0.8 | 0.8 | 0.4 | 0.4 | 0.4 | 0.4 | 0 | 0 | 0 | 0 | 0 | 0 | 0
| Nuclear | GW

## 7.1. LCT
7.1. Low-carbon Tender (LCT) dataset
Individually-modelled thermal production
| Technology | Net Generation Capacity [MW]
| CCGT | 1601
| CCGT-GT | 1562.3
| CCGT-ST | 659
| CL | 0
| GT | 599
| ST | 0
| IS | 284.4
| NU | 3929
| TJ | 140
| CHP | 940.3
Renewables & non-CIPU
| Technology | Net Generation Capacity [MW]
| Wind onshore | 3584
| Wind offshore | 2260
| Photovoltaics | 9300
| Hydro RoR | 133
| Gas CHP - non-CIPU | 1396
| Biomass - non-CIPU | 534
| Waste - non-CIPU | 48
Total electricity demand
| Total electricity demand | 86.9787
Storage
Storage
| Turbining capacity at the end of the mentionned year | Total capacity | 1278
|  | Coo 1-6 | 1134
|  | Platte Taille 1-4 | 144
| Reservoir volume at the end of the mentioned year [MWh] | Available storage for economic dispatch | 5800
|  | Storage reservoir | 6300
|  | Storage reservoir derating (black-start services) | 500
Large-scale batteries
| Total potential capacity [MW] |  | 540
| Capacity [MW] | Exisiting capacity | 52
|  | Additional potential if economically viable | 488
| Total potential volume [MWh] |  | 1836
| Volume [MWh] | Existing volume | 177
| Reservoir volume [MWh] | Additional potential if economically viable | 1659
Small-scale batteries
| Total potential capacity [MW] |  | 308
| Total potential volume [MWh] |  | 616
DSR Industry
| Technology | Net Generation Capacity [MW]
| Existing DSR | 2098
| New potential DSR submitted to EVA - 25€/kW | 1798
| New potential DSR submitted to EVA - 50€/kW | 300
| New potential DSR submitted to EVA - 75€/kW | 0
| New potential DSR submitted to EVA - 100€/kW | 0
| Existing DSR - Details in shedding capacity | 0
| Max use of 1 hour | 1798
| Max use of 2 hours | 130
| Max use of 4 hours* | 453
| Max use of 8 hours | 634
| No limit | 388
| * The volume for ancillary services is included in the "max use of 4 hours" category | 193
Fuel & CO2 price
| Technology | Net Generation Capacity [MW]
| Gas TTF [€/MWh] | 103.23
| Gas NBP [€/MWh] | 105.0746
| Coal ARA [€/MWh] | 26.5099
| Oil [€/MWh] | 46.9367
| CO2 EUA [€/tCO2] | 83
| CO2 UKA [€/tCO2] | 91.185
Investment Costs
4.2. Investment costs
Forced outage rates
| Category | Number of FO per year | Average FO rate [%] | Average duration of FO rate [hours]
| Nuclear | 1.3* | 4.0%* - 20.5%** | 199 hours* [around 8 days]
| CCGT | 9.4 | 5.5% | 110 hours [ around 5 days]
| OCGT | 9.2 | 8.2% | 221 hours [around 9 days]
| TJ | 3.2 | 9.8% | 130 hours [around5 days]
| CHP, waste, biomass | 2.9 | 6.4% | 111 hours [around 5 days]
| Pumped Storage | 6.7 | 6.8% | 179 hours [around 7 days]
| DC links | 1.9 | 6.7% | 158 hours [around 7 days]
Flow-based domains
| Market Parameters |  | 2024
| Flow-based perimeter |  | CORE
| Bidding zones |  | As Is
| minRAM |  | See table below
| Treatment of external flows |  | Standard Hybrid Coupling (SHC)
| External & Allocation constraints |  | No allocation constraint for Belgium from 2024 onwards*
Dynamic Allocation constraint for PL for all years**
External constraint on Core net position of NL (Import: 6500/Export: 6500) until 2023**
| Use of PST in capacity calculation |  | For Belgium: 1/2 For other: 1/3
| Use of HVDC in flow-based capacity allocation |  | Only ALEGrO
| Modelling of Channel HVDC (NemoLink, IFAs, BritNed, Noth Sea Link, etc..) |  | Consideration of 'Explicit Allocation' after Brexit
Data for other countries
|  |  | France | Germany | Netherlands | United Kingdom | Spain | Italy | Poland | Denmark
| Demand | Twh | 480 | 574 | 124 | 291 | 259 | 329 | 167 | 40
| Onshore Wind | GW | 18 | 55 | 9 | 17.3 | 34 | 14 | 11 | 5
| Offshore Wind | GW | 2 | 11 | 6 | 21.9 | 0 | 1 | 0 | 3
| Solar | GW | 18 | 88 | 31 | 19.1 | 29 | 39 | 17 | 6
| Coal | GW | 0.4 | 22.6 | 0 | 0 | 0.5 | 0.5 | 21.2 | 0.4
| Nuclear | GW | 61.8 | 0 | 0 | 3.6 | 7.1 | 0 | 0 | 0